{"text_format":"1","workbook":"xlsx","n_sheets":35,"sheets":["Remise","Logo","Notice d'utilisation","Dimensionnement","Chiffrage","Radiateurs Existant","Coûts énergies et Abonnements","regimrad","DEVIS","Aides financières","OFFRE","Préconisation","Résultats","Station Météo","BdD Localisation","BdD PAC split","Graphiques","BdD Bâtiment","DJU","ChoixPAC","Offre Alezio G hybrid","Offre HPI - G Hybrid","Offre Alezio O Hybrid","Offre GSHP","Offre Alezio S - ERIA ","Offre S Compact - ERIA FIT IN","Offre SV200 - ERIA N DUO ","OFFRE HPI M","Offre Strateo","Offre HPI - CAELIA","Tarif","Consommations et Coûts de prod.","BdD PAC monobloc","DTU PAC","Mise à jour logiciel"],"not_rendered":{"charts":6,"images":72,"macros":1,"external_links":0,"defined_names":81,"comments":6,"pivot_tables":0},"unopened":[],"bounds":{"document_bytes":16777216,"sheet_cells":100000,"rows_first":2000,"rows_last":500,"rows_between":2000,"halvings":0,"cell_chars":16384,"cell_head_chars":4096},"cells_cut":0,"cells_raw":0,"read":"whole","date_system":"1900"}

{"sheet":"Remise","index":0,"n_rows":4,"n_cols":4,"rows_kept":4,"cut":false,"hidden":true,"merged":[]}
[]
[]
[]
[null,null,"Remise ",0]

{"sheet":"Logo","index":1,"n_rows":8,"n_cols":5,"rows_kept":8,"cut":false,"hidden":false,"merged":[]}
[]
[null,null,"Veuillez insérer le logo de l'entreprise partenaire dans le cadre ci-dessous :"]
[]
[null,null,1]
[null,1,null,null,"Veuillez uniquement insérer/modifier un logo"]
[]
[]
["Cliquez sur le bouton pour rejoindre :"]

{"sheet":"Notice d'utilisation","index":2,"n_rows":449,"n_cols":14,"rows_kept":449,"cut":false,"hidden":false,"merged":[[279,2,279,15],[389,2,389,6],[281,2,281,6],[387,2,387,6]]}
[]
[]
[]
[]
[]
[null,null,null,null,null,null,null,null,null,{"$f":"+CONCATENATE(\"Notice d'utilisation de l'outil PAC - \",Dimensionnement!$C$11)","v":"Notice d'utilisation de l'outil PAC - Version 04/2020_v01"}]
[]
[null,null,"Nous contacter"]
[null,null,null,"Si vous avez besoin d'un renseignement supplémentaire, si vous avez une proposition d'amélioration à nous faire parvenir contactez nous à l'adresse Tools@bdrthermea.fr"]
[null,null,null,"En cas de problème d'utilisation de l'outil, contactez-nous à l'adresse Tools@bdrthermea.fr  en joignant à votre mail le fichier excel avec la configuration qui fait défaut."]
[]
[]
[null,null,"Les nouveautés de l'outil ",null,null,null,null,"Dernière mise à jour : ",{"$f":"Dimensionnement!$C$11","v":"Version 04/2020_v01"}]
[]
[]
[]
[null,null,null,"Dimensionnement"]
[null,null,null,"1)","Ajout de la gamme OEnoviaPac-C MB (Monobloc)"]
[null,null,null,"2)","Remplacement des gammes OEnoviaPac First par OEnoviaPac-C First et OEnoviaPac Slim par OEnoviaPac-C Slim (nouvelle régulation)"]
[null,null,null,"3)","OEnoviaPac Confort disponible en cascade (2 unités identiques)"]
[]
[]
[]
[]
[]
[null,null,null,"Chiffrage"]
[null,null,null,"1)","Actualisation des aides financières 2020. Prise en compte de l'aide MaPrimeRénov."]
[null,null,null,"2)","Chiffrage des OEnoviaPac-C MB (Monobloc)"]
[null,null,null,"3)","Changement de références pour les hybrides foul."]
[null,null,null,"4)","Ajout d'accessoires tels que bouteille de découplage et soupape différentielle."]
[null,null,null,"5)","Chiffrage de cascades de 2 OEnoviaPac Confort identiques disponible"]
[null,null,null,"6)","Chiffrage de OEnoviaGaz-Hybrid propane disponible"]
[]
[null,null,null,"Autres changements"]
[null,null,null,"1)","Possibilité d'insérer un logo d'un partenaire"]
[null,null,null,"2)","Navigation entre les onglets de l'outil repensée : création d'un bandeau."]
[]
[]
[]
[]
[]
[]
[]
[null,null,"Ce qu'il faut savoir"]
[]
[null,null,null,"Sélection","= Les cases de cette forme sont des sélections. L'utilisateur doit soit choisir parmis les solutions proposées dans le menu déroulant, soit indiquer une valeur propre à son projet."]
[]
[null,null,null,"Résultat","= Les cases de cette forme sont des résultats. Ils indiquent des résultats intermédiaires ou finaux en fonction des paramètres entrés précedemment."]
[]
[null,null,null,"Erreur","= Les cases de cette forme sont des erreurs. Elle indique que la valeur sélectionnée n'est pas cohérente. Il faut donc sélectionner une autre valeur."]
[null,null,null,null,"   Pour que le résultat soit correct et corresponde aux paramètres indiqués, aucune case ",null,null,null,null,null,null,null,null,"ne doit être visible."]
[]
[null,null,"Début de la notice d'utilisation"]
[]
[null,"I)","Dimensionnement de la PAC (Pompe à chaleur)"]
[]
[null,"1."]
[]
[]
[]
[]
[]
[]
[null,"►","Sélectionnez tout d'abord le département dans lequel se trouve votre projet ainsi que l'altitude du lieu. "]
[null,null,"Ces données permettront, à partir des données géographiques et météorologiques, de déterminer la température extérieure de base, utile pour le dimensionnement de la PAC. "]
[]
[]
[]
[null,"2."]
[]
[]
[]
[]
[]
[]
[]
[]
[]
[]
[]
[]
[]
[]
[null,"►","L'outil permet de réaliser des études en maison neuves ET en rénovation (depuis 07/2019)"]
[null,null,"Adaptez le menu correspondant à votre cas d'étude"]
[]
[null,"►","Indiquez les caractéristiques du bâtiment "]
[]
[]
[null,"3."]
[]
[]
[]
[]
[]
[]
[]
[]
[]
[]
[]
[]
[]
[]
[]
[]
[null,"►","En fonction du type d'étude sélectionné (maison neuve OU rénovation) plusieurs champs sont à remplir"]
[]
[null,"►","Indiquez le nombre de personnes dans le logement et la consommation d'eau chaude journalière et la consommation annuelle d'énergie (dans cet exemple le volume de fioul)."]
[]
[null,"►","Il est nécessaire de déterminer les déperditions du bâtiment. Plusieurs méthodes sont possibles :"]
[null,null,"- La puissance de déperditions est connue. Indiquez \"OUI\" dans le menu \"Déperditions connues?\" puis entrez la valeur en kW dans la case correspondante."]
[null,null,"- La puissance de déperditions n'est pas connue. Indiquez \"NON\" dans le menu \"Déperditions connues?\"."]
[null,null,null,"- Si vous connaissez le coefficient d'isolation G, indiquez \"OUI\" dans \"Niveau d'isolation connu?\" puis suivez les différentes étapes."]
[null,null,null,"- Si vous ne connaissez pas  le coefficient d'isolation G, indiquez \"NON\" dans \"Niveau d'isolation connu?\" puis suivez les différentes étapes."]
[]
[null,"►","Vous obtiendrez finalement une puissance qui caractérise les déperditions du bâtiment. "]
[]
[]
[null,"4."]
[]
[]
[]
[]
[]
[null,"►","Cette partie détaille les besoins annuels pour le chauffage et pour l'eau chaude sanitaire. "]
[]
[]
[null,"5."]
[]
[]
[]
[]
[]
[null,"►","Cette partie permet de définir le type de produit que vous souhaitez."]
[null,null,"- PAC Air/Eau Hybride :                              C'est une Pompe à Chaleur Air/Eau intégrant un appoint fioul basse température ou condensation ou alors un appoint gaz condensation."]
[null,null,"- PAC Air/Eau + Appoint séparé :              C'est une Pompe à Chaleur Air/Eau pouvant être couplée à un appoint séparé hydraulique ou électrique."]
[null,null,"- PAC Eau/Eau :                                           C'est une Pompe à Chaleur Eau/Eau fonctionnant sur capteur vertical / capteur horizontal ou sur nappe phréatique. Cette PAC est coupplée à un appoint électrique."]
[]
[null,"6."]
[]
[]
[]
[]
[]
[]
[]
[]
[]
[]
[]
[]
[]
[]
[]
[null,"►","Cette partie a pour but de déterminer le modèle idéal pour votre installation."]
[]
[]
[]
[null,"►","Indiquez le facteur de dimensionnement souhaité"]
[null,null,"Ce facteur correspond à une limitation de la puissance de la PAC. "]
[null,null,"C'est une exigence réglementaire imposée par le DTU PAC N°65.16 (Pour les PAC air/eau avec appoint séparé)"]
[null,null,null,"Exemple :"]
[null,null,null,null,"Déperditions = 10 kW"]
[null,null,null,null,"Facteur de dimensionnement = 70%"]
[null,null,null,null,"Puissance PAC à installer = 10 x 70% = 7 kW"]
[null,null,"L'objectif est de limiter la puissance pour que la PAC installée couvre le maximum de besoins tout en évitant les courts-cycles."]
[]
[]
[null,"►","La température de service du circuit chauffage correspond à la température maximale de l'eau qui circule dans le circuit de chauffage. "]
[]
[null,"►","La température de service du circuit de chauffage peut être saisie manuellement ou par calcul."]
[null,null,"- Si vous choisissez par calcul, il faut se reporter dans l'onglet Radiateurs Existant et sélectionnez vos types de radiateurs en saisissant la surface frontale."]
[null,null,"   La température sera automatiquement reportée dans l'onglet Dimensionnement et les calculs s'adapteront. "]
[null,null,"- Si vous choisissez manuellement, indiquez simplement la température correspondant à votre système d'emission (Plancher chauffant : entre 35 et 45°C / Radiateurs : entre 50 et 80 °C)"]
[]
[]
[null,"7."]
[]
[]
[]
[]
[]
[]
[]
[]
[]
[]
[]
[]
[]
[]
[]
[]
[]
[]
[]
[]
[]
[null,"►","Cette dernière partie permet de choisir la gamme et le modèle de la PAC De Dietrich."]
[]
[null,"►","Suivez les indications pour sélectionner la gamme adaptée à vos besoins."]
[]
[null,"►","La puissance PAC à installer et la puissance de la PAC sélectionnée sont données à titre d'indication. Vérifiez que la PAC sélectionnée soit assez puissante."]
[]
[null,"►","Pour les modèles hybrides, choisissez le mode de régulation qu'il vous convient parmi les 2 disponibles."]
[null,null,"- Régulation économique : La régulation fait en sorte d'utiliser l'énergie qui est la plus rentable (PAC ou appoint) en fonction de la température extérieure.    => Mode le plus couramment utilisé"]
[null,null,"- Régulation écologique : La régulation fait en sorte d'utiliser la PAC si le COP est supérieur à 2,58. Cette valeur correspond au coefficient de production de l'électricité en France."]
[]
[]
[null,"8."]
[]
[]
[]
[]
[]
[]
[]
[]
[]
[]
[]
[]
[]
[]
[]
[null,"►","Sélectionnez l'appoint en suivant les propositions."]
[]
[]
[null,"9."]
[]
[]
[]
[]
[]
[]
[]
[]
[]
[]
[]
[]
[]
[]
[]
[]
[]
[]
[]
[]
[]
[]
[null,"►","Tableau comparant les coûts d'exploitation entre la solution PAC et la référence. En cas d'étude dans une maison neuve, la solution PAC est comparée à divers énergies (Gaz, fioul, électricité, …)"]
[]
[null,"10."]
[]
[]
[]
[]
[]
[]
[]
[]
[]
[]
[]
[]
[]
[]
[]
[]
[]
[]
[]
[]
[]
[]
[]
[]
[]
[]
[]
[]
[null,"►","Tableau récapitulant les hypothèses de calcul et présentant les résultats détaillés de la solution PAC."]
[null,"►","Dans le cas d'une maison neuve, la référence peut être sélectionnée via un menu déroulant."]
[null,"►","Divers graphiques complémentaires sont affichés à la suite du ce tableau."]
[]
[null,"II)","Chiffrage de la PAC (Pompe à chaleur)"]
[]
[null,"1."]
[]
[]
[]
[]
[]
[]
[]
[]
[]
[]
[]
[]
[]
[]
[]
[]
[null,"►","Si vous avez réalisé un dimensionnement d'une PAC, et que vous souhaitez voir le chiffrage de celle-ci, sélectionnez \"OUI\" dans la case pour importer les données"]
[]
[]
[null,"2."]
[]
[]
[]
[]
[]
[]
[]
[]
[]
[]
[]
[]
[]
[]
[]
[]
[]
[]
[null,"►","Si vous souhaitez uniquement faire un chiffrage d'une PAC, sélectionnez \"NON\" dans la case afin de pouvoir sélectionner une gamme et un modèle de pompe à chaleur De Dietrich."]
[]
[]
[]
[null,"3."]
[]
[]
[]
[]
[]
[]
[]
[]
[]
[]
[]
[]
[]
[]
[]
[]
[]
[]
[]
[]
[]
[]
[]
[]
[]
[]
[]
[]
[]
[]
[]
[]
[null,"►","L'onglet chiffrage permet d'estimer le montant des aides financières disponibles  (Prime unifiée MaPrimeRenov / CEE / ...) (Nouveautés de janvier 2020 intégrées)"]
[]
[null,"►","Suivez les indications pour vérifier si le projet est éligible ou non."]
[]
[null,"►","Si vous ne souhaitez pas inclure d'aides dans votre chiffrage, sélectionnez \"NON\" dans \"Tenir compte des aides pour le chiffrage\"."]
[]
[]
[]
[null,"4."]
[]
[]
[]
[]
[]
[]
[]
[]
[]
[]
[]
[]
[]
[]
[]
[]
[]
[]
[]
[]
[]
[]
[]
[]
[]
[]
[]
[]
[]
[]
[]
[]
[]
[]
[]
[]
[]
[]
[]
[]
[]
[]
[]
[]
[]
[]
[]
[]
[]
[]
[]
[]
[]
[]
[]
[]
[]
[]
[]
[]
[]
[]
[]
[]
[]
[]
[]
[]
[]
[null,"►","Le chiffrage peut se faire de plusieurs façon."]
[null,null,"- Il est possible d'utiliser un \"chiffrage type\" qui regroupe les accessoires de base pour une installation. Les quantités ne sont pas modifiables dans cette configuration."]
[null,null,"- Il est possible de réaliser un \"chiffrage personnalisé\". L'outil fait en sorte de proposer uniquement les accessoires adaptés au produit sélectionné."]
[null,null,"En fonction de votre configuration, indiquez les quantités des accessoires nécessaires."]
[]
[null,"►","Si les aides financières sont autorisées, un bilan est effectué à la fin du chiffrage et indique le reste à charge."]

{"sheet":"Dimensionnement","index":3,"n_rows":238,"n_cols":20,"rows_kept":238,"cut":false,"hidden":false,"merged":[[56,6,56,7],[154,2,154,9],[184,6,184,7],[6,13,6,14],[168,3,168,4],[169,3,169,4],[76,1,76,3],[97,8,99,8],[187,6,187,7],[183,3,183,4],[187,3,187,4],[7,3,7,7],[8,3,8,7],[9,3,9,7],[71,2,72,3],[73,2,74,3],[166,3,166,4],[185,3,185,4],[186,3,186,4],[167,3,167,4],[163,3,163,4],[165,3,165,4],[182,3,182,4],[184,3,184,4]]}
[]
[]
[]
[]
[]
[null,null,null,null,null,"Dimensionnement de Pompes à chaleur"]
[]
[null,null,null,"(Bâtiment)"]
[null,null," Références du projet","(Adresse)"]
[null,null,null,"(Lieu)"]
[null,null,"Version 04/2020_v01",null,null,null,null,null,"Date de l'étude :",{"$f":"TODAY()","v":"2020-05-04"}]
[null,null,"Données  géographiques"]
[]
[null,null,"Département de l'installation",null,null,"Altitude",null,null,"Température extérieure de base en °C"]
[null,null,"1 - Ain",null,null,"Entre 0 et 200 m",null,null,{"$f":"'BdD Bâtiment'!D132","v":-10}]
[null,null,null,null,null,{"$f":"'BdD Localisation'!AS11","v":""}]
[null,null,"Caractéristiques du bâtiment"]
[]
[null,null,"Surface de la maison en m²",null,null,"Hauteur moyenne sous plafond en m",null,null,"Température de confort en °C"]
[null,null,150,null,null,2.5,null,null,19]
[null,null,null,null,null,null,null,null,null,null,null,null,null,null,null,null,null,null,3000,"Litres de fioul"]
[null,null,"Type d'étude"]
[null,null,"Rénovation"]
[]
[null,null,"Energie actuelle dans le bâtiment",null,null,"Rendement annuel du système de chauffage actuel",null,null,"ECS actuelle",null,null,null,null,null,null,null,null,null,0,"m3 de gaz naturel"]
[null,null,"Propane",null,null,"Rendement annuel = 90%",null,null,"idem chauffage",null,null,null,null,null,null,null,null,null,0,"kg de propane"]
[null,null,null,null,null,{"$f":"IFERROR(IF(VLOOKUP($F$26,typechaud,1,FALSE)=TRUE,\"\",\"\"),\"Adaptez votre choix\")","v":""},null,null,null,null,null,null,null,null,null,null,null,null,0,"kWh électrique"]
[null,null,"Nombre de circuits",null,null,"Type de circuit"]
[null,null,2,null,null,"2 vannes"]
[]
[null,null,"Type d'abonnement électrique actuel"]
[null,null,"Option de base"]
[]
[null,null,"Estimation des besoins  Chauffage et ECS"]
[null,null,"Nombre de personnes dans le logement",null,null,"Consommation d'eau chaude"]
[null,null,4,null,null,"Normale (50 l/j à 55°C)"]
[]
[null,null,"Déperditions connues (Φ) ?"]
[null,null,"NON"]
[]
[null,null,"Niveau d'isolation connu (G)"]
[null,null,"OUI"]
[]
[null,null,{"$f":"IF(typecs='BdD Bâtiment'!$C$48,\"Consommation actuelle d'énergie par an (avec ECS) \",\"Consommation actuelle d'énergie par an (sans ECS) \")","v":"Consommation actuelle d'énergie par an (avec ECS) "},null,null,"Niveau d'isolation G estimé"]
[null,null,null,{"$f":"VLOOKUP(C26,CONSO,2,FALSE)","v":"kg de propane"},null,{"$f":"IFERROR('BdD Bâtiment'!D140,0)","v":0.6}]
[null,null,null,null,null,{"$f":"IF(C42=\"NON\",\"Valeur de G estimée à renseigner dans Niveau d'isolation (G)\")","v":false}]
[null,null,"Niveau d'isolation (G)",null,null,"Déperditions en kW"]
[null,null,0.6,null,null,{"$f":"'BdD Bâtiment'!D126","v":6.5}]
[null,null,{"$f":"IFERROR(IF('BdD Bâtiment'!$J$25='BdD Bâtiment'!$I$26,\"\",IF(C42=\"OUI\",\"\",IF(AND(C42=\"NON\",C48<>F45),\"Attention ! Valeur du G différent de G estimé\",\"\"))),\"\")","v":""},null,null,null,null,null," "]
[]
[null,null,"Déperditions en kW"]
[null,null,13]
[]
[null,null," Récapitulaltif de l'estimation des besoins Chauffage et ECS"]
[]
[null,null,"Besoins annuels totaux estimés en kWh",null,null,"Besoins annuels chauffage",null,null,"Besoins annuels ECS*"]
[null,null,{"$f":"ROUND(F57+I57,0)","v":15217},null,null,{"$f":"ROUND('Consommations et Coûts de prod.'!E6,0)","v":11025},"+",null,{"$f":"ROUND('BdD Bâtiment'!D174,0)","v":4192}]
[null,null,null,null,null,null,null,null,"* Dont 10% de pertes par le ballon ECS"]
[null,null,"Sélection du type de PAC"]
[]
[null,null,"Technologie de PAC",null,null,"Type de PAC :"]
[null,null,"Aérothermie",null,null,"PAC Air/Eau + appoint séparé"]
[]
[null,null,"Paramètres de dimensionnement"]
[]
[null,null,"Facteur de dimensionnement",null,null,"Température de service circuit chauffage",null,null,"Production ECS par PAC"]
[null,null,"Facteur :  70 % [Tout sauf ossature bois]",null,null,"Sélection manuelle de la température",null,null,"OUI"]
[]
[null,null,{"$f":"IF(AND($C$67<>'BdD Bâtiment'!$C$187,$C$67<>'BdD Bâtiment'!$C$192,$C$67<>'BdD Bâtiment'!$C$193,$C$67<>'BdD Bâtiment'!$C$194,$C$67<>'BdD Bâtiment'!$C$195,$C$67<>'BdD Bâtiment'!$C$196,$C$67<>'BdD Bâtiment'!$C$197,$C$67<>'BdD Bâtiment'!$C$188,$C$67<>'BdD Bâtiment'!$C$189,$C$67<>'BdD Bâtiment'!$C$190,$C$67<>'BdD Bâtiment'!$C$191),\"Adaptez le facteur de dimensionnement\",\"\")","v":""},null,null,35,null,null,null,null,null,null,null,null,{"$f":"IF($F$67='BdD Bâtiment'!$L$12,1,0)","v":1},"(1 si manuel , 0 si calcul)"]
[]
[null,null,null,null,null,{"$f":"IF(AND($F$67='BdD Bâtiment'!$L$13,regimrad!$M$4=0),\"Erreur : Veuillez renseigner les paramètres!\",\"\")","v":""}]
[]
[]
[]
[null,null,null,null,null,null,null,null,{"$f":"CONCATENATE(\"Soit la puissance PAC à installer (kW) : \",$I$15,\"°C / +\",Résultats!$A$4,\" °C :\")","v":"Soit la puissance PAC à installer (kW) : -10°C / +35 °C :"}]
[null,null,null,null,null,null,null,null,{"$f":"ROUND(F48,1)*Préconisation!$D$12","v":4.55}]
[]
[]
[null,null,"Caractéristiques de la PAC"]
[]
[null,null,null,null,null,"Mode de régulation pour PAC Hybride"]
[null,null,null,null,null,"Régulation économique"]
[]
[null,null,null,null,null,"Type de l'installation (Simple ou Cascade)"]
[null,null,null,null,null,"Simple (1 PAC)"]
[]
[null,null,null,null,null,"Gamme"]
[null,null,null,null,null,"OEnoviaPac-C MB (Monobloc)",null,null,null,null,null,null,null,null,{"$f":"IF(AND(F88=ChoixPAC!C6,Dimensionnement!F91=ChoixPAC!C16,OR(F105='BdD Bâtiment'!C108,F105='BdD Bâtiment'!C107)),1,0)","v":0},"eria em/et","(pour texte appoint / modele pac)"]
[null,null,null,null,null,null,null,null,null,null,null,null,null,null,{"$f":"IF(AND(F88=ChoixPAC!C6,Dimensionnement!F91=ChoixPAC!C17,F105='BdD Bâtiment'!C109),1,0)","v":0},"eria hm/ht"]
[null,null,null,null,null,"Modèle de PAC"]
[null,null,null,null,null,"OENOVIAPAC-C MB (Monobloc)"]
[null,null,null,null,null,null,null,null,null,null,null,null,null,null,{"$f":"IF(AND(F88=ChoixPAC!C7,Dimensionnement!F91=ChoixPAC!C18,OR(F105='BdD Bâtiment'!C108,F105='BdD Bâtiment'!C107)),1,0)","v":0},"n duo em/et"]
[null,null,null,null,null,{"$f":"CONCATENATE(\"PAC préconisée pour un départ PAC à \",Résultats!$A$4,\" °C\")","v":"PAC préconisée pour un départ PAC à 35 °C"}]
[null,null,null,null,null,{"$f":"Préconisation!$J$22","v":"OEnoviaPac-C MB 6 MR - E ou H"}]
[null,null,null,null,null,{"$f":"IF(AND(Résultats!$A$4>='BdD Bâtiment'!$I$12,$F$97=ChoixPAC!$H$43,Dimensionnement!$C$62=ChoixPAC!$E$6),\"Pour le modèle sélectionné, la température de départ maximale est de 55°C.\",\"\")","v":""}]
[null,null,null,null,null,"Sélection ",null,null,null,null,null,null,null,null,{"$f":"IF(AND(F88=ChoixPAC!C7,Dimensionnement!F91=ChoixPAC!C19,F105='BdD Bâtiment'!C109),1,0)","v":0},"n duo hm/ht"]
[null,null,null,null,null,"OEnoviaPac-C MB 6 MR - E",null,null,null,null,null,null,null,null,{"$f":"IF(AND(F88=ChoixPAC!C8,Dimensionnement!F91=ChoixPAC!C21,OR(F105='BdD Bâtiment'!C108,F105='BdD Bâtiment'!C107)),1,0)","v":0},"caelia el"]
[null,null,null,null,null,{"$f":"IF(AND(Dimensionnement!$F$88=ChoixPAC!$D$61,VLOOKUP($F$97,Préconisation!$C$17:$D$25,2,FALSE)=VLOOKUP(Préconisation!$H$17,Préconisation!$C$17:$D$25,2,FALSE)),\"\",IF($F$94=Préconisation!$J$24,\"\",IF(AND($F$97<>Préconisation!$H$17,$F$97<>Préconisation!$H$19),\"Attention : Modèle sélectionné différent de celui préconisé.\",\"\")))","v":""},null,null,{"$f":"Graphiques!S155","v":""}]
[null,null,null,null,null,"Abonnement électrique choisi"]
[null,null,null,null,null,"Option de base"]
[]
[null,null,"Caractéristiques de l'appoint"]
[]
[null,null,null,null,null,"Energie d'appoint",null,null,"Type de chaudière d'appoint",null,null,null,null,null,null,{"$f":"IF(C26<>\"Chauffage électrique\",1,0)","v":1},"chauffage élec"]
[null,null,null,null,null,"Electrique",null,null,"Bois pellets"]
[null,null,null,null,null,{"$f":"IFERROR(IF(VLOOKUP($F$105,APPPOINT,1,FALSE)=FALSE,\"\",\"\"),\"Modifiez la sélection\")","v":""}]
[null,null,null,null,null,{"$f":"IF(AND(Dimensionnement!$F$62=ChoixPAC!$G$6,ChoixPAC!$E$39=ChoixPAC!$G$12),\"Puissance d'appoint Electrique [kW] par PAC\",\"Puissance d'appoint Electrique [kW]\")","v":"Puissance d'appoint Electrique [kW]"},null,null,{"$f":"IF($F$105='BdD Bâtiment'!$C$107,CONCATENATE(\"Puissance de l'appoint \",$F$105,\" : \",$C$26,\" [kW]\"),CONCATENATE(\"Puissance de l'appoint \",$F$105,\" [kW]\"))","v":"Puissance de l'appoint Electrique : Propane [kW]"}]
[null,null,null,null,null,2,null,null,24]
[null,null,null,null,null,null,null,null,{"$f":"IFERROR(IF(Résultats!$BO$49<MAX(Résultats!$BL$49,Résultats!$BR$49),CONCATENATE(\"Une puissance de minimum \",MAX(Résultats!$BL$49,Résultats!$BR$49),\" kW est requise\"),\"\"),\"\")","v":""}]
[null,null,null,null,null,"Type de chaudière d'appoint",null,null,"Fumisterie"]
[null,null,null,null,null,{"$f":"IF(OR(ChoixPAC!$E$37=ChoixPAC!$D$50,ChoixPAC!$E$37=ChoixPAC!$D$51),ChoixPAC!$K$10,ChoixPAC!$K$11)","v":"Condensation"},null,null,"Cheminée"]
[]
[null,null,null,null,null,"Chaudière sélectionnée",null,null,"Puissance de la chaudière d'appoint"]
[null,null,null,null,null,"OFSB 22 kW",null,null,{"$f":"CONCATENATE(VLOOKUP($F$114,ChoixPAC!$O$19:$P$22,2,FALSE),\" kW\")","v":{"$error":"#N/A"}}]
[]
[]
[]
[null,null,null,null,null,"Solaire"]
[null,null,null,null,null,"NON"]
[]
[null,null,null,null,null,"Taux de couverture ECS en %"]
[null,null,null,null,null,40]
[]
[null,null,null,null,null,"Taux de couverture chauffage en %"]
[null,null,null,null,null,10]
[]
[null,null,"Résultats économiques"]
[]
[null,null,null,"Rappel de la solution :",{"$f":"IF(AND($C$62=ChoixPAC!$E$6,Dimensionnement!$F$62=ChoixPAC!$G$7),CONCATENATE(Dimensionnement!$F$97,\" avec appoint hydraulique intégré \",Dimensionnement!$F$114,\" d'une puissance de \",Dimensionnement!$I$114),IF(OR(Dimensionnement!$C$62=ChoixPAC!$E$7,ChoixPAC!$E$37=ChoixPAC!$D$59),CONCATENATE(\"PAC \",$F$97,\" avec appoint électrique \",$F$108,\" kW\"),CONCATENATE(\"PAC \",$F$97,\" avec appoint \",IF($F$105='BdD Bâtiment'!$C$109,CONCATENATE($F$105,\" \",Dimensionnement!$F$108,\" kW\"),IF($F$105='BdD Bâtiment'!$C$108,CONCATENATE(Dimensionnement!$F$105,\" \",Dimensionnement!$I$105,\" \",Dimensionnement!$I$108,\" kW\"),CONCATENATE(\"existant \",$C$26,\" d'une puissance de \",$I$108,\" kW\"))))))","v":"PAC OEnoviaPac-C MB 6 MR - E avec appoint existant Propane d'une puissance de 24 kW"}]
[]
[]
[]
[]
[]
[]
[]
[]
[]
[]
[]
[]
[]
[]
[]
[]
[]
[]
[]
[]
[]
[]
[]
[]
[]
[null,null,"Les sommes totales affichées ci-dessus représentent les coûts d'exploitation ainsi que les coûts d'abonnements (électrique et gaz si nécessaire)."]
[null,null,null,null,{"$f":"IF('Consommations et Coûts de prod.'!$I$6=0,\"Une erreur est survenue, vérifiez que tous les champs sont correctement paramétrés.\",\"\")","v":""}]
[]
[null,null,"Résultats énergétiques"]
[]
[null,null,null,null,null,{"$f":"IF('BdD Bâtiment'!$J$25='BdD Bâtiment'!$I$25,\"\",\"Sélection de la solution de référence pour la comparaison des résultats :\")","v":""}]
[null,null,null,null,null,"Gaz condens."]
[]
[]
[]
[]
[]
[]
[]
[]
[]
[]
[]
[]
[]
[]
[]
[]
[]
[]
[]
[]
[]
[]
[]
[]
[]
[]
[]
[]
[]
[]
[]
[]
[]
[]
[]
[]
[]
[]
[]
[]
[]
[]
[]
[]
[]
[]
[]
[]
[]
[]
[]
[]
[]
[]
[]
[]
[]
[]
[]
[]
[]
[]
[]
[]
[]
[]
[]
[]
[]
[]
[]
[]
[]
[null,null,"Station de référence:",{"$f":"VLOOKUP(C15,'Station Météo'!A2:B97,2,FALSE)","v":"AMBERIEU"}]
[null,"Les résultats de cette feuille de calcul sont donnés à titre indicatif. La responsabilité de OERTLI ne peut en aucun cas être engagée."]
[null,"Les consommations sont estimées en tenant compte des choix pris par l'utilisateur et des données climatiques de la station de référence prise en compte."]
[null,"Dans tous les cas, cette simulation n'est qu'une estimation sommaire. "]

{"sheet":"Chiffrage","index":4,"n_rows":225,"n_cols":15,"rows_kept":225,"cut":false,"hidden":false,"merged":[[219,1,219,12],[168,5,168,8],[169,5,169,8],[170,5,170,8],[171,5,171,8],[160,3,160,4],[161,3,161,4],[162,3,162,4],[163,3,163,4],[194,3,194,4],[172,5,172,8],[161,5,161,8],[162,5,162,8],[163,5,163,8],[164,5,164,8],[165,5,165,8],[166,5,166,8],[167,5,167,8],[208,1,208,2],[191,3,191,4],[199,1,199,2],[196,3,196,4],[214,11,214,12],[215,11,215,12],[139,5,139,8],[132,5,132,8],[133,5,133,8],[130,5,130,8],[146,1,146,2],[147,3,147,4],[144,3,144,4],[145,3,145,4],[146,3,146,4],[144,1,144,2],[136,1,136,2],[134,1,134,2],[138,1,138,2],[131,3,131,4],[132,3,132,4],[133,3,133,4],[137,3,137,4],[140,5,140,8],[143,3,143,4],[140,3,140,4],[141,3,141,4],[142,3,142,4],[141,5,141,8],[110,6,110,7],[107,3,108,4],[135,3,135,4],[123,3,123,4],[124,3,124,4],[125,3,125,4],[119,3,119,4],[129,5,129,8],[117,3,117,4],[115,3,115,4],[118,3,118,4],[128,3,128,4],[126,5,126,8],[116,5,116,8],[117,5,117,8],[118,5,118,8],[121,5,121,8],[122,5,122,8],[124,5,124,8],[127,3,127,4],[125,5,125,8],[135,5,135,8],[129,3,129,4],[130,3,130,4],[8,4,8,9],[9,4,9,9],[10,4,10,9],[60,1,60,2],[9,1,9,2],[66,1,66,4],[69,1,69,4],[71,3,71,4],[23,9,23,10],[17,1,17,4],[23,1,23,4],[24,6,24,7],[30,1,30,4],[70,1,72,2],[55,6,55,7],[46,9,46,10],[24,1,24,4],[24,9,24,10],[46,6,46,7],[20,1,20,4],[27,1,27,4],[42,9,42,10],[43,9,43,10],[38,6,38,7],[27,6,27,7],[27,9,27,10],[30,6,30,7],[34,6,34,7],[86,1,86,3],[59,9,59,10],[38,9,38,10],[56,1,56,4],[51,1,51,4],[85,7,85,12],[86,7,86,12],[76,7,76,12],[75,1,75,3],[56,6,56,7],[76,1,76,3],[85,1,85,3],[93,10,93,12],[94,10,94,12],[89,4,89,5],[77,1,77,3],[78,7,78,12],[59,6,59,7],[77,4,77,5],[34,1,34,4],[59,1,59,4],[38,1,38,4],[87,7,87,12],[81,7,81,12],[42,1,42,4],[42,6,42,7],[46,1,46,4],[43,1,43,4],[43,6,43,7],[50,1,50,4],[79,7,79,12],[82,7,82,12],[83,7,83,12],[74,7,74,12],[77,7,77,12],[92,10,92,12],[118,1,118,2],[112,1,112,2],[115,1,115,2],[117,1,117,2],[107,1,108,2],[83,1,83,3],[84,1,84,3],[134,3,134,4],[138,3,138,4],[120,3,120,4],[121,3,121,4],[119,1,119,2],[120,1,120,2],[121,1,121,2],[122,1,122,2],[93,1,94,3],[93,4,94,5],[86,4,86,5],[89,1,89,3],[87,1,87,5],[88,1,88,5],[131,5,131,8],[120,5,120,8],[126,3,126,4],[208,11,208,12],[213,11,213,12],[210,11,210,12],[204,11,204,12],[205,11,205,12],[206,11,206,12],[207,11,207,12],[198,3,198,4],[200,11,201,12],[200,3,201,4],[202,3,202,4],[200,5,201,8],[196,5,198,12],[211,3,211,4],[211,11,211,12],[212,11,212,12],[200,9,201,9],[208,5,208,8],[207,5,207,8],[203,5,203,8],[206,5,206,8],[123,1,123,2],[130,1,130,2],[131,1,131,2],[132,1,132,2],[133,1,133,2],[124,1,124,2],[125,1,125,2],[172,3,172,4],[135,1,135,2],[126,1,126,2],[127,1,127,2],[128,1,128,2],[145,1,145,2],[137,1,137,2],[136,3,136,4],[139,1,139,2],[140,1,140,2],[141,1,141,2],[157,3,157,4],[158,3,158,4],[149,3,149,4],[150,3,150,4],[151,3,151,4],[142,5,142,8],[143,5,143,8],[159,5,159,8],[186,5,186,8],[153,1,153,2],[148,1,148,2],[152,1,152,2],[168,3,168,4],[151,5,151,8],[149,5,149,8],[169,3,169,4],[171,3,171,4],[175,5,175,8],[180,5,180,8],[178,5,178,8],[156,5,156,8],[150,5,150,8],[155,5,155,8],[173,3,173,4],[183,3,183,4],[153,5,153,8],[154,5,154,8],[154,3,154,4],[153,3,153,4],[170,3,170,4],[182,3,182,4],[213,1,213,2],[202,5,202,8],[181,3,181,4],[177,3,177,4],[178,3,178,4],[195,5,195,8],[180,3,180,4],[213,5,213,8],[198,1,198,2],[202,1,202,2],[193,1,193,2],[217,1,217,2],[215,5,215,8],[217,5,217,8],[214,5,214,8],[216,5,216,8],[215,1,215,2],[214,1,214,2],[215,3,215,4],[216,3,216,4],[214,3,214,4],[216,1,216,2],[227,12,227,13],[212,3,212,4],[209,5,209,8],[210,5,210,8],[211,5,211,8],[212,5,212,8],[209,3,209,4],[203,3,203,4],[204,3,204,4],[205,3,205,4],[206,3,206,4],[207,3,207,4],[208,3,208,4],[210,3,210,4],[205,5,205,8],[204,5,204,8],[217,11,217,12],[217,3,217,4],[221,1,221,12],[216,11,216,12],[213,3,213,4],[203,11,203,12],[222,1,222,12],[209,11,209,12],[113,1,113,2],[197,1,197,2],[196,1,196,2],[197,3,197,4],[189,3,189,4],[190,3,190,4],[175,3,175,4],[184,3,184,4],[185,3,185,4],[193,3,193,4],[179,3,179,4],[195,3,195,4],[186,3,186,4],[187,3,187,4],[188,3,188,4],[194,1,194,2],[176,3,176,4],[151,1,151,2],[147,1,147,2],[150,1,150,2],[159,3,159,4],[139,3,139,4],[155,3,155,4],[167,3,167,4],[95,10,95,12],[97,10,97,12],[96,10,96,12],[173,5,173,8],[98,7,98,9],[98,10,98,12],[107,9,108,9],[160,5,160,8],[144,5,144,8],[119,5,119,8],[123,5,123,8],[136,5,136,8],[148,5,148,8],[152,5,152,8],[147,5,147,8],[104,6,104,7],[127,5,127,8],[128,5,128,8],[115,5,115,8],[134,5,134,8],[137,5,137,8],[138,5,138,8],[107,5,108,8],[111,5,111,8],[109,1,109,2],[110,1,110,2],[111,1,111,2],[111,3,111,4],[109,3,109,4],[55,1,55,4],[110,3,110,4],[78,1,79,3],[82,1,82,3],[76,4,76,5],[75,4,75,5],[78,4,79,5],[193,11,193,12],[191,5,191,8],[184,5,184,8],[185,5,185,8],[188,5,188,8],[189,5,189,8],[129,1,129,2],[92,7,92,9],[93,7,93,9],[94,7,94,9],[95,7,95,9],[97,7,97,9],[92,1,92,3],[92,4,92,5],[96,7,96,9],[95,1,95,5],[96,1,97,3],[96,4,97,4],[152,3,152,4],[157,5,157,8],[158,5,158,8],[145,5,145,8],[146,5,146,8],[142,1,143,2],[224,1,224,12],[23,6,23,7],[114,1,114,2],[149,1,149,2],[116,3,116,4],[164,3,164,4],[165,3,165,4],[166,3,166,4],[156,3,156,4],[122,3,122,4],[195,1,195,2],[148,3,148,4],[202,11,202,12],[179,5,179,8],[177,5,177,8],[181,5,181,8],[182,5,182,8],[176,5,176,8],[96,5,97,5],[91,7,91,12],[195,11,195,12],[183,5,183,8],[194,5,194,8],[194,11,194,12]]}
[]
[]
[]
[]
[]
[]
[null,null,null,null,null,"Chiffrage d'un système de PAC"]
[]
[null,null,null,null,"(Bâtiment)",null,null,null,null,null,null,null,"Date de l'étude : ",{"$f":"Dimensionnement!$J$11","v":"2020-05-04"}]
[null,"Identification de l'étude ",null,null,"(Adresse)"]
[null,null,null,null,"(Lieu)"]
[]
[null,{"$f":"Dimensionnement!$C$11","v":"Version 04/2020_v01"}]
[null,"Données"]
[]
[]
[null,"Importer le dimensionnement"]
[null,"NON"]
[]
[null,"Type de PAC à chiffrer"]
[null,"PAC Air/Eau"]
[null,null,null,null,null,null,null,null,null,null,null,null,"Prepa ind",{"$f":"OR(AND($B$18=OFFRE!$B$6,OFFRE!$N$29=OFFRE!$D$7),AND(Chiffrage!$B$18=OFFRE!$B$7,Chiffrage!$B$61=OFFRE!$D$7),OR(AND($B$24<>OFFRE!$B$35,$B$24<>OFFRE!$B$36,$B$18=OFFRE!$B$7),AND($B$18=OFFRE!$B$6,$B$25<>OFFRE!$B$11,$B$25<>OFFRE!$B$12)))","v":true}]
[null,"Gamme",null,null,null,{"$f":"OFFRE!$N$14","v":"OENOVIAPAC-C MB (Monobloc)"},"Modèle de PAC",null,null,"Type d'appoint"]
[null,"OENOVIAPAC-C MB (Monobloc)",null,null,null,null,"OEnoviaPac-C MB 6 MR - E",null,null,{"$f":"IF(OR($G$24=OFFRE!$U$58,$G$24=OFFRE!$U$59,$G$24=OFFRE!$U$60),\"Hydraulique par chaudière\",IF(VLOOKUP($B$24,ChoixPAC!$D$43:$G$61,4,FALSE)=1,\"Electrique\",\"Hydraulique par chaudière\"))","v":"Electrique"}]
[null,{"$f":"Dimensionnement!$F$91","v":"OENOVIAPAC-C MB (Monobloc)"},null,null,null,null,{"$f":"Dimensionnement!$F$97","v":"OEnoviaPac-C MB 6 MR - E"},null,null,{"$f":"IF(OR($G$25=OFFRE!$U$58,$G$25=OFFRE!$U$59,$G$25=OFFRE!$U$60),\"Hydraulique par chaudière\",IF(VLOOKUP($B$25,ChoixPAC!$D$43:$G$60,4,FALSE)=1,\"Electrique\",\"Hydraulique par chaudière\"))","v":{"$error":"#N/A"}}]
[null,"Paramètres spécifiques GSHP"]
[null,"ECS réalisé par la PAC",null,null,null,null,"Nombre de circuits",null,null,"Type de circuits"]
[null,"NON",null,null,null,null,3,null,null,"Direct + 2 Vannes"]
[]
[null,"Ballon ECS solaire",null,null,null,null,"Placement du ballon ECS"]
[null,"NON",null,null,null,null,"Superposé"]
[]
[]
[null,"ECS réalisé par la PAC",null,null,null,null,"Type de l'installation (Simple ou Cascade)"]
[null,"NON",null,null,null,null,"Simple (1 PAC)"]
[]
[null,"Paramètres spécifiques Alezio Evolution"]
[null,"ECS réalisé par la PAC"]
[null,"OUI"]
[]
[null,"Paramètres spécifiques Alezio O Hybride"]
[null,"Evacuation des produits de combustion de la chaudière",null,null,null,null,"Type de chaudière",null,null,"Modèle de chaudière"]
[null,"Flux forcé",null,null,null,null,{"$f":"IF(OR(OFFRE!$D$71=OFFRE!$B$41,OFFRE!$D$71=OFFRE!$B$42),OFFRE!$J$19,OFFRE!$J$18)","v":"Condensation"},null,null,"Essencio Condens 24kW"]
[null,{"$f":"Dimensionnement!$I$111","v":"Cheminée"},null,null,null,null,{"$f":"Dimensionnement!$F$111","v":"Condensation"},null,null,{"$f":"Dimensionnement!$F$114","v":"OFSB 22 kW"}]
[]
[null,"Configuration de la fumisterie",null,null,null,null,"Type de fumisterie"]
[null,"C33/C13 - C93/B23P",null,null,null,null,"Rigide "]
[]
[null,"Paramètres spécifiques Alezio G Hybride"]
[null,"Modèle de chaudière"]
[null,"GSCR 15 Propane"]
[null,{"$f":"Dimensionnement!$F$114","v":"OFSB 22 kW"}]
[]
[null,"Paramètres spécifiques HPI G Hybride"]
[null,"Modèle de chaudière",null,null,null,null,"Placement du ballon ECS"]
[null,"MODULENS G 35",null,null,null,null,{"$f":"IF(OR(OFFRE!$D$71=OFFRE!$B$45,OFFRE!$D$71=OFFRE!$B$47),OFFRE!$H$7,IF(OR(OFFRE!$D$71=OFFRE!$B$46,OFFRE!$D$71=OFFRE!$B$48),OFFRE!$H$6,\"\"))","v":""}]
[null,{"$f":"Dimensionnement!$F$114","v":"OFSB 22 kW"},null,null,null,null,{"$f":"IF(OR($B$25=OFFRE!$B$21,$B$25=OFFRE!$B$23),OFFRE!$H$7,OFFRE!$H$6)","v":"Juxtaposé"}]
[null,"Zone tout sauf GSHP",null,null,null,null,null,null,null,null,null,null,null,null," "]
[null,"Pose de l'unité extérieure",null,null,null,null,"Nombre de circuits de chauffage",null,null,"Type de circuits"]
[null,"Au sol",null,null,null,null,1,null,null,"Vanne"]
[]
[null,"Attention ! Lorsque vous modifiez une des sélections, il faut toujours revalider les suivantes !"]
[null,null,null,null,null,"Condition HPI cascade",{"$f":"IF(OFFRE!$O$17=ChoixPAC!$G$12,1,0)","v":0}]
[null,"Simulation des aides "]
[]
[null,"Rappel de la gamme sélectionnée"]
[null,{"$f":"OFFRE!$D$71","v":"OENOVIAPAC-C MB (Monobloc)"}]
[]
[null,"Rappel du modèle sélectionné "]
[null,{"$f":"OFFRE!$D$72","v":"OEnoviaPac-C MB 6 MR - E"}]
[null,"Tenir compte des aides pour le chiffrage :",null,null,null,"Validation pour macro"]
[null,null,null,"NON",null,{"$f":"IF($D$72='Aides financières'!$B$137,1,0)","v":0}]
[]
[]
[null,"        Etape 1 : Définition de la catégorie du foyer ",null,null,null,null,null,"Nouveau ! A partir de Janvier 2020, le système d'aides financières évolue !"]
[null,"Sélection de la situation géographique :",null,null,"Hors Ile-de-France"]
[null,"Nombre de personnes dans le foyer :",null,null,3,null,null,"La prime unifiée \"MaPrimeRénov\" remplace le CITE et l'aide de l'ANAH."]
[null,"Sélection du plafond de revenus du foyer :",null,null,"Plus de 50281 €/an.",null,null,"Une nouvelle catégorie de revenus est créée : Ménages aux revenus intermédiaires"]
[null,"Catégorie du foyer :",null,null,{"$f":"IFERROR('Aides financières'!$I$176,\"-\")","v":"Ménage aux revenus les plus élevés"},null,null,"Pour les ménages aux revenus très modestes & modestes, la prime est versée dès la fin des travaux."]
[null,null,null,null,null,null,null,"Pour les ménages aux revenus intermédiaires, la prime est versée sous forme de crédit d'impôt jusqu'en 2021."]
[]
[null,"        Etape 2 : Montant des aides disponibles",null,null,null,null,null,"La prime unifiée \"MaPrimeRénov\" est disponible aux propriétaires occupants sous certaines conditions."]
[null,"Type de produit sélectionné :",null,null,"-",{"$f":"'Aides financières'!$B$189","v":"Pac Air/Eau"},null,"Le montant de la prime unifiée est déterminé à partir des économies d'énergie réalisées et des revenus du ménage."]
[null,{"$f":"IF($E$79='Aides financières'!$B$150,\"Crédit d'impôt actualisé & Prime unifiée ''MaPrimeRénov'' :\",IF($E$79='Aides financières'!$B$149,\"Crédit d'impôt actualisé :\",\"Prime unifiée ''MaPrimeRénov'' :\"))","v":"Crédit d'impôt actualisé & Prime unifiée ''MaPrimeRénov'' :"},null,null,{"$f":"IF(Chiffrage!$E$79='Aides financières'!$B$150,'Aides financières'!$D$138,'Aides financières'!$D$137)","v":"Non disponible"},{"$f":"IF('Aides financières'!$B$189='Aides financières'!$B$185,HLOOKUP('Aides financières'!$I$176,'Aides financières'!$C$183:$K$186,3,FALSE),HLOOKUP('Aides financières'!$I$176,'Aides financières'!$C$183:$K$186,4,FALSE))","v":0},null,"Le total des aides obtenues via \"MaPrimeRénov\" ne pourra pas dépasser un plafond de 20 000€ sur 5 ans."]
[null,"CEE :",null,null,"Disponible",{"$f":"IF('Aides financières'!$B$189='Aides financières'!$B$185,HLOOKUP(CONCATENATE('Aides financières'!$I$176,2),'Aides financières'!$C$183:$K$186,3,FALSE),HLOOKUP(CONCATENATE('Aides financières'!$I$176,2),'Aides financières'!$C$183:$K$186,4,FALSE))","v":2500}]
[null,"Autres aides disponibles :",null,null,"Disponible",null,null,"Les CEE sont toujours disponibles pour tous, comme l'éco-Prêt à Taux Zéro."]
[null,"Sous-total (avant correction)",null,null,{"$f":"SUM(F84:F86)","v":2500},null,null,"Les ménages éligibles au chèque énergie pourront l'utiliser pour financer des travaux de rénovation énergétique."]
[null,{"$f":"IF(AND($F$83='Aides financières'!$B$186),\"Pour ce type de produit, la dépense éligible ne peux pas dépasser 12 000€.\",\"Pour ce type de produit, la dépense éligible ne peux pas dépasser 18 000€.\")","v":"Pour ce type de produit, la dépense éligible ne peux pas dépasser 12 000€."},null,null,null,null,null,"Pour bénéficier des aides, l'installateur doit obligatoirement être RGE."]
[null,{"$f":"IF($E$79='Aides financières'!$B$147,\"Le montant cumulé du CEE et des ''autres aides'' ne peut pas excéder 90% de la dépense éligible.\",IF($E$79='Aides financières'!$B$148,\"Le montant cumulé du CEE et des ''autres aides'' ne peut pas excéder 75% de la dépense éligible.\",\"\"))","v":""}]
[null,"Total des aides disponibles",null,null,{"$f":"'Aides financières'!$D$221","v":2500}]
[null,null,null,null,null,null,null,"Avez-vous bien vérifié le chiffrage de votre solution ? Le reste à charge dépendra de votre chiffrage."]
[null,"        Etape 3 : Réalisez le chiffrage de votre installation (voir le chiffrage ci-dessous)",null,null,null,null,null,"Bilan des aides financières"]
[null,"Matériel HT",null,null,{"$f":"'Aides financières'!$F$193+'Aides financières'!$D$194","v":11086},null,null,"Catégorie du foyer :",null,null,{"$f":"$E$79","v":"Ménage aux revenus les plus élevés"}]
[null,"Autres coûts HT (main d'œuvre, émetteurs, réseau de distribution, accessoires, câblages, regards, organes de régulation, …)",null,null,null,null,null,"Type de produit installé :",null,null,{"$f":"$F$83","v":"Pac Air/Eau"}]
[null,null,null,null,null,null,null,"Total des aides disponibles :",null,null,{"$f":"'Aides financières'!D221","v":2500}]
[null,{"$f":"IF($E$93=0,\"Complétez le chiffrage ci-dessous avant de continuer !\",\"\")","v":""},null,null,null,null,null,"Coût équipement et pose (TTC) :",null,null,{"$f":"'Aides financières'!$D$198","v":12033.33}]
[null,"Importer l'économie annuelle estimée lors du dimensionnement ?",null,null,"OUI",{"$f":"Graphiques!$M$149","v":"1994,00 €"},null,"Pourcentage d'aides financières :",null,null,{"$f":"IF($K$95/$K$96>1,1,$K$95/$K$96)","v":0.20775629023719952}]
[null,null,null,null,null,null,null,"Reste à charge :",null,null,{"$f":"K96-K95","v":9533.33}]
[null,null,null,"Entrez manuellement l'économie annuelle :",null,null,null,"Rentabilisation de l'installation (aides déduites) :",null,null,{"$f":"IFERROR(CONCATENATE(ROUND(IF($E$97='Aides financières'!$B$138,Chiffrage!$K$98/Chiffrage!$E$99,Chiffrage!$K$98/Chiffrage!$F$97),1),\" an(s)\"),\"\")","v":"4,8 an(s)"}]
[]
[null,null,null,"Les montants indiqués sont donnés comme indication. Ils peuvent différer en fonction de votre fournisseur d'énergie ainsi que des barêmes en vigueur."]
[null,null,null,"Pour vérifier votre éligibilité et lancer les démarches pour obtenir les aides financières, veuillez consulter le site du gouvernement :",null,null,null,null,null,null,null,"https://www.maprimerenov.gouv.fr"]
[null,"Solution Oertli"]
[]
[null,null,null,null,null,"Utiliser un chiffrage type ou réaliser un chiffrage personnalisé ?    ","Utiliser un chiffrage type"]
[]
[]
[null,"Système",null,"Référence",null,"Désignation",null,null,null,"Colis","Prix Unitaire",{"$f":"IF(OFFRE!$C$86=OFFRE!$C$89,\"Quantité\",\"Chiffrage type\")","v":"Chiffrage type"},{"$f":"IF(OFFRE!$C$86=OFFRE!$C$88,\"\",\"Chiffrage perso\")","v":""},"Prix Total"]
[null,null,null,null,null,null,null,null,null,null,"HT en €",{"$f":"IF(OFFRE!$C$86=OFFRE!$C$89,\"Préconisée\",\"Quantité\")","v":"Quantité"},{"$f":"IF(OFFRE!$C$86=OFFRE!$C$88,\"\",\"Quantité\")","v":""},"HT en €"]
[null,null,null,null,null,null,"Utiliser le kit complet ou les composants séparés ?",null,null,null,null,{"$f":"IF(OFFRE!$C$86=OFFRE!$C$89,\"Cette proposition\",\"\")","v":""}]
[null,{"$f":"IF(OFFRE!B96=\"\",\"\",OFFRE!B96)","v":"Pompe A Chaleur"},null,null,null,null,"Kit complet",null,null,null,null,{"$f":"IF(OFFRE!$C$86=OFFRE!$C$89,\"correspond à une\",\"\")","v":""}]
[null,{"$f":"IF(OFFRE!B97=\"\",\"\",OFFRE!B97)","v":""},null,null,null,null,null,null,null,null,null,{"$f":"IF(OFFRE!$C$86=OFFRE!$C$89,\"installation type.\",\"\")","v":""}]
[null,{"$f":"IF(OFFRE!B98=\"\",\"\",OFFRE!B98)","v":"+"}]
[null,{"$f":"IF(OFFRE!B99=\"\",\"\",OFFRE!B99)","v":""}]
[null,{"$f":"IF(OFFRE!B100=\"\",\"\",OFFRE!B100)","v":"Accessoires de mise en oeuvre"}]
[null,{"$f":"IF(OFFRE!B101=\"\",\"\",OFFRE!B101)","v":""},null,{"$f":"OFFRE!C102","v":""},null,{"$f":"OFFRE!D102","v":"Kit complet : PAC + accessoires"},null,null,null,{"$f":"OFFRE!H102","v":""},{"$f":"OFFRE!I102","v":""},{"$f":"OFFRE!J102","v":""},null,{"$f":"IF(OFFRE!L102=0,\"\",OFFRE!L102)","v":""}]
[null,null,null,{"$f":"OFFRE!C103","v":7746635},null,{"$f":"OFFRE!D103","v":"OENOVIAPAC-C MB  6 MR/H"},null,null,null,{"$f":"OFFRE!H103","v":"-"},{"$f":"OFFRE!I103","v":8400},{"$f":"OFFRE!J103","v":1},null,{"$f":"IF(OFFRE!L103=0,\"\",OFFRE!L103)","v":8400}]
[null,{"$f":"IF(OFFRE!B103=\"\",\"\",OFFRE!B103)","v":""},null,{"$f":"OFFRE!C104","v":""},null,{"$f":"OFFRE!D104","v":""},null,null,null,{"$f":"OFFRE!H104","v":""},{"$f":"OFFRE!I104","v":""},{"$f":"OFFRE!J104","v":""},null,{"$f":"IF(OFFRE!L104=0,\"\",OFFRE!L104)","v":""}]
[null,{"$f":"IF(OFFRE!B104=\"\",\"\",OFFRE!B104)","v":""},null,{"$f":"OFFRE!C105","v":""},null,{"$f":"OFFRE!D105","v":""},null,null,null,{"$f":"OFFRE!H105","v":""},{"$f":"OFFRE!I105","v":""},{"$f":"OFFRE!J105","v":""},null,{"$f":"IF(OFFRE!L105=0,\"\",OFFRE!L105)","v":""}]
[null,{"$f":"IF(OFFRE!B105=\"\",\"\",OFFRE!B105)","v":""},null,{"$f":"OFFRE!C106","v":""},null,{"$f":"OFFRE!D106","v":""},null,null,null,{"$f":"OFFRE!H106","v":""},{"$f":"OFFRE!I106","v":""},{"$f":"OFFRE!J106","v":""},null,{"$f":"IF(OFFRE!L106=0,\"\",OFFRE!L106)","v":""}]
[null,{"$f":"IF(OFFRE!B106=\"\",\"\",OFFRE!B106)","v":""},null,{"$f":"OFFRE!C107","v":""},null,{"$f":"OFFRE!D107","v":""},null,null,null,{"$f":"OFFRE!H107","v":""},{"$f":"OFFRE!I107","v":""},{"$f":"OFFRE!J107","v":""},null,{"$f":"IF(OFFRE!L107=0,\"\",OFFRE!L107)","v":""}]
[null,{"$f":"IF(OFFRE!B107=\"\",\"\",OFFRE!B107)","v":""},null,{"$f":"OFFRE!C108","v":""},null,{"$f":"OFFRE!D108","v":""},null,null,null,{"$f":"OFFRE!H108","v":""},{"$f":"OFFRE!I108","v":""},{"$f":"OFFRE!J108","v":""},null,{"$f":"IF(OFFRE!L108=0,\"\",OFFRE!L108)","v":""}]
[null,{"$f":"IF(OFFRE!B108=\"\",\"\",OFFRE!B108)","v":""},null,{"$f":"OFFRE!C109","v":""},null,{"$f":"OFFRE!D109","v":""},null,null,null,{"$f":"OFFRE!H109","v":""},{"$f":"OFFRE!I109","v":""},{"$f":"OFFRE!J109","v":""},null,{"$f":"IF(OFFRE!L109=0,\"\",OFFRE!L109)","v":""}]
[null,null,null,{"$f":"OFFRE!C110","v":""},null,{"$f":"OFFRE!D110","v":""},null,null,null,{"$f":"OFFRE!H110","v":""},{"$f":"OFFRE!I110","v":""},{"$f":"OFFRE!J110","v":""},null,{"$f":"IF(OFFRE!L110=0,\"\",OFFRE!L110)","v":""}]
[null,null,null,{"$f":"OFFRE!C111","v":""},null,{"$f":"OFFRE!D111","v":"Accessoires de mise en œuvre"},null,null,null,{"$f":"OFFRE!H111","v":""},{"$f":"OFFRE!I111","v":""},{"$f":"OFFRE!J111","v":""},null,{"$f":"IF(OFFRE!L111=0,\"\",OFFRE!L111)","v":""}]
[null,null,null,{"$f":"OFFRE!C112","v":7694974},null,{"$f":"OFFRE!D112","v":"SUPPORT AU SOL CAOUTCHOUC 600MM"},null,null,null,{"$f":"OFFRE!H112","v":"EH879"},{"$f":"OFFRE!I112","v":119},{"$f":"OFFRE!J112","v":1},null,{"$f":"IF(OFFRE!L112=0,\"\",OFFRE!L112)","v":119}]
[null,null,null,{"$f":"OFFRE!C113","v":7681480},null,{"$f":"OFFRE!D113","v":"KIT DOSSERET REMPLISSAGE AUTOMATIQUE"},null,null,null,{"$f":"OFFRE!H113","v":"EH726"},{"$f":"OFFRE!I113","v":256},{"$f":"OFFRE!J113","v":""},null,{"$f":"IF(OFFRE!L113=0,\"\",OFFRE!L113)","v":""}]
[null,null,null,{"$f":"OFFRE!C114","v":""},null,{"$f":"OFFRE!D114","v":""},null,null,null,{"$f":"OFFRE!H114","v":""},{"$f":"OFFRE!I114","v":""},{"$f":"OFFRE!J114","v":""},null,{"$f":"IF(OFFRE!L114=0,\"\",OFFRE!L114)","v":""}]
[null,null,null,{"$f":"OFFRE!C115","v":""},null,{"$f":"OFFRE!D115","v":"Liaison hydraulique  & Ballon tampon"},null,null,null,{"$f":"OFFRE!H115","v":""},{"$f":"OFFRE!I115","v":""},{"$f":"OFFRE!J115","v":""},null,{"$f":"IF(OFFRE!L115=0,\"\",OFFRE!L115)","v":""}]
[null,null,null,{"$f":"OFFRE!C116","v":100001369},null,{"$f":"OFFRE!D116","v":"KIT LIAISON HYDRAULIQUE 1M "},null,null,null,{"$f":"OFFRE!H116","v":"EH19"},{"$f":"OFFRE!I116","v":48},{"$f":"OFFRE!J116","v":1},null,{"$f":"IF(OFFRE!L116=0,\"\",OFFRE!L116)","v":48}]
[null,null,null,{"$f":"OFFRE!C117","v":100008841},null,{"$f":"OFFRE!D117","v":"BALLON TAMPON 80L B 80 T"},null,null,null,{"$f":"OFFRE!H117","v":"EH85"},{"$f":"OFFRE!I117","v":572},{"$f":"OFFRE!J117","v":1},null,{"$f":"IF(OFFRE!L117=0,\"\",OFFRE!L117)","v":572}]
[null,null,null,{"$f":"OFFRE!C118","v":100004415},null,{"$f":"OFFRE!D118","v":"BALLON TAMPON 160L B 150 T"},null,null,null,{"$f":"OFFRE!H118","v":"EH60"},{"$f":"OFFRE!I118","v":857},{"$f":"OFFRE!J118","v":""},null,{"$f":"IF(OFFRE!L118=0,\"\",OFFRE!L118)","v":""}]
[null,null,null,{"$f":"OFFRE!C119","v":""},null,{"$f":"OFFRE!D119","v":""},null,null,null,{"$f":"OFFRE!H119","v":""},{"$f":"OFFRE!I119","v":""},{"$f":"OFFRE!J119","v":""},null,{"$f":"IF(OFFRE!L119=0,\"\",OFFRE!L119)","v":""}]
[null,null,null,{"$f":"OFFRE!C120","v":""},null,{"$f":"OFFRE!D120","v":"Accessoires de raccordement hydraulique"},null,null,null,{"$f":"OFFRE!H120","v":""},{"$f":"OFFRE!I120","v":""},{"$f":"OFFRE!J120","v":""},null,{"$f":"IF(OFFRE!L120=0,\"\",OFFRE!L120)","v":""}]
[null,null,null,{"$f":"OFFRE!C121","v":100017830},null,{"$f":"OFFRE!D121","v":"KIT VANNE 3 VOIES (CIRCUIT B)"},null,null,null,{"$f":"OFFRE!H121","v":"HK21"},{"$f":"OFFRE!I121","v":732},{"$f":"OFFRE!J121","v":""},null,{"$f":"IF(OFFRE!L121=0,\"\",OFFRE!L121)","v":""}]
[null,null,null,{"$f":"OFFRE!C122","v":100017832},null,{"$f":"OFFRE!D122","v":"KIT TUBULURES 2 CIRCUITS"},null,null,null,{"$f":"OFFRE!H122","v":"HK22"},{"$f":"OFFRE!I122","v":156},{"$f":"OFFRE!J122","v":""},null,{"$f":"IF(OFFRE!L122=0,\"\",OFFRE!L122)","v":""}]
[null,null,null,{"$f":"OFFRE!C123","v":7684175},null,{"$f":"OFFRE!D123","v":"VANNE D'INVERSION CHAUFFAGE-SANITAIRE"},null,null,null,{"$f":"OFFRE!H123","v":"EH812"},{"$f":"OFFRE!I123","v":134},{"$f":"OFFRE!J123","v":""},null,{"$f":"IF(OFFRE!L123=0,\"\",OFFRE!L123)","v":""}]
[null,null,null,{"$f":"OFFRE!C124","v":100015468},null,{"$f":"OFFRE!D124","v":"KIT RAC HYDRAULIQUE PAC - BALLON ECS"},null,null,null,{"$f":"OFFRE!H124","v":"EH149"},{"$f":"OFFRE!I124","v":109},{"$f":"OFFRE!J124","v":""},null,{"$f":"IF(OFFRE!L124=0,\"\",OFFRE!L124)","v":""}]
[null,null,null,{"$f":"OFFRE!C125","v":100020164},null,{"$f":"OFFRE!D125","v":"COLLECTEUR 2/3 CIRCUITS "},null,null,null,{"$f":"OFFRE!H125","v":"EA140"},{"$f":"OFFRE!I125","v":382},{"$f":"OFFRE!J125","v":""},null,{"$f":"IF(OFFRE!L125=0,\"\",OFFRE!L125)","v":""}]
[null,null,null,{"$f":"OFFRE!C126","v":100020167},null,{"$f":"OFFRE!D126","v":"CIRCUIT DIRECT P.ELEC CLASSE A  "},null,null,null,{"$f":"OFFRE!H126","v":"EA143"},{"$f":"OFFRE!I126","v":720},{"$f":"OFFRE!J126","v":""},null,{"$f":"IF(OFFRE!L126=0,\"\",OFFRE!L126)","v":""}]
[null,null,null,{"$f":"OFFRE!C127","v":100020168},null,{"$f":"OFFRE!D127","v":"CIRCUIT V3V P.ELEC"},null,null,null,{"$f":"OFFRE!H127","v":"EA144"},{"$f":"OFFRE!I127","v":1023},{"$f":"OFFRE!J127","v":""},null,{"$f":"IF(OFFRE!L127=0,\"\",OFFRE!L127)","v":""}]
[null,null,null,{"$f":"OFFRE!C128","v":100020165},null,{"$f":"OFFRE!D128","v":"CONSOLE MUR COLLECTEUR "},null,null,null,{"$f":"OFFRE!H128","v":"EA141"},{"$f":"OFFRE!I128","v":48},{"$f":"OFFRE!J128","v":""},null,{"$f":"IF(OFFRE!L128=0,\"\",OFFRE!L128)","v":""}]
[null,"Nouveau :  Dosseret de raccordement",null,{"$f":"OFFRE!C129","v":100020166},null,{"$f":"OFFRE!D129","v":"CONSOLE MUR 1 MODULE "},null,null,null,{"$f":"OFFRE!H129","v":"EA142"},{"$f":"OFFRE!I129","v":129},{"$f":"OFFRE!J129","v":""},null,{"$f":"IF(OFFRE!L129=0,\"\",OFFRE!L129)","v":""}]
[null,null,null,{"$f":"OFFRE!C130","v":100020045},null,{"$f":"OFFRE!D130","v":"KIT FILTRE FERNOX TF1"},null,null,null,{"$f":"OFFRE!H130","v":"EH896"},{"$f":"OFFRE!I130","v":288},{"$f":"OFFRE!J130","v":1},null,{"$f":"IF(OFFRE!L130=0,\"\",OFFRE!L130)","v":288}]
[null,null,null,{"$f":"OFFRE!C131","v":7746242},null,{"$f":"OFFRE!D131","v":"SOUPAPE DIFFERENTIELLE "},null,null,null,{"$f":"OFFRE!H131","v":"HK150"},{"$f":"OFFRE!I131","v":59},{"$f":"OFFRE!J131","v":1},null,{"$f":"IF(OFFRE!L131=0,\"\",OFFRE!L131)","v":59}]
[null,null,null,{"$f":"OFFRE!C132","v":""},null,{"$f":"OFFRE!D132","v":""},null,null,null,{"$f":"OFFRE!H132","v":""},{"$f":"OFFRE!I132","v":""},{"$f":"OFFRE!J132","v":""},null,{"$f":"IF(OFFRE!L132=0,\"\",OFFRE!L132)","v":""}]
[null,null,null,{"$f":"OFFRE!C133","v":""},null,{"$f":"OFFRE!D133","v":""},null,null,null,{"$f":"OFFRE!H133","v":""},{"$f":"OFFRE!I133","v":""},{"$f":"OFFRE!J133","v":""},null,{"$f":"IF(OFFRE!L133=0,\"\",OFFRE!L133)","v":""}]
[null,null,null,{"$f":"OFFRE!C134","v":""},null,{"$f":"OFFRE!D134","v":""},null,null,null,{"$f":"OFFRE!H134","v":""},{"$f":"OFFRE!I134","v":""},{"$f":"OFFRE!J134","v":""},null,{"$f":"IF(OFFRE!L134=0,\"\",OFFRE!L134)","v":""}]
[null,null,null,{"$f":"OFFRE!C135","v":""},null,{"$f":"OFFRE!D135","v":""},null,null,null,{"$f":"OFFRE!H135","v":""},{"$f":"OFFRE!I135","v":""},{"$f":"OFFRE!J135","v":""},null,{"$f":"IF(OFFRE!L135=0,\"\",OFFRE!L135)","v":""}]
[null,null,null,{"$f":"OFFRE!C136","v":""},null,{"$f":"OFFRE!D136","v":""},null,null,null,{"$f":"OFFRE!H136","v":""},{"$f":"OFFRE!I136","v":""},{"$f":"OFFRE!J136","v":""},null,{"$f":"IF(OFFRE!L136=0,\"\",OFFRE!L136)","v":""}]
[null,null,null,{"$f":"OFFRE!C137","v":""},null,{"$f":"OFFRE!D137","v":""},null,null,null,{"$f":"OFFRE!H137","v":""},{"$f":"OFFRE!I137","v":""},{"$f":"OFFRE!J137","v":""},null,{"$f":"IF(OFFRE!L137=0,\"\",OFFRE!L137)","v":""}]
[null,null,null,{"$f":"OFFRE!C138","v":""},null,{"$f":"OFFRE!D138","v":""},null,null,null,{"$f":"OFFRE!H138","v":""},{"$f":"OFFRE!I138","v":""},{"$f":"OFFRE!J138","v":""},null,{"$f":"IF(OFFRE!L138=0,\"\",OFFRE!L138)","v":""}]
[null,null,null,{"$f":"OFFRE!C139","v":""},null,{"$f":"OFFRE!D139","v":""},null,null,null,{"$f":"OFFRE!H139","v":""},{"$f":"OFFRE!I139","v":""},{"$f":"OFFRE!J139","v":""},null,{"$f":"IF(OFFRE!L139=0,\"\",OFFRE!L139)","v":""}]
[null,null,null,{"$f":"OFFRE!C140","v":""},null,{"$f":"OFFRE!D140","v":""},null,null,null,{"$f":"OFFRE!H140","v":""},{"$f":"OFFRE!I140","v":""},{"$f":"OFFRE!J140","v":""},null,{"$f":"IF(OFFRE!L140=0,\"\",OFFRE!L140)","v":""}]
[null,null,null,{"$f":"OFFRE!C141","v":""},null,{"$f":"OFFRE!D141","v":""},null,null,null,{"$f":"OFFRE!H141","v":""},{"$f":"OFFRE!I141","v":""},{"$f":"OFFRE!J141","v":""},null,{"$f":"IF(OFFRE!L141=0,\"\",OFFRE!L141)","v":""}]
[null,null,null,{"$f":"OFFRE!C142","v":""},null,{"$f":"OFFRE!D142","v":"Kit de fonction réversible"},null,null,null,{"$f":"OFFRE!H142","v":""},{"$f":"OFFRE!I142","v":""},{"$f":"OFFRE!J142","v":""},null,{"$f":"IF(OFFRE!L142=0,\"\",OFFRE!L142)","v":""}]
[null,null,null,{"$f":"OFFRE!C143","v":7682396},null,{"$f":"OFFRE!D143","v":"KIT ISOLATION MODE CLIMATISATION "},null,null,null,{"$f":"OFFRE!H143","v":"EH811"},{"$f":"OFFRE!I143","v":101},{"$f":"OFFRE!J143","v":""},null,{"$f":"IF(OFFRE!L143=0,\"\",OFFRE!L143)","v":""}]
[null,null,null,{"$f":"OFFRE!C144","v":100018411},null,{"$f":"OFFRE!D144","v":"KIT ISOLATION MODE FROID KIT VANNE 3 VOIES (CIRCUIT B)"},null,null,null,{"$f":"OFFRE!H144","v":"HK25"},{"$f":"OFFRE!I144","v":168},{"$f":"OFFRE!J144","v":""},null,{"$f":"IF(OFFRE!L144=0,\"\",OFFRE!L144)","v":""}]
[null,null,null,{"$f":"OFFRE!C145","v":""},null,{"$f":"OFFRE!D145","v":""},null,null,null,{"$f":"OFFRE!H145","v":""},{"$f":"OFFRE!I145","v":""},{"$f":"OFFRE!J145","v":""},null,{"$f":"IF(OFFRE!L145=0,\"\",OFFRE!L145)","v":""}]
[null,null,null,{"$f":"OFFRE!C146","v":""},null,{"$f":"OFFRE!D146","v":"Accessoires de régulation"},null,null,null,{"$f":"OFFRE!H146","v":""},{"$f":"OFFRE!I146","v":""},{"$f":"OFFRE!J146","v":""},null,{"$f":"IF(OFFRE!L146=0,\"\",OFFRE!L146)","v":""}]
[null,null,null,{"$f":"OFFRE!C147","v":100013304},null,{"$f":"OFFRE!D147","v":"COLIS OPTION V3V OE-TRONIC 4"},null,null,null,{"$f":"OFFRE!H147","v":"AD249"},{"$f":"OFFRE!I147","v":170},{"$f":"OFFRE!J147","v":""},null,{"$f":"IF(OFFRE!L147=0,\"\",OFFRE!L147)","v":""}]
[null,null,null,{"$f":"OFFRE!C148","v":88017017},null,{"$f":"OFFRE!D148","v":"SONDE DEPART v3v"},null,null,null,{"$f":"OFFRE!H148","v":"AD199"},{"$f":"OFFRE!I148","v":85},{"$f":"OFFRE!J148","v":""},null,{"$f":"IF(OFFRE!L148=0,\"\",OFFRE!L148)","v":""}]
[null,null,null,{"$f":"OFFRE!C149","v":7708345},null,{"$f":"OFFRE!D149","v":"KIT DE RACCORDEMENT ELEC. APPOINT ECS"},null,null,null,{"$f":"OFFRE!H149","v":"EH904"},{"$f":"OFFRE!I149","v":43},{"$f":"OFFRE!J149","v":""},null,{"$f":"IF(OFFRE!L149=0,\"\",OFFRE!L149)","v":""}]
[null,null,null,{"$f":"OFFRE!C150","v":7624902},null,{"$f":"OFFRE!D150","v":"KIT CABLAGE PLANCHER CHAUFFANT DIRECT"},null,null,null,{"$f":"OFFRE!H150","v":"HA255"},{"$f":"OFFRE!I150","v":40},{"$f":"OFFRE!J150","v":""},null,{"$f":"IF(OFFRE!L150=0,\"\",OFFRE!L150)","v":""}]
[null,null,null,{"$f":"OFFRE!C151","v":7688755},null,{"$f":"OFFRE!D151","v":"KIT SILENCIEUX MODULE EXT. MIT"},null,null,null,{"$f":"OFFRE!H151","v":"EH829"},{"$f":"OFFRE!I151","v":77},{"$f":"OFFRE!J151","v":""},null,{"$f":"IF(OFFRE!L151=0,\"\",OFFRE!L151)","v":""}]
[null,null,null,{"$f":"OFFRE!C152","v":100000030},null,{"$f":"OFFRE!D152","v":"COLIS OPTION SONDE ECS"},null,null,null,{"$f":"OFFRE!H152","v":"AD212"},{"$f":"OFFRE!I152","v":53},{"$f":"OFFRE!J152","v":""},null,{"$f":"IF(OFFRE!L152=0,\"\",OFFRE!L152)","v":""}]
[null,null,null,{"$f":"OFFRE!C153","v":100019114},null,{"$f":"OFFRE!D153","v":"KIT SONDE HYGRO RAFRAICHISSEMENT"},null,null,null,{"$f":"OFFRE!H153","v":"HK27"},{"$f":"OFFRE!I153","v":233},{"$f":"OFFRE!J153","v":""},null,{"$f":"IF(OFFRE!L153=0,\"\",OFFRE!L153)","v":""}]
[null,null,null,{"$f":"OFFRE!C154","v":7622433},null,{"$f":"OFFRE!D154","v":"KIT SONDE CONDENSATION (0-10V)"},null,null,null,{"$f":"OFFRE!H154","v":"HZ64"},{"$f":"OFFRE!I154","v":420},{"$f":"OFFRE!J154","v":""},null,{"$f":"IF(OFFRE!L154=0,\"\",OFFRE!L154)","v":""}]
[null,null,null,{"$f":"OFFRE!C155","v":7691374},null,{"$f":"OFFRE!D155","v":"THERMOSTAT AMBIANCE OETROSMART (R-BUS)"},null,null,null,{"$f":"OFFRE!H155","v":"AD323"},{"$f":"OFFRE!I155","v":207},{"$f":"OFFRE!J155","v":1},null,{"$f":"IF(OFFRE!L155=0,\"\",OFFRE!L155)","v":207}]
[null,null,null,{"$f":"OFFRE!C156","v":88017018},null,{"$f":"OFFRE!D156","v":"THERMOSTAT D AMBIANCE PROGRAMMABLE SANS FILS"},null,null,null,{"$f":"OFFRE!H156","v":"AD192"},{"$f":"OFFRE!I156","v":308},{"$f":"OFFRE!J156","v":""},null,{"$f":"IF(OFFRE!L156=0,\"\",OFFRE!L156)","v":""}]
[null,null,null,{"$f":"OFFRE!C157","v":88017859},null,{"$f":"OFFRE!D157","v":"THERMOSTAT D'AMBIANCE NON PROGRAMMABLE"},null,null,null,{"$f":"OFFRE!H157","v":"AD140"},{"$f":"OFFRE!I157","v":54},{"$f":"OFFRE!J157","v":""},null,{"$f":"IF(OFFRE!L157=0,\"\",OFFRE!L157)","v":""}]
[null,null,null,{"$f":"OFFRE!C158","v":88017904},null,{"$f":"OFFRE!D158","v":"THERMOSTAT AMBIANCE PROGRAMMABLE (FILAIRE)"},null,null,null,{"$f":"OFFRE!H158","v":"AD191"},{"$f":"OFFRE!I158","v":176},{"$f":"OFFRE!J158","v":""},null,{"$f":"IF(OFFRE!L158=0,\"\",OFFRE!L158)","v":""}]
[null,null,null,{"$f":"OFFRE!C159","v":""},null,{"$f":"OFFRE!D159","v":""},null,null,null,{"$f":"OFFRE!H159","v":""},{"$f":"OFFRE!I159","v":""},{"$f":"OFFRE!J159","v":""},null,{"$f":"IF(OFFRE!L159=0,\"\",OFFRE!L159)","v":""}]
[null,null,null,{"$f":"OFFRE!C160","v":""},null,{"$f":"OFFRE!D160","v":""},null,null,null,{"$f":"OFFRE!H160","v":""},{"$f":"OFFRE!I160","v":""},{"$f":"OFFRE!J160","v":""},null,{"$f":"IF(OFFRE!L160=0,\"\",OFFRE!L160)","v":""}]
[null,null,null,null,null,null,null,null,null,null,null,null,null,{"$f":"IF(OFFRE!L161=0,\"\",OFFRE!L161)","v":""}]
[null,null,null,{"$f":"OFFRE!C162","v":""},null,{"$f":"OFFRE!D162","v":"Accessoires de régulation nécessaires pour les circuits indiqués :"},null,null,null,{"$f":"OFFRE!H162","v":""},{"$f":"OFFRE!I162","v":""},{"$f":"OFFRE!J162","v":""},null,{"$f":"IF(OFFRE!L162=0,\"\",OFFRE!L162)","v":""}]
[null,null,null,{"$f":"OFFRE!C163","v":""},null,{"$f":"OFFRE!D163","v":"1 circuit : Vanne"},null,null,null,{"$f":"OFFRE!H163","v":""},{"$f":"OFFRE!I163","v":""},{"$f":"OFFRE!J163","v":""},null,{"$f":"IF(OFFRE!L163=0,\"\",OFFRE!L163)","v":""}]
[null,null,null,{"$f":"OFFRE!C164","v":""},null,{"$f":"OFFRE!D164","v":""},null,null,null,{"$f":"OFFRE!H164","v":""},{"$f":"OFFRE!I164","v":""},{"$f":"OFFRE!J164","v":""},null,{"$f":"IF(OFFRE!L164=0,\"\",OFFRE!L164)","v":""}]
[null,null,null,{"$f":"OFFRE!C165","v":88017017},null,{"$f":"OFFRE!D165","v":"SONDE DEPART v3v"},null,null,null,{"$f":"OFFRE!H165","v":"AD199"},{"$f":"OFFRE!I165","v":85},{"$f":"OFFRE!J165","v":1},null,{"$f":"IF(OFFRE!L165=0,\"\",OFFRE!L165)","v":85}]
[null,null,null,{"$f":"OFFRE!C166","v":""},null,{"$f":"OFFRE!D166","v":""},null,null,null,{"$f":"OFFRE!H166","v":""},{"$f":"OFFRE!I166","v":""},{"$f":"OFFRE!J166","v":""},null,{"$f":"IF(OFFRE!L166=0,\"\",OFFRE!L166)","v":""}]
[null,null,null,{"$f":"OFFRE!C167","v":""},null,{"$f":"OFFRE!D167","v":""},null,null,null,{"$f":"OFFRE!H167","v":""},{"$f":"OFFRE!I167","v":""},{"$f":"OFFRE!J167","v":""},null,{"$f":"IF(OFFRE!L167=0,\"\",OFFRE!L167)","v":""}]
[null,null,null,{"$f":"OFFRE!C168","v":""},null,{"$f":"OFFRE!D168","v":"Accessoires hydrauliques nécessaires pour les circuits indiqués :"},null,null,null,{"$f":"OFFRE!H168","v":""},{"$f":"OFFRE!I168","v":""},null,null,{"$f":"IF(OFFRE!L168=0,\"\",OFFRE!L168)","v":""}]
[null,null,null,{"$f":"OFFRE!C169","v":100020168},null,{"$f":"OFFRE!D169","v":"CIRCUIT V3V P.ELEC"},null,null,null,{"$f":"OFFRE!H169","v":"EA144"},{"$f":"OFFRE!I169","v":1023},{"$f":"OFFRE!J169","v":1},null,{"$f":"IF(OFFRE!L169=0,\"\",OFFRE!L169)","v":1023}]
[null,null,null,{"$f":"OFFRE!C170","v":100020166},null,{"$f":"OFFRE!D170","v":"CONSOLE MUR 1 MODULE "},null,null,null,{"$f":"OFFRE!H170","v":"EA142"},{"$f":"OFFRE!I170","v":129},{"$f":"OFFRE!J170","v":1},null,{"$f":"IF(OFFRE!L170=0,\"\",OFFRE!L170)","v":129}]
[null,null,null,{"$f":"OFFRE!C171","v":100017832},null,{"$f":"OFFRE!D171","v":"KIT TUBULURES 2 CIRCUITS"},null,null,null,{"$f":"OFFRE!H171","v":"HK22"},{"$f":"OFFRE!I171","v":156},{"$f":"OFFRE!J171","v":1},null,{"$f":"IF(OFFRE!L171=0,\"\",OFFRE!L171)","v":156}]
[null,null,null,{"$f":"OFFRE!C172","v":""},null,{"$f":"OFFRE!D172","v":""},null,null,null,{"$f":"OFFRE!H172","v":""},{"$f":"OFFRE!I172","v":""},{"$f":"OFFRE!J172","v":""},null,{"$f":"IF(OFFRE!L172=0,\"\",OFFRE!L172)","v":""}]
[null,null,null,{"$f":"OFFRE!C173","v":""},null,{"$f":"OFFRE!D173","v":""},null,null,null,{"$f":"OFFRE!H173","v":""},{"$f":"OFFRE!I173","v":""},{"$f":"OFFRE!J173","v":""},null,{"$f":"IF(OFFRE!L173=0,\"\",OFFRE!L173)","v":""}]
[null,null,null,null,null,{"$f":"'Offre HPI - CAELIA'!$C$321","v":"Accessoires cascade pour 2 HPI identiques"},null,null,null,null,null,null,null,{"$f":"IF(OFFRE!L174=0,\"\",OFFRE!L174)","v":""}]
[null,null,null,{"$f":"IF(F189=\"\",\"\",VLOOKUP($F$189,'Offre HPI - CAELIA'!$C$128:$F$150,4,FALSE))","v":100019348},null,"BOUTEILLE DE DECOUPLAGE  120/80-2''   ",null,null,null,{"$f":"VLOOKUP($D$189,Tarif!$A:$D,3,FALSE)","v":"GV47"},{"$f":"VLOOKUP($D$189,Tarif!$A:$D,4,FALSE)","v":658},1,null,{"$f":"IF(OFFRE!L175=0,\"\",OFFRE!L175)","v":""}]
[null,null,null,{"$f":"IF(Chiffrage!$D$189='Offre HPI - CAELIA'!$B$128,'Offre HPI - CAELIA'!$B$138,IF(Chiffrage!$D$189='Offre HPI - CAELIA'!$B$129,'Offre HPI - CAELIA'!$B$139,IF(Chiffrage!$D$189='Offre HPI - CAELIA'!$B$130,'Offre HPI - CAELIA'!$B$140,IF(Chiffrage!$D$189='Offre HPI - CAELIA'!$B$131,'Offre HPI - CAELIA'!$B$141,IF(Chiffrage!$D$189='Offre HPI - CAELIA'!$B$132,'Offre HPI - CAELIA'!$B$142,IF(Chiffrage!$D$189='Offre HPI - CAELIA'!$B$133,'Offre HPI - CAELIA'!$B$143,IF(Chiffrage!$D$189='Offre HPI - CAELIA'!$B$134,'Offre HPI - CAELIA'!$B$144,\"\")))))))","v":""},null,{"$f":"IFERROR(VLOOKUP($D$190,'Offre HPI - CAELIA'!$B$138:$F$144,2,FALSE),\"\")","v":""},null,null,null,{"$f":"IFERROR(VLOOKUP($D$190,'Offre HPI - CAELIA'!$B$138:$F$144,3,FALSE),\"\")","v":""},{"$f":"IFERROR(VLOOKUP($D$190,'Offre HPI - CAELIA'!$B$138:$F$144,4,FALSE),\"\")","v":""},{"$f":"IF($D$190=\"\",\"\",1)","v":""},null,{"$f":"IF(OFFRE!L176=0,\"\",OFFRE!L176)","v":""}]
[null,null,null,{"$f":"'Offre HPI - CAELIA'!$B$146","v":7650329},null,{"$f":"'Offre HPI - CAELIA'!$C$146","v":"PURGEUR RP 1/2"},null,null,null,{"$f":"'Offre HPI - CAELIA'!$D$146","v":"SA16"},{"$f":"'Offre HPI - CAELIA'!$E$146","v":64},1,null,{"$f":"IF(OFFRE!L177=0,\"\",OFFRE!L177)","v":""}]
[null,null,null,{"$f":"IF(F192=\"\",\"\",VLOOKUP($F$192,'Offre HPI - CAELIA'!$C$128:$F$150,4,FALSE))","v":{"$error":"#N/A"}},null,"SEPARATEUR BOUES AVEC AIMANT RP 2\"",null,null,null,{"$f":"VLOOKUP($D$192,Tarif!$A:$D,3,FALSE)","v":{"$error":"#N/A"}},{"$f":"VLOOKUP($D$192,Tarif!$A:$D,4,FALSE)","v":{"$error":"#N/A"}},1,null,{"$f":"IF(OFFRE!L178=0,\"\",OFFRE!L178)","v":""}]
[null,null,null,null,null,null,null,null,null,null,null,null,null,{"$f":"IF(OFFRE!L179=0,\"\",OFFRE!L179)","v":""}]
[null,{"$f":"IF(OFFRE!B153=\"\",\"\",OFFRE!B153)","v":""}]
[null,null,null,"Mise en service",null,null,null,null,null,null,null,{"$f":"IF(OFFRE!$I$70=0,\"\",OFFRE!$I$70)","v":1},null,{"$f":"IF(OFFRE!$D$71=OFFRE!$B$52,OFFRE!$J$71,IF(OR(OFFRE!$D$71=OFFRE!$B$49,OFFRE!$D$71=OFFRE!$B$50),OFFRE!$J$72,IF(OR(OFFRE!$D$71=OFFRE!$B$42,OFFRE!$D$71=OFFRE!$B$43,OFFRE!$D$71=OFFRE!$B$45,OFFRE!$D$71=OFFRE!$B$46,OFFRE!$D$71=OFFRE!$B$47,OFFRE!$D$71=OFFRE!$B$48),OFFRE!$J$73,OFFRE!$J$70)))*Chiffrage!$L$195","v":320}]
[null,null,null,null,null,null,null,null,null,null,null,null,null,{"$f":"IF(L196=1,450,IF(AND(L196>=2,L196<=5),400,IF(AND(L196>=6,L196<=10),330,IF(L196>=11,290,\"\"))))","v":""}]
[]
[null,null,null,null,null,null,null,null,null,null,null,null,null,{"$f":"IFERROR(IF(M198*K198=0,\"\",M198*K198),\"\")","v":""}]
[null,null,null,null,null,null,null,null,null,null,null,null,null,{"$f":"IFERROR(IF(M199*K199=0,\"\",M199*K199),\"\")","v":""}]
[]
[null,null,null,{"$f":"D108","v":"Référence"},null,{"$f":"F108","v":"Désignation"},null,null,null,"Colis",{"$f":"K108","v":"Prix Unitaire"},"Quantité",null,"Prix Total"]
[null,null,null,null,null,null,null,null,null,null,{"$f":"K109","v":"HT en €"},null,null,"HT en €"]
[null,"Saisie manuelle",null,null,null,null,null,null,null,null,null,null,null,{"$f":"IFERROR(IF(OR(L203=\"\",L203=0),\"\",K203*L203),\"\")","v":""}]
[null,null,null,null,null,null,null,null,null,null,null,null,null,{"$f":"IFERROR(IF(OR(L204=\"\",L204=0),\"\",K204*L204),\"\")","v":""}]
[null,null,null,null,null,null,null,null,null,null,null,null,null,""]
[null,null,null,null,null,null,null,null,null,null,null,null,null,""]
[null,null,null,null,null,null,null,null,null,null,null,null,null,""]
[null,null,null,null,null,null,null,null,null,null,null,null,null,""]
[null,null,null,null,null,null,null,null,null,null,null,null,null,""]
[null,null,null,null,null,null,null,null,null,null,null,null,null,""]
[null,null,null,null,null,null,null,null,null,null,null,null,null,""]
[null,null,null,null,null,null,null,null,null,null,null,null,null,""]
[null,null,null,null,null,null,null,null,null,null,null,null,null,""]
[null,null,null,null,null,null,null,null,null,null,null,null,null,""]
[null,null,null,null,null,null,null,null,null,null,null,null,null,""]
[null,null,null,null,null,null,null,null,null,null,null,null,null,""]
[null,null,null,null,null,null,null,null,null,null,null,null,null,""]
[null,null,null,null,null,null,null,null,null,null,null,null,null,""]
[]
[null,"PRIX TOTAL DU SYSTEME (PP.H.T. 2020 en €)",null,null,null,null,null,null,null,null,null,null,null,{"$f":"IFERROR(IF(OFFRE!$O$17=ChoixPAC!$G$11,SUM(Chiffrage!$N$110:$N$187)+SUM(Chiffrage!$N$203:$N$218)+$N$195,SUM($N$110:$N$193)+SUM(N194:N199,N203:N218)),0)","v":11406}]
[]
[null,{"$f":"$B$94","v":"Autres coûts HT (main d'œuvre, émetteurs, réseau de distribution, accessoires, câblages, regards, organes de régulation, …)"},null,null,null,null,null,null,null,null,null,null,null,{"$f":"$E$94","v":0}]
[null,"MONTANT DES AIDES DISPONIBLES (en €)",null,null,null,null,null,null,null,null,null,null,null,{"$f":"$E$90","v":2500}]
[]
[null,"RESTE A FINANCER (AVEC POSE) (T.T.C en €)",null,null,null,null,null,null,null,null,null,null,null,{"$f":"IF((N220+N222)*1.055-N223<0,0,(N220+N222)*1.055-N223)","v":9533.33}]

{"sheet":"Radiateurs Existant","index":5,"n_rows":47,"n_cols":17,"rows_kept":47,"cut":false,"hidden":false,"merged":[[1,1,1,12],[14,3,14,5],[14,1,14,2],[14,6,14,10],[4,1,4,3],[32,3,32,5],[33,3,33,5],[36,3,36,5],[3,1,3,3],[16,3,16,5],[17,3,17,5],[18,3,18,5],[19,3,19,5],[23,3,23,5],[20,3,20,5],[21,3,21,5],[15,1,21,2],[22,3,22,5],[35,1,35,2],[24,3,24,5],[35,3,35,5],[34,3,34,5],[15,3,15,5],[45,3,45,5],[46,3,46,5],[39,1,39,5],[25,3,25,5],[32,1,34,2],[30,3,30,5],[31,3,31,5],[22,1,26,2],[27,1,31,2],[26,3,26,5],[27,3,27,5],[28,3,28,5],[29,3,29,5],[36,1,36,2],[37,3,37,5],[38,3,38,5],[37,1,37,2],[38,1,38,2],[44,1,46,2],[42,3,42,5],[43,3,43,5],[40,1,43,2],[44,3,44,5],[40,3,40,5],[41,3,41,5]]}
[]
[null,"Aide à l'estimation du régime d'eau nécessaire pour une installation équipée en radiateurs : "]
[]
[null,"Indiquez la surface chauffée par les radiateurs : ",null,null,null,"m²",null,null,null,null,null,null,null,null,null,null,{"$f":"IF(AND(0<regimrad!G3,regimrad!G3<80),1,0)","v":0}]
[null,"Surface totale chauffée :",null,null,{"$f":"Dimensionnement!$C$20","v":150},"m²"]
[]
[]
[]
[]
[null,null,null,null,null,{"$f":"IF(regimrad!$M$4>=65,\"Attention ! La température de départ est trop élevée pour une PAC. Des radiateurs supplémentaires sont à prévoir.\",\"\")","v":""}]
[]
[]
[]
[]
[null,"Type",null,"Forme",null,null,"Illustration",null,null,null,null,"m² de surface frontale","P. estimée (W-80/60)",{"$f":"CONCATENATE(\"P estimée (W) - Départ à \",regimrad!$Q$19)","v":"P estimée (W) - Départ à 0°C"}]
[null,"Panneaux acier horizontaux",null,10,null,null,null,null,null,null,null,null,{"$f":"regimrad!G12","v":0},{"$f":"regimrad!I12","v":{"$error":"#DIV/0!"}}]
[null,null,null,11,null,null,null,null,null,null,null,null,{"$f":"regimrad!G13","v":0},{"$f":"regimrad!I13","v":{"$error":"#DIV/0!"}}]
[null,null,null,20,null,null,null,null,null,null,null,null,{"$f":"regimrad!G14","v":0},{"$f":"regimrad!I14","v":{"$error":"#DIV/0!"}}]
[null,null,null,21,null,null,null,null,null,null,null,null,{"$f":"regimrad!G15","v":0},{"$f":"regimrad!I15","v":{"$error":"#DIV/0!"}}]
[null,null,null,22,null,null,null,null,null,null,null,null,{"$f":"regimrad!G16","v":0},{"$f":"regimrad!I16","v":{"$error":"#DIV/0!"}}]
[null,null,null,32,null,null,null,null,null,null,null,null,{"$f":"regimrad!G17","v":0},{"$f":"regimrad!I17","v":{"$error":"#DIV/0!"}}]
[null,null,null,33,null,null,null,null,null,null,null,null,{"$f":"regimrad!G18","v":0},{"$f":"regimrad!I18","v":{"$error":"#DIV/0!"}}]
[null,"Panneaux acier verticaux",null,10,null,null,null,null,null,null,null,null,{"$f":"regimrad!G19","v":0},{"$f":"regimrad!I19","v":{"$error":"#DIV/0!"}}]
[null,null,null,11,null,null,null,null,null,null,null,null,{"$f":"regimrad!G20","v":0},{"$f":"regimrad!I20","v":{"$error":"#DIV/0!"}}]
[null,null,null,20,null,null,null,null,null,null,null,null,{"$f":"regimrad!G21","v":0},{"$f":"regimrad!I21","v":{"$error":"#DIV/0!"}}]
[null,null,null,21,null,null,null,null,null,null,null,null,{"$f":"regimrad!G22","v":0},{"$f":"regimrad!I22","v":{"$error":"#DIV/0!"}}]
[null,null,null,22,null,null,null,null,null,null,null,null,{"$f":"regimrad!G23","v":0},{"$f":"regimrad!I23","v":{"$error":"#DIV/0!"}}]
[null,"Radiateurs en fonte",null,"2 colonnes",null,null,null,null,null,null,null,null,{"$f":"regimrad!G24","v":0},{"$f":"regimrad!I24","v":{"$error":"#DIV/0!"}}]
[null,null,null,"3 colonnes",null,null,null,null,null,null,null,null,{"$f":"regimrad!G25","v":0},{"$f":"regimrad!I25","v":{"$error":"#DIV/0!"}}]
[null,null,null,"4 colonnes",null,null,null,null,null,null,null,null,{"$f":"regimrad!G26","v":0},{"$f":"regimrad!I26","v":{"$error":"#DIV/0!"}}]
[null,null,null,"5 colonnes",null,null,null,null,null,null,null,null,{"$f":"regimrad!G27","v":0},{"$f":"regimrad!I27","v":{"$error":"#DIV/0!"}}]
[null,null,null,"6 colonnes",null,null,null,null,null,null,null,null,{"$f":"regimrad!G28","v":0},{"$f":"regimrad!I28","v":{"$error":"#DIV/0!"}}]
[null,"Rad aluminium Hor.",null,"Prof. 80 mm",null,null,null,null,null,null,null,null,{"$f":"regimrad!G29","v":0},{"$f":"regimrad!I29","v":{"$error":"#DIV/0!"}}]
[null,null,null,"Prof. 95 mm",null,null,null,null,null,null,null,null,{"$f":"regimrad!G30","v":0},{"$f":"regimrad!I30","v":{"$error":"#DIV/0!"}}]
[null,null,null,"Prof. 140 mm",null,null,null,null,null,null,null,null,{"$f":"regimrad!G31","v":0},{"$f":"regimrad!I31","v":{"$error":"#DIV/0!"}}]
[null,"Rad à tubes",null,"simple",null,null,null,null,null,null,null,null,{"$f":"regimrad!G32","v":0},{"$f":"regimrad!I32","v":{"$error":"#DIV/0!"}}]
[null,"rond hor.",null,"double",null,null,null,null,null,null,null,null,{"$f":"regimrad!G33","v":0},{"$f":"regimrad!I33","v":{"$error":"#DIV/0!"}}]
[null,"Rad à tubes",null,"simple",null,null,null,null,null,null,null,null,{"$f":"regimrad!G34","v":0},{"$f":"regimrad!I34","v":{"$error":"#DIV/0!"}}]
[null,"rond vert.",null,"double",null,null,null,null,null,null,null,null,{"$f":"regimrad!G35","v":0},{"$f":"regimrad!I35","v":{"$error":"#DIV/0!"}}]
[null,"Seche serviette",null,null,null,null,null,null,null,null,null,null,{"$f":"regimrad!G36","v":0},{"$f":"regimrad!I36","v":{"$error":"#DIV/0!"}}]
[null,"Radiateur multi colonne acier",null,"1 colonne",null,null,null,null,null,null,null,null,{"$f":"regimrad!G37","v":0},{"$f":"regimrad!I37","v":{"$error":"#DIV/0!"}}]
[null,null,null,"2 colonne",null,null,null,null,null,null,null,null,{"$f":"regimrad!G38","v":0},{"$f":"regimrad!I38","v":{"$error":"#DIV/0!"}}]
[null,null,null,"3 colonne",null,null,null,null,null,null,null,null,{"$f":"regimrad!G39","v":0},{"$f":"regimrad!I39","v":{"$error":"#DIV/0!"}}]
[null,null,null,"4 colonne",null,null,null,null,null,null,null,null,{"$f":"regimrad!G40","v":0},{"$f":"regimrad!I40","v":{"$error":"#DIV/0!"}}]
[null,"Acier plissé",null,"Prof. 65 mm",null,null,null,null,null,null,null,null,{"$f":"regimrad!G41","v":0},{"$f":"regimrad!I41","v":{"$error":"#DIV/0!"}}]
[null,null,null,"Prof. 95 mm",null,null,null,null,null,null,null,null,{"$f":"regimrad!G42","v":0},{"$f":"regimrad!I42","v":{"$error":"#DIV/0!"}}]
[null,null,null,"Prof. 120 mm",null,null,null,null,null,null,null,null,{"$f":"regimrad!G43","v":0},{"$f":"regimrad!I43","v":{"$error":"#DIV/0!"}}]

{"sheet":"Coûts énergies et Abonnements","index":6,"n_rows":82,"n_cols":9,"rows_kept":82,"cut":false,"hidden":false,"merged":[[10,2,10,8]]}
[]
[]
[]
[]
[null,null,null,null,null,"Coûts des énergies"]
[]
[null,{"$f":"Dimensionnement!C11","v":"Version 04/2020_v01"}]
[null,null,"Electricité"]
[]
[]
[null,null,"Option BASE"]
[]
[null,null,"Electricité : Prix de 100 kWh en € TTC",null,"Au 04/02/2020",null,"Abonnement annuel en € TTC",null,"Au 04/02/2020"]
[null,null,{"$f":"G14","v":"3 kVA"},15.46,15.46,null,{"$f":"'BdD Bâtiment'!C60","v":"3 kVA"},99.12,99.12]
[null,null,{"$f":"G15","v":"6 kVA"},15.46,15.46,null,{"$f":"'BdD Bâtiment'!C61","v":"6 kVA"},121.2,121.2]
[null,null,"9 kVA",15.87,15.87,null,{"$f":"'BdD Bâtiment'!C62","v":"9 kVA"},143.63999999999999,143.63999999999999]
[null,null,"12 kVA",15.87,15.87,null,{"$f":"'BdD Bâtiment'!C63","v":"12 kVA"},166.2,166.2]
[null,null,"15 kVA",15.87,15.87,null,{"$f":"'BdD Bâtiment'!C64","v":"15 kVA"},187.44,187.44]
[null,null,"18 kVA",15.87,15.87,null,{"$f":"'BdD Bâtiment'!C65","v":"18 kVA"},210.72,210.72]
[null,null,"24 kVA",15.87,15.87,null,{"$f":"'BdD Bâtiment'!C66","v":"24 kVA"},262.08,262.08]
[null,null,"30 kVA",15.87,15.87,null,{"$f":"'BdD Bâtiment'!C67","v":"30 kVA"},310.8,310.8]
[null,null,"36 kVA",15.87,15.87,null,{"$f":"'BdD Bâtiment'!C68","v":"36 kVA"},355.92,355.92]
[]
[]
[null,null,null,null,null,"Option HP/HC"]
[]
[null,null,null,null,null,null,"Abonnement annuel en € TTC",null,"Au 04/02/2020"]
[null,null,null,null,null,null,{"$f":"G15","v":"6 kVA"},133.19999999999999,133.19999999999999]
[null,null,"Electricité : Prix de 100 kWh en € TTC",null,"Au 04/02/2020",null,{"$f":"G16","v":"9 kVA"},163.44,163.44]
[null,null,"HP : Heures Pleines",17.809999999999999,17.809999999999999,null,"12 kVA",192,192]
[null,null,"HC : Heures Creuses",13.37,13.37,null,"15 kVA",218.76,218.76]
[null,null,null,null,null,null,"18 kVA",243.6,243.6]
[null,null,null,null,null,null,"24 kVA",299.64,299.64]
[null,null,null,null,null,null,"30 kVA",327.84,327.84]
[null,null,null,null,null,null,"36 kVA",372,372]
[]
[null,null,"Gaz"]
[]
[]
[]
[null,null,"Gaz : Prix de 100 kWh PCS en € TTC",null,"Au 02/2020",null,"Abonnement annuel en € TTC",null,"Au 02/2020"]
[null,null,"Tarif Base",7.36,7.36,null,"Tarif B1",108,108]
[null,null,"Tarif B0",7.36,7.36,null,"Tarif B0",108,108]
[null,null,"Tarif B1",5,5,null,"Tarif B1",249.36,249.36]
[null,null,"Tarif B2I",5,5,null,"Tarif B2I",249.36,249.36]
[]
[null,null,"Fioul"]
[]
[]
[]
[null,null,"Fioul : Prix de 100 kWh PCI en € TTC",null,"Au 01/2020"]
[null,null,"Fioul",9.66,9.66]
[]
[]
[null,null,"Propane"]
[]
[]
[]
[null,null,"Propane : Prix de 100 kWh PCI en € TTC",null,"Au 11/2019"]
[null,null,"Propane",14.61,14.61]
[]
[]
[null,null,"Bois"]
[]
[]
[]
[null,null,"Bois bûche : Prix du stère en € TTC",null,null,null,"Granulé bois : Prix de la tonne en € TTC"]
[null,null,"Bois",70,null,null,"Granulé bois",278]
[]
[]
[null,null,"Correspondance Energétique"]
[]
[null,null,"1 litre fioul",10,"kWh PCI",{"$f":"D73/0.94","v":10.638297872340425},"kWh PCS"]
[null,null,"1 m3 gaz naturel",10,"kWh PCI",{"$f":"D74/0.9","v":11.111111111111111},"kWh PCS"]
[null,null,"1 kg propane",12.8,"kWh PCI",{"$f":"D75/0.92","v":13.913043478260869},"kWh PCS"]
[null,null,"1 kg Granulés",4.8,"kWh PCI"]
[null,null,"1 Stère de bûche",2000,"kWh PCI"]
[]
[]
[null,null,"Tarifs EDF elec : ","https://selectra.info/energie/fournisseurs/edf/tarifs"]
[]
[null,null,"Source tarif energies : ","http://developpement-durable.bsocom.fr/statistiques/ReportFolders/reportFolders.aspx"]

{"sheet":"regimrad","index":7,"n_rows":43,"n_cols":17,"rows_kept":43,"cut":false,"hidden":true,"merged":[[18,16,18,17],[20,16,20,17],[16,16,16,17],[14,16,14,17]]}
[]
[]
[null,null,null,null,null,"depart",{"$f":"IFERROR(ROUND((G4*20/60)/2+Dimensionnement!I20+G4,0),0)","v":0},{"$f":"_xlfn.CEILING.PRECISE(G3,5)","v":0}]
[null,null,null,null,null,"Delta",{"$f":"ROUND(POWER(G5*POWER(50,G7),1/G7),0)","v":{"$error":"#DIV/0!"}},null,null,null,null,null,{"$f":"MROUND(G3,5)","v":0},{"$f":"Dimensionnement!$O$69","v":1},{"$f":"Dimensionnement!$P$69","v":"(1 si manuel , 0 si calcul)"}]
[null,null,null,null,null,"ratio",{"$f":"G6/SUM(G12:G43)","v":{"$error":"#DIV/0!"}}]
[null,null,null,null,null,"Dep",{"$f":"IF(OR('Radiateurs Existant'!E4=\"\",'Radiateurs Existant'!E4=0),Dimensionnement!F48*1000,Dimensionnement!F48*1000*'Radiateurs Existant'!E4/Dimensionnement!C20)","v":6500}]
[null,null,null,null,null,"n pond",{"$f":"SUM(H12:H43)/SUM(G12:G43)","v":{"$error":"#DIV/0!"}}]
[null,null,null,null,null,null,null,null,null,null,null,"Installation sous-dimensionnée pour une PAC"]
[null,null,null,null,null,"S","P","n"]
[null,null,"P50(W/m²)","Pente"]
[]
[null,null,1030,1.3,null,{"$f":"'Radiateurs Existant'!L16","v":0},{"$f":"F12*C12","v":0},{"$f":"D12*G12","v":0},{"$f":"F12*(C12*POWER(($G$4/50),D12))","v":{"$error":"#DIV/0!"}}]
[null,null,1570,1.32,null,{"$f":"'Radiateurs Existant'!L17","v":0},{"$f":"F13*C13","v":0},{"$f":"D13*G13","v":0},{"$f":"F13*(C13*POWER(($G$4/50),D13))","v":{"$error":"#DIV/0!"}}]
[null,null,1670,1.31,null,{"$f":"'Radiateurs Existant'!L18","v":0},0,0,{"$error":"#DIV/0!"}]
[null,null,2220,1.33,null,{"$f":"'Radiateurs Existant'!L19","v":0},0,0,{"$error":"#DIV/0!"},null,null,null,null,null,null,"Puissance requise pour le circuit radiateur :",{"$f":"CONCATENATE(ROUND(Dimensionnement!$F$48*1000*'Radiateurs Existant'!$E$4/Dimensionnement!$C$20,0),\" W\")","v":"0 W"}]
[null,null,2900,1.34,null,{"$f":"'Radiateurs Existant'!L20","v":0},0,0,{"$error":"#DIV/0!"}]
[null,null,3060,1.37,null,{"$f":"'Radiateurs Existant'!L21","v":0},0,0,{"$error":"#DIV/0!"},null,null,null,null,null,null,"Puissance installée pour un régime (80 / 60°C) :",{"$f":"CONCATENATE(SUM('Radiateurs Existant'!$M$16:$M$47),\" W\")","v":"0 W"}]
[null,null,4100,1.34,null,{"$f":"'Radiateurs Existant'!L22","v":0},0,0,{"$error":"#DIV/0!"}]
[null,null,800,1.3,null,{"$f":"'Radiateurs Existant'!L23","v":0},0,0,{"$error":"#DIV/0!"},null,null,null,null,null,null,"Température de départ radiateur estimée :  ",{"$f":"IFERROR(IF(regimrad!G3>85,regimrad!$L$8,CONCATENATE(MROUND(regimrad!G3,5),\"°C\")),\"\")","v":"0°C"}]
[null,null,1240,1.29,null,{"$f":"'Radiateurs Existant'!L24","v":0},0,0,{"$error":"#DIV/0!"}]
[null,null,1300,1.33,null,{"$f":"'Radiateurs Existant'!L25","v":0},0,0,{"$error":"#DIV/0!"},null,null,null,null,null,null,{"$f":"IF($Q$19=regimrad!$L$8,\"Puissance installée pour un départ à -°C :\",CONCATENATE(\"Puissance installée pour un départ à \",$Q$19,\" :\"))","v":"Puissance installée pour un départ à 0°C :"},{"$f":"IFERROR(IF(regimrad!$Q$19=regimrad!$L$8,\"-\",CONCATENATE(ROUND(SUM('Radiateurs Existant'!$N$16:$N$47),0),\" W\")),\"-\")","v":"-"}]
[null,null,1770,1.33,null,{"$f":"'Radiateurs Existant'!L26","v":0},0,0,{"$error":"#DIV/0!"}]
[null,null,2200,1.34,null,{"$f":"'Radiateurs Existant'!L27","v":0},0,0,{"$error":"#DIV/0!"}]
[null,null,1600,1.32,null,{"$f":"'Radiateurs Existant'!L28","v":0},0,0,{"$error":"#DIV/0!"}]
[null,null,2300,1.32,null,{"$f":"'Radiateurs Existant'!L29","v":0},0,0,{"$error":"#DIV/0!"}]
[null,null,2700,1.32,null,{"$f":"'Radiateurs Existant'!L30","v":0},0,0,{"$error":"#DIV/0!"}]
[null,null,3400,1.32,null,{"$f":"'Radiateurs Existant'!L31","v":0},0,0,{"$error":"#DIV/0!"}]
[null,null,3800,1.32,null,{"$f":"'Radiateurs Existant'!L32","v":0},0,0,{"$error":"#DIV/0!"}]
[null,null,2480,1.34,null,{"$f":"'Radiateurs Existant'!L33","v":0},0,0,{"$error":"#DIV/0!"}]
[null,null,2750,1.34,null,{"$f":"'Radiateurs Existant'!L34","v":0},0,0,{"$error":"#DIV/0!"}]
[null,null,3330,1.31,null,{"$f":"'Radiateurs Existant'!L35","v":0},0,0,{"$error":"#DIV/0!"}]
[null,null,1300,1.3,null,{"$f":"'Radiateurs Existant'!L36","v":0},0,0,{"$error":"#DIV/0!"}]
[null,null,2000,1.3,null,{"$f":"'Radiateurs Existant'!L37","v":0},0,0,{"$error":"#DIV/0!"}]
[null,null,1300,1.3,null,{"$f":"'Radiateurs Existant'!L38","v":0},0,0,{"$error":"#DIV/0!"}]
[null,null,2000,1.3,null,{"$f":"'Radiateurs Existant'!L39","v":0},0,0,{"$error":"#DIV/0!"}]
[null,null,950,1.25,null,{"$f":"'Radiateurs Existant'!L40","v":0},0,0,{"$error":"#DIV/0!"}]
[null,null,1570,1.3,null,{"$f":"'Radiateurs Existant'!L41","v":0},0,0,{"$error":"#DIV/0!"}]
[null,null,2100,1.3,null,{"$f":"'Radiateurs Existant'!L42","v":0},0,0,{"$error":"#DIV/0!"}]
[null,null,2650,1.3,null,{"$f":"'Radiateurs Existant'!L43","v":0},0,0,{"$error":"#DIV/0!"}]
[null,null,1420,1.28,null,{"$f":"'Radiateurs Existant'!L44","v":0},0,0,{"$error":"#DIV/0!"}]
[null,null,1900,1.3,null,{"$f":"'Radiateurs Existant'!L45","v":0},0,0,{"$error":"#DIV/0!"}]
[null,null,2400,1.3,null,{"$f":"'Radiateurs Existant'!L46","v":0},0,0,{"$error":"#DIV/0!"}]
[null,null,2800,1.3,null,{"$f":"'Radiateurs Existant'!L47","v":0},0,0,{"$error":"#DIV/0!"}]

{"sheet":"DEVIS","index":8,"n_rows":91,"n_cols":9,"rows_kept":91,"cut":false,"hidden":false,"merged":[[2,8,5,11]]}
["Référence","Désignation","Colis","Prix unitaire","Quantité","Prix total","Remise %"]
[{"$f":"IF(OR(Chiffrage!D117=\"\",E2=\"\"),\"\",Chiffrage!D117)","v":7746635},{"$f":"IF(OR(Chiffrage!F117=\"\",F2=\"\"),\"\",Chiffrage!F117)","v":"OENOVIAPAC-C MB  6 MR/H"},{"$f":"IF(OR(Chiffrage!J117=\"\",D2=\"\"),\"\",Chiffrage!J117)","v":"-"},{"$f":"IF(OR(Chiffrage!K117=\"\",E2=\"\"),\"\",Chiffrage!K117)","v":8400},{"$f":"IF(OFFRE!$C$86=OFFRE!$C$89,IF(Chiffrage!M117=\"\",\"\",Chiffrage!M117),IF(Chiffrage!L117=\"\",\"\",Chiffrage!L117))","v":1},{"$f":"IF(AND(E2>0,E2<>\"\"),E2*D2,\"\")","v":8400},null,{"$f":"IF(A2<>\"\",0,\"\")","v":0}]
[{"$f":"IF(OR(Chiffrage!D118=\"\",E3=\"\"),\"\",Chiffrage!D118)","v":""},{"$f":"IF(OR(Chiffrage!F118=\"\",F3=\"\"),\"\",Chiffrage!F118)","v":""},{"$f":"IF(OR(Chiffrage!J118=\"\",D3=\"\"),\"\",Chiffrage!J118)","v":""},{"$f":"IF(OR(Chiffrage!K118=\"\",E3=\"\"),\"\",Chiffrage!K118)","v":""},{"$f":"IF(OFFRE!$C$86=OFFRE!$C$89,IF(Chiffrage!M118=\"\",\"\",Chiffrage!M118),IF(Chiffrage!L118=\"\",\"\",Chiffrage!L118))","v":""},{"$f":"IF(AND(E3>0,E3<>\"\"),E3*D3,\"\")","v":""},null,{"$f":"IF(A3<>\"\",0,\"\")","v":""},"Si aucune remise n'est souhaitée, veuillez écrire 0 dans la case "]
[{"$f":"IF(OR(Chiffrage!D119=\"\",E4=\"\"),\"\",Chiffrage!D119)","v":""},{"$f":"IF(OR(Chiffrage!F119=\"\",F4=\"\"),\"\",Chiffrage!F119)","v":""},{"$f":"IF(OR(Chiffrage!J119=\"\",D4=\"\"),\"\",Chiffrage!J119)","v":""},{"$f":"IF(OR(Chiffrage!K119=\"\",E4=\"\"),\"\",Chiffrage!K119)","v":""},{"$f":"IF(OFFRE!$C$86=OFFRE!$C$89,IF(Chiffrage!M119=\"\",\"\",Chiffrage!M119),IF(Chiffrage!L119=\"\",\"\",Chiffrage!L119))","v":""},"",null,""]
[{"$f":"IF(OR(Chiffrage!D120=\"\",E5=\"\"),\"\",Chiffrage!D120)","v":""},{"$f":"IF(OR(Chiffrage!F120=\"\",F5=\"\"),\"\",Chiffrage!F120)","v":""},{"$f":"IF(OR(Chiffrage!J120=\"\",D5=\"\"),\"\",Chiffrage!J120)","v":""},{"$f":"IF(OR(Chiffrage!K120=\"\",E5=\"\"),\"\",Chiffrage!K120)","v":""},{"$f":"IF(OFFRE!$C$86=OFFRE!$C$89,IF(Chiffrage!M120=\"\",\"\",Chiffrage!M120),IF(Chiffrage!L120=\"\",\"\",Chiffrage!L120))","v":""},"",null,""]
[{"$f":"IF(OR(Chiffrage!D121=\"\",E6=\"\"),\"\",Chiffrage!D121)","v":""},{"$f":"IF(OR(Chiffrage!F121=\"\",F6=\"\"),\"\",Chiffrage!F121)","v":""},{"$f":"IF(OR(Chiffrage!J121=\"\",D6=\"\"),\"\",Chiffrage!J121)","v":""},{"$f":"IF(OR(Chiffrage!K121=\"\",E6=\"\"),\"\",Chiffrage!K121)","v":""},{"$f":"IF(OFFRE!$C$86=OFFRE!$C$89,IF(Chiffrage!M121=\"\",\"\",Chiffrage!M121),IF(Chiffrage!L121=\"\",\"\",Chiffrage!L121))","v":""},"",null,""]
[{"$f":"IF(OR(Chiffrage!D122=\"\",E7=\"\"),\"\",Chiffrage!D122)","v":""},{"$f":"IF(OR(Chiffrage!F122=\"\",F7=\"\"),\"\",Chiffrage!F122)","v":""},{"$f":"IF(OR(Chiffrage!J122=\"\",D7=\"\"),\"\",Chiffrage!J122)","v":""},{"$f":"IF(OR(Chiffrage!K122=\"\",E7=\"\"),\"\",Chiffrage!K122)","v":""},{"$f":"IF(OFFRE!$C$86=OFFRE!$C$89,IF(Chiffrage!M122=\"\",\"\",Chiffrage!M122),IF(Chiffrage!L122=\"\",\"\",Chiffrage!L122))","v":""},"",null,""]
[{"$f":"IF(OR(Chiffrage!D123=\"\",E8=\"\"),\"\",Chiffrage!D123)","v":""},{"$f":"IF(OR(Chiffrage!F123=\"\",F8=\"\"),\"\",Chiffrage!F123)","v":""},{"$f":"IF(OR(Chiffrage!J123=\"\",D8=\"\"),\"\",Chiffrage!J123)","v":""},{"$f":"IF(OR(Chiffrage!K123=\"\",E8=\"\"),\"\",Chiffrage!K123)","v":""},{"$f":"IF(OFFRE!$C$86=OFFRE!$C$89,IF(Chiffrage!M123=\"\",\"\",Chiffrage!M123),IF(Chiffrage!L123=\"\",\"\",Chiffrage!L123))","v":""},"",null,""]
[{"$f":"IF(OR(Chiffrage!D124=\"\",E9=\"\"),\"\",Chiffrage!D124)","v":""},{"$f":"IF(OR(Chiffrage!F124=\"\",F9=\"\"),\"\",Chiffrage!F124)","v":""},{"$f":"IF(OR(Chiffrage!J124=\"\",D9=\"\"),\"\",Chiffrage!J124)","v":""},{"$f":"IF(OR(Chiffrage!K124=\"\",E9=\"\"),\"\",Chiffrage!K124)","v":""},{"$f":"IF(OFFRE!$C$86=OFFRE!$C$89,IF(Chiffrage!M124=\"\",\"\",Chiffrage!M124),IF(Chiffrage!L124=\"\",\"\",Chiffrage!L124))","v":""},"",null,""]
[{"$f":"IF(OR(Chiffrage!D125=\"\",E10=\"\"),\"\",Chiffrage!D125)","v":""},{"$f":"IF(OR(Chiffrage!F125=\"\",F10=\"\"),\"\",Chiffrage!F125)","v":""},{"$f":"IF(OR(Chiffrage!J125=\"\",D10=\"\"),\"\",Chiffrage!J125)","v":""},{"$f":"IF(OR(Chiffrage!K125=\"\",E10=\"\"),\"\",Chiffrage!K125)","v":""},{"$f":"IF(OFFRE!$C$86=OFFRE!$C$89,IF(Chiffrage!M125=\"\",\"\",Chiffrage!M125),IF(Chiffrage!L125=\"\",\"\",Chiffrage!L125))","v":""},"",null,""]
[{"$f":"IF(OR(Chiffrage!D126=\"\",E11=\"\"),\"\",Chiffrage!D126)","v":7694974},{"$f":"IF(OR(Chiffrage!F126=\"\",F11=\"\"),\"\",Chiffrage!F126)","v":"SUPPORT AU SOL CAOUTCHOUC 600MM"},{"$f":"IF(OR(Chiffrage!J126=\"\",D11=\"\"),\"\",Chiffrage!J126)","v":"EH879"},{"$f":"IF(OR(Chiffrage!K126=\"\",E11=\"\"),\"\",Chiffrage!K126)","v":119},{"$f":"IF(OFFRE!$C$86=OFFRE!$C$89,IF(Chiffrage!M126=\"\",\"\",Chiffrage!M126),IF(Chiffrage!L126=\"\",\"\",Chiffrage!L126))","v":1},119,null,0]
[{"$f":"IF(OR(Chiffrage!D127=\"\",E12=\"\"),\"\",Chiffrage!D127)","v":""},{"$f":"IF(OR(Chiffrage!F127=\"\",F12=\"\"),\"\",Chiffrage!F127)","v":""},{"$f":"IF(OR(Chiffrage!J127=\"\",D12=\"\"),\"\",Chiffrage!J127)","v":""},{"$f":"IF(OR(Chiffrage!K127=\"\",E12=\"\"),\"\",Chiffrage!K127)","v":""},{"$f":"IF(OFFRE!$C$86=OFFRE!$C$89,IF(Chiffrage!M127=\"\",\"\",Chiffrage!M127),IF(Chiffrage!L127=\"\",\"\",Chiffrage!L127))","v":""},"",null,""]
[{"$f":"IF(OR(Chiffrage!D128=\"\",E13=\"\"),\"\",Chiffrage!D128)","v":""},{"$f":"IF(OR(Chiffrage!F128=\"\",F13=\"\"),\"\",Chiffrage!F128)","v":""},{"$f":"IF(OR(Chiffrage!J128=\"\",D13=\"\"),\"\",Chiffrage!J128)","v":""},{"$f":"IF(OR(Chiffrage!K128=\"\",E13=\"\"),\"\",Chiffrage!K128)","v":""},{"$f":"IF(OFFRE!$C$86=OFFRE!$C$89,IF(Chiffrage!M128=\"\",\"\",Chiffrage!M128),IF(Chiffrage!L128=\"\",\"\",Chiffrage!L128))","v":""},"",null,""]
[{"$f":"IF(OR(Chiffrage!D129=\"\",E14=\"\"),\"\",Chiffrage!D129)","v":""},{"$f":"IF(OR(Chiffrage!F129=\"\",F14=\"\"),\"\",Chiffrage!F129)","v":""},{"$f":"IF(OR(Chiffrage!J129=\"\",D14=\"\"),\"\",Chiffrage!J129)","v":""},{"$f":"IF(OR(Chiffrage!K129=\"\",E14=\"\"),\"\",Chiffrage!K129)","v":""},{"$f":"IF(OFFRE!$C$86=OFFRE!$C$89,IF(Chiffrage!M129=\"\",\"\",Chiffrage!M129),IF(Chiffrage!L129=\"\",\"\",Chiffrage!L129))","v":""},"",null,""]
[{"$f":"IF(OR(Chiffrage!D130=\"\",E15=\"\"),\"\",Chiffrage!D130)","v":100001369},{"$f":"IF(OR(Chiffrage!F130=\"\",F15=\"\"),\"\",Chiffrage!F130)","v":"KIT LIAISON HYDRAULIQUE 1M "},{"$f":"IF(OR(Chiffrage!J130=\"\",D15=\"\"),\"\",Chiffrage!J130)","v":"EH19"},{"$f":"IF(OR(Chiffrage!K130=\"\",E15=\"\"),\"\",Chiffrage!K130)","v":48},{"$f":"IF(OFFRE!$C$86=OFFRE!$C$89,IF(Chiffrage!M130=\"\",\"\",Chiffrage!M130),IF(Chiffrage!L130=\"\",\"\",Chiffrage!L130))","v":1},48,null,0]
[{"$f":"IF(OR(Chiffrage!D131=\"\",E16=\"\"),\"\",Chiffrage!D131)","v":100008841},{"$f":"IF(OR(Chiffrage!F131=\"\",F16=\"\"),\"\",Chiffrage!F131)","v":"BALLON TAMPON 80L B 80 T"},{"$f":"IF(OR(Chiffrage!J131=\"\",D16=\"\"),\"\",Chiffrage!J131)","v":"EH85"},{"$f":"IF(OR(Chiffrage!K131=\"\",E16=\"\"),\"\",Chiffrage!K131)","v":572},{"$f":"IF(OFFRE!$C$86=OFFRE!$C$89,IF(Chiffrage!M131=\"\",\"\",Chiffrage!M131),IF(Chiffrage!L131=\"\",\"\",Chiffrage!L131))","v":1},572,null,0]
[{"$f":"IF(OR(Chiffrage!D132=\"\",E17=\"\"),\"\",Chiffrage!D132)","v":""},{"$f":"IF(OR(Chiffrage!F132=\"\",F17=\"\"),\"\",Chiffrage!F132)","v":""},{"$f":"IF(OR(Chiffrage!J132=\"\",D17=\"\"),\"\",Chiffrage!J132)","v":""},{"$f":"IF(OR(Chiffrage!K132=\"\",E17=\"\"),\"\",Chiffrage!K132)","v":""},{"$f":"IF(OFFRE!$C$86=OFFRE!$C$89,IF(Chiffrage!M132=\"\",\"\",Chiffrage!M132),IF(Chiffrage!L132=\"\",\"\",Chiffrage!L132))","v":""},"",null,""]
[{"$f":"IF(OR(Chiffrage!D133=\"\",E18=\"\"),\"\",Chiffrage!D133)","v":""},{"$f":"IF(OR(Chiffrage!F133=\"\",F18=\"\"),\"\",Chiffrage!F133)","v":""},{"$f":"IF(OR(Chiffrage!J133=\"\",D18=\"\"),\"\",Chiffrage!J133)","v":""},{"$f":"IF(OR(Chiffrage!K133=\"\",E18=\"\"),\"\",Chiffrage!K133)","v":""},{"$f":"IF(OFFRE!$C$86=OFFRE!$C$89,IF(Chiffrage!M133=\"\",\"\",Chiffrage!M133),IF(Chiffrage!L133=\"\",\"\",Chiffrage!L133))","v":""},"",null,""]
[{"$f":"IF(OR(Chiffrage!D134=\"\",E19=\"\"),\"\",Chiffrage!D134)","v":""},{"$f":"IF(OR(Chiffrage!F134=\"\",F19=\"\"),\"\",Chiffrage!F134)","v":""},{"$f":"IF(OR(Chiffrage!J134=\"\",D19=\"\"),\"\",Chiffrage!J134)","v":""},{"$f":"IF(OR(Chiffrage!K134=\"\",E19=\"\"),\"\",Chiffrage!K134)","v":""},{"$f":"IF(OFFRE!$C$86=OFFRE!$C$89,IF(Chiffrage!M134=\"\",\"\",Chiffrage!M134),IF(Chiffrage!L134=\"\",\"\",Chiffrage!L134))","v":""},"",null,""]
[{"$f":"IF(OR(Chiffrage!D135=\"\",E20=\"\"),\"\",Chiffrage!D135)","v":""},{"$f":"IF(OR(Chiffrage!F135=\"\",F20=\"\"),\"\",Chiffrage!F135)","v":""},{"$f":"IF(OR(Chiffrage!J135=\"\",D20=\"\"),\"\",Chiffrage!J135)","v":""},{"$f":"IF(OR(Chiffrage!K135=\"\",E20=\"\"),\"\",Chiffrage!K135)","v":""},{"$f":"IF(OFFRE!$C$86=OFFRE!$C$89,IF(Chiffrage!M135=\"\",\"\",Chiffrage!M135),IF(Chiffrage!L135=\"\",\"\",Chiffrage!L135))","v":""},"",null,""]
[{"$f":"IF(OR(Chiffrage!D136=\"\",E21=\"\"),\"\",Chiffrage!D136)","v":""},{"$f":"IF(OR(Chiffrage!F136=\"\",F21=\"\"),\"\",Chiffrage!F136)","v":""},{"$f":"IF(OR(Chiffrage!J136=\"\",D21=\"\"),\"\",Chiffrage!J136)","v":""},{"$f":"IF(OR(Chiffrage!K136=\"\",E21=\"\"),\"\",Chiffrage!K136)","v":""},{"$f":"IF(OFFRE!$C$86=OFFRE!$C$89,IF(Chiffrage!M136=\"\",\"\",Chiffrage!M136),IF(Chiffrage!L136=\"\",\"\",Chiffrage!L136))","v":""},"",null,""]
[{"$f":"IF(OR(Chiffrage!D137=\"\",E22=\"\"),\"\",Chiffrage!D137)","v":""},{"$f":"IF(OR(Chiffrage!F137=\"\",F22=\"\"),\"\",Chiffrage!F137)","v":""},{"$f":"IF(OR(Chiffrage!J137=\"\",D22=\"\"),\"\",Chiffrage!J137)","v":""},{"$f":"IF(OR(Chiffrage!K137=\"\",E22=\"\"),\"\",Chiffrage!K137)","v":""},{"$f":"IF(OFFRE!$C$86=OFFRE!$C$89,IF(Chiffrage!M137=\"\",\"\",Chiffrage!M137),IF(Chiffrage!L137=\"\",\"\",Chiffrage!L137))","v":""},"",null,""]
[{"$f":"IF(OR(Chiffrage!D138=\"\",E23=\"\"),\"\",Chiffrage!D138)","v":""},{"$f":"IF(OR(Chiffrage!F138=\"\",F23=\"\"),\"\",Chiffrage!F138)","v":""},{"$f":"IF(OR(Chiffrage!J138=\"\",D23=\"\"),\"\",Chiffrage!J138)","v":""},{"$f":"IF(OR(Chiffrage!K138=\"\",E23=\"\"),\"\",Chiffrage!K138)","v":""},{"$f":"IF(OFFRE!$C$86=OFFRE!$C$89,IF(Chiffrage!M138=\"\",\"\",Chiffrage!M138),IF(Chiffrage!L138=\"\",\"\",Chiffrage!L138))","v":""},"",null,""]
[{"$f":"IF(OR(Chiffrage!D139=\"\",E24=\"\"),\"\",Chiffrage!D139)","v":""},{"$f":"IF(OR(Chiffrage!F139=\"\",F24=\"\"),\"\",Chiffrage!F139)","v":""},{"$f":"IF(OR(Chiffrage!J139=\"\",D24=\"\"),\"\",Chiffrage!J139)","v":""},{"$f":"IF(OR(Chiffrage!K139=\"\",E24=\"\"),\"\",Chiffrage!K139)","v":""},{"$f":"IF(OFFRE!$C$86=OFFRE!$C$89,IF(Chiffrage!M139=\"\",\"\",Chiffrage!M139),IF(Chiffrage!L139=\"\",\"\",Chiffrage!L139))","v":""},"",null,""]
[{"$f":"IF(OR(Chiffrage!D140=\"\",E25=\"\"),\"\",Chiffrage!D140)","v":""},{"$f":"IF(OR(Chiffrage!F140=\"\",F25=\"\"),\"\",Chiffrage!F140)","v":""},{"$f":"IF(OR(Chiffrage!J140=\"\",D25=\"\"),\"\",Chiffrage!J140)","v":""},{"$f":"IF(OR(Chiffrage!K140=\"\",E25=\"\"),\"\",Chiffrage!K140)","v":""},{"$f":"IF(OFFRE!$C$86=OFFRE!$C$89,IF(Chiffrage!M140=\"\",\"\",Chiffrage!M140),IF(Chiffrage!L140=\"\",\"\",Chiffrage!L140))","v":""},"",null,""]
[{"$f":"IF(OR(Chiffrage!D141=\"\",E26=\"\"),\"\",Chiffrage!D141)","v":""},{"$f":"IF(OR(Chiffrage!F141=\"\",F26=\"\"),\"\",Chiffrage!F141)","v":""},{"$f":"IF(OR(Chiffrage!J141=\"\",D26=\"\"),\"\",Chiffrage!J141)","v":""},{"$f":"IF(OR(Chiffrage!K141=\"\",E26=\"\"),\"\",Chiffrage!K141)","v":""},{"$f":"IF(OFFRE!$C$86=OFFRE!$C$89,IF(Chiffrage!M141=\"\",\"\",Chiffrage!M141),IF(Chiffrage!L141=\"\",\"\",Chiffrage!L141))","v":""},"",null,""]
[{"$f":"IF(OR(Chiffrage!D142=\"\",E27=\"\"),\"\",Chiffrage!D142)","v":""},{"$f":"IF(OR(Chiffrage!F142=\"\",F27=\"\"),\"\",Chiffrage!F142)","v":""},{"$f":"IF(OR(Chiffrage!J142=\"\",D27=\"\"),\"\",Chiffrage!J142)","v":""},{"$f":"IF(OR(Chiffrage!K142=\"\",E27=\"\"),\"\",Chiffrage!K142)","v":""},{"$f":"IF(OFFRE!$C$86=OFFRE!$C$89,IF(Chiffrage!M142=\"\",\"\",Chiffrage!M142),IF(Chiffrage!L142=\"\",\"\",Chiffrage!L142))","v":""},"",null,""]
[{"$f":"IF(OR(Chiffrage!D143=\"\",E28=\"\"),\"\",Chiffrage!D143)","v":""},{"$f":"IF(OR(Chiffrage!F143=\"\",F28=\"\"),\"\",Chiffrage!F143)","v":""},{"$f":"IF(OR(Chiffrage!J143=\"\",D28=\"\"),\"\",Chiffrage!J143)","v":""},{"$f":"IF(OR(Chiffrage!K143=\"\",E28=\"\"),\"\",Chiffrage!K143)","v":""},{"$f":"IF(OFFRE!$C$86=OFFRE!$C$89,IF(Chiffrage!M143=\"\",\"\",Chiffrage!M143),IF(Chiffrage!L143=\"\",\"\",Chiffrage!L143))","v":""},"",null,""]
[{"$f":"IF(OR(Chiffrage!D144=\"\",E29=\"\"),\"\",Chiffrage!D144)","v":100020045},{"$f":"IF(OR(Chiffrage!F144=\"\",F29=\"\"),\"\",Chiffrage!F144)","v":"KIT FILTRE FERNOX TF1"},{"$f":"IF(OR(Chiffrage!J144=\"\",D29=\"\"),\"\",Chiffrage!J144)","v":"EH896"},{"$f":"IF(OR(Chiffrage!K144=\"\",E29=\"\"),\"\",Chiffrage!K144)","v":288},{"$f":"IF(OFFRE!$C$86=OFFRE!$C$89,IF(Chiffrage!M144=\"\",\"\",Chiffrage!M144),IF(Chiffrage!L144=\"\",\"\",Chiffrage!L144))","v":1},288,null,0]
[{"$f":"IF(OR(Chiffrage!D145=\"\",E30=\"\"),\"\",Chiffrage!D145)","v":7746242},{"$f":"IF(OR(Chiffrage!F145=\"\",F30=\"\"),\"\",Chiffrage!F145)","v":"SOUPAPE DIFFERENTIELLE "},{"$f":"IF(OR(Chiffrage!J145=\"\",D30=\"\"),\"\",Chiffrage!J145)","v":"HK150"},{"$f":"IF(OR(Chiffrage!K145=\"\",E30=\"\"),\"\",Chiffrage!K145)","v":59},{"$f":"IF(OFFRE!$C$86=OFFRE!$C$89,IF(Chiffrage!M145=\"\",\"\",Chiffrage!M145),IF(Chiffrage!L145=\"\",\"\",Chiffrage!L145))","v":1},59,null,0]
[{"$f":"IF(OR(Chiffrage!D146=\"\",E31=\"\"),\"\",Chiffrage!D146)","v":""},{"$f":"IF(OR(Chiffrage!F146=\"\",F31=\"\"),\"\",Chiffrage!F146)","v":""},{"$f":"IF(OR(Chiffrage!J146=\"\",D31=\"\"),\"\",Chiffrage!J146)","v":""},{"$f":"IF(OR(Chiffrage!K146=\"\",E31=\"\"),\"\",Chiffrage!K146)","v":""},{"$f":"IF(OFFRE!$C$86=OFFRE!$C$89,IF(Chiffrage!M146=\"\",\"\",Chiffrage!M146),IF(Chiffrage!L146=\"\",\"\",Chiffrage!L146))","v":""},"",null,""]
[{"$f":"IF(OR(Chiffrage!D147=\"\",E32=\"\"),\"\",Chiffrage!D147)","v":""},{"$f":"IF(OR(Chiffrage!F147=\"\",F32=\"\"),\"\",Chiffrage!F147)","v":""},{"$f":"IF(OR(Chiffrage!J147=\"\",D32=\"\"),\"\",Chiffrage!J147)","v":""},{"$f":"IF(OR(Chiffrage!K147=\"\",E32=\"\"),\"\",Chiffrage!K147)","v":""},{"$f":"IF(OFFRE!$C$86=OFFRE!$C$89,IF(Chiffrage!M147=\"\",\"\",Chiffrage!M147),IF(Chiffrage!L147=\"\",\"\",Chiffrage!L147))","v":""},"",null,""]
[{"$f":"IF(OR(Chiffrage!D148=\"\",E33=\"\"),\"\",Chiffrage!D148)","v":""},{"$f":"IF(OR(Chiffrage!F148=\"\",F33=\"\"),\"\",Chiffrage!F148)","v":""},{"$f":"IF(OR(Chiffrage!J148=\"\",D33=\"\"),\"\",Chiffrage!J148)","v":""},{"$f":"IF(OR(Chiffrage!K148=\"\",E33=\"\"),\"\",Chiffrage!K148)","v":""},{"$f":"IF(OFFRE!$C$86=OFFRE!$C$89,IF(Chiffrage!M148=\"\",\"\",Chiffrage!M148),IF(Chiffrage!L148=\"\",\"\",Chiffrage!L148))","v":""},"",null,""]
[{"$f":"IF(OR(Chiffrage!D149=\"\",E34=\"\"),\"\",Chiffrage!D149)","v":""},{"$f":"IF(OR(Chiffrage!F149=\"\",F34=\"\"),\"\",Chiffrage!F149)","v":""},{"$f":"IF(OR(Chiffrage!J149=\"\",D34=\"\"),\"\",Chiffrage!J149)","v":""},{"$f":"IF(OR(Chiffrage!K149=\"\",E34=\"\"),\"\",Chiffrage!K149)","v":""},{"$f":"IF(OFFRE!$C$86=OFFRE!$C$89,IF(Chiffrage!M149=\"\",\"\",Chiffrage!M149),IF(Chiffrage!L149=\"\",\"\",Chiffrage!L149))","v":""},"",null,""]
[{"$f":"IF(OR(Chiffrage!D150=\"\",E35=\"\"),\"\",Chiffrage!D150)","v":""},{"$f":"IF(OR(Chiffrage!F150=\"\",F35=\"\"),\"\",Chiffrage!F150)","v":""},{"$f":"IF(OR(Chiffrage!J150=\"\",D35=\"\"),\"\",Chiffrage!J150)","v":""},{"$f":"IF(OR(Chiffrage!K150=\"\",E35=\"\"),\"\",Chiffrage!K150)","v":""},{"$f":"IF(OFFRE!$C$86=OFFRE!$C$89,IF(Chiffrage!M150=\"\",\"\",Chiffrage!M150),IF(Chiffrage!L150=\"\",\"\",Chiffrage!L150))","v":""},"",null,""]
[{"$f":"IF(OR(Chiffrage!D151=\"\",E36=\"\"),\"\",Chiffrage!D151)","v":""},{"$f":"IF(OR(Chiffrage!F151=\"\",F36=\"\"),\"\",Chiffrage!F151)","v":""},{"$f":"IF(OR(Chiffrage!J151=\"\",D36=\"\"),\"\",Chiffrage!J151)","v":""},{"$f":"IF(OR(Chiffrage!K151=\"\",E36=\"\"),\"\",Chiffrage!K151)","v":""},{"$f":"IF(OFFRE!$C$86=OFFRE!$C$89,IF(Chiffrage!M151=\"\",\"\",Chiffrage!M151),IF(Chiffrage!L151=\"\",\"\",Chiffrage!L151))","v":""},"",null,""]
[{"$f":"IF(OR(Chiffrage!D152=\"\",E37=\"\"),\"\",Chiffrage!D152)","v":""},{"$f":"IF(OR(Chiffrage!F152=\"\",F37=\"\"),\"\",Chiffrage!F152)","v":""},{"$f":"IF(OR(Chiffrage!J152=\"\",D37=\"\"),\"\",Chiffrage!J152)","v":""},{"$f":"IF(OR(Chiffrage!K152=\"\",E37=\"\"),\"\",Chiffrage!K152)","v":""},{"$f":"IF(OFFRE!$C$86=OFFRE!$C$89,IF(Chiffrage!M152=\"\",\"\",Chiffrage!M152),IF(Chiffrage!L152=\"\",\"\",Chiffrage!L152))","v":""},"",null,""]
[{"$f":"IF(OR(Chiffrage!D153=\"\",E38=\"\"),\"\",Chiffrage!D153)","v":""},{"$f":"IF(OR(Chiffrage!F153=\"\",F38=\"\"),\"\",Chiffrage!F153)","v":""},{"$f":"IF(OR(Chiffrage!J153=\"\",D38=\"\"),\"\",Chiffrage!J153)","v":""},{"$f":"IF(OR(Chiffrage!K153=\"\",E38=\"\"),\"\",Chiffrage!K153)","v":""},{"$f":"IF(OFFRE!$C$86=OFFRE!$C$89,IF(Chiffrage!M153=\"\",\"\",Chiffrage!M153),IF(Chiffrage!L153=\"\",\"\",Chiffrage!L153))","v":""},"",null,""]
[{"$f":"IF(OR(Chiffrage!D154=\"\",E39=\"\"),\"\",Chiffrage!D154)","v":""},{"$f":"IF(OR(Chiffrage!F154=\"\",F39=\"\"),\"\",Chiffrage!F154)","v":""},{"$f":"IF(OR(Chiffrage!J154=\"\",D39=\"\"),\"\",Chiffrage!J154)","v":""},{"$f":"IF(OR(Chiffrage!K154=\"\",E39=\"\"),\"\",Chiffrage!K154)","v":""},{"$f":"IF(OFFRE!$C$86=OFFRE!$C$89,IF(Chiffrage!M154=\"\",\"\",Chiffrage!M154),IF(Chiffrage!L154=\"\",\"\",Chiffrage!L154))","v":""},"",null,""]
[{"$f":"IF(OR(Chiffrage!D155=\"\",E40=\"\"),\"\",Chiffrage!D155)","v":""},{"$f":"IF(OR(Chiffrage!F155=\"\",F40=\"\"),\"\",Chiffrage!F155)","v":""},{"$f":"IF(OR(Chiffrage!J155=\"\",D40=\"\"),\"\",Chiffrage!J155)","v":""},{"$f":"IF(OR(Chiffrage!K155=\"\",E40=\"\"),\"\",Chiffrage!K155)","v":""},{"$f":"IF(OFFRE!$C$86=OFFRE!$C$89,IF(Chiffrage!M155=\"\",\"\",Chiffrage!M155),IF(Chiffrage!L155=\"\",\"\",Chiffrage!L155))","v":""},"",null,""]
[{"$f":"IF(OR(Chiffrage!D156=\"\",E41=\"\"),\"\",Chiffrage!D156)","v":""},{"$f":"IF(OR(Chiffrage!F156=\"\",F41=\"\"),\"\",Chiffrage!F156)","v":""},{"$f":"IF(OR(Chiffrage!J156=\"\",D41=\"\"),\"\",Chiffrage!J156)","v":""},{"$f":"IF(OR(Chiffrage!K156=\"\",E41=\"\"),\"\",Chiffrage!K156)","v":""},{"$f":"IF(OFFRE!$C$86=OFFRE!$C$89,IF(Chiffrage!M156=\"\",\"\",Chiffrage!M156),IF(Chiffrage!L156=\"\",\"\",Chiffrage!L156))","v":""},"",null,""]
[{"$f":"IF(OR(Chiffrage!D157=\"\",E42=\"\"),\"\",Chiffrage!D157)","v":""},{"$f":"IF(OR(Chiffrage!F157=\"\",F42=\"\"),\"\",Chiffrage!F157)","v":""},{"$f":"IF(OR(Chiffrage!J157=\"\",D42=\"\"),\"\",Chiffrage!J157)","v":""},{"$f":"IF(OR(Chiffrage!K157=\"\",E42=\"\"),\"\",Chiffrage!K157)","v":""},{"$f":"IF(OFFRE!$C$86=OFFRE!$C$89,IF(Chiffrage!M157=\"\",\"\",Chiffrage!M157),IF(Chiffrage!L157=\"\",\"\",Chiffrage!L157))","v":""},"",null,""]
[{"$f":"IF(OR(Chiffrage!D158=\"\",E43=\"\"),\"\",Chiffrage!D158)","v":""},{"$f":"IF(OR(Chiffrage!F158=\"\",F43=\"\"),\"\",Chiffrage!F158)","v":""},{"$f":"IF(OR(Chiffrage!J158=\"\",D43=\"\"),\"\",Chiffrage!J158)","v":""},{"$f":"IF(OR(Chiffrage!K158=\"\",E43=\"\"),\"\",Chiffrage!K158)","v":""},{"$f":"IF(OFFRE!$C$86=OFFRE!$C$89,IF(Chiffrage!M158=\"\",\"\",Chiffrage!M158),IF(Chiffrage!L158=\"\",\"\",Chiffrage!L158))","v":""},"",null,""]
[{"$f":"IF(OR(Chiffrage!D159=\"\",E44=\"\"),\"\",Chiffrage!D159)","v":""},{"$f":"IF(OR(Chiffrage!F159=\"\",F44=\"\"),\"\",Chiffrage!F159)","v":""},{"$f":"IF(OR(Chiffrage!J159=\"\",D44=\"\"),\"\",Chiffrage!J159)","v":""},{"$f":"IF(OR(Chiffrage!K159=\"\",E44=\"\"),\"\",Chiffrage!K159)","v":""},{"$f":"IF(OFFRE!$C$86=OFFRE!$C$89,IF(Chiffrage!M159=\"\",\"\",Chiffrage!M159),IF(Chiffrage!L159=\"\",\"\",Chiffrage!L159))","v":""},"",null,""]
[{"$f":"IF(OR(Chiffrage!D160=\"\",E45=\"\"),\"\",Chiffrage!D160)","v":""},{"$f":"IF(OR(Chiffrage!F160=\"\",F45=\"\"),\"\",Chiffrage!F160)","v":""},{"$f":"IF(OR(Chiffrage!J160=\"\",D45=\"\"),\"\",Chiffrage!J160)","v":""},{"$f":"IF(OR(Chiffrage!K160=\"\",E45=\"\"),\"\",Chiffrage!K160)","v":""},{"$f":"IF(OFFRE!$C$86=OFFRE!$C$89,IF(Chiffrage!M160=\"\",\"\",Chiffrage!M160),IF(Chiffrage!L160=\"\",\"\",Chiffrage!L160))","v":""},"",null,""]
[{"$f":"IF(OR(Chiffrage!D161=\"\",E46=\"\"),\"\",Chiffrage!D161)","v":""},{"$f":"IF(OR(Chiffrage!F161=\"\",F46=\"\"),\"\",Chiffrage!F161)","v":""},{"$f":"IF(OR(Chiffrage!J161=\"\",D46=\"\"),\"\",Chiffrage!J161)","v":""},{"$f":"IF(OR(Chiffrage!K161=\"\",E46=\"\"),\"\",Chiffrage!K161)","v":""},{"$f":"IF(OFFRE!$C$86=OFFRE!$C$89,IF(Chiffrage!M161=\"\",\"\",Chiffrage!M161),IF(Chiffrage!L161=\"\",\"\",Chiffrage!L161))","v":""},"",null,""]
[{"$f":"IF(OR(Chiffrage!D162=\"\",E47=\"\"),\"\",Chiffrage!D162)","v":""},{"$f":"IF(OR(Chiffrage!F162=\"\",F47=\"\"),\"\",Chiffrage!F162)","v":""},{"$f":"IF(OR(Chiffrage!J162=\"\",D47=\"\"),\"\",Chiffrage!J162)","v":""},{"$f":"IF(OR(Chiffrage!K162=\"\",E47=\"\"),\"\",Chiffrage!K162)","v":""},{"$f":"IF(OFFRE!$C$86=OFFRE!$C$89,IF(Chiffrage!M162=\"\",\"\",Chiffrage!M162),IF(Chiffrage!L162=\"\",\"\",Chiffrage!L162))","v":""},""]
[{"$f":"IF(OR(Chiffrage!D163=\"\",E48=\"\"),\"\",Chiffrage!D163)","v":""},{"$f":"IF(OR(Chiffrage!F163=\"\",F48=\"\"),\"\",Chiffrage!F163)","v":""},{"$f":"IF(OR(Chiffrage!J163=\"\",D48=\"\"),\"\",Chiffrage!J163)","v":""},{"$f":"IF(OR(Chiffrage!K163=\"\",E48=\"\"),\"\",Chiffrage!K163)","v":""},{"$f":"IF(OFFRE!$C$86=OFFRE!$C$89,IF(Chiffrage!M163=\"\",\"\",Chiffrage!M163),IF(Chiffrage!L163=\"\",\"\",Chiffrage!L163))","v":""},""]
[{"$f":"IF(OR(Chiffrage!D164=\"\",E49=\"\"),\"\",Chiffrage!D164)","v":""},{"$f":"IF(OR(Chiffrage!F164=\"\",F49=\"\"),\"\",Chiffrage!F164)","v":""},{"$f":"IF(OR(Chiffrage!J164=\"\",D49=\"\"),\"\",Chiffrage!J164)","v":""},{"$f":"IF(OR(Chiffrage!K164=\"\",E49=\"\"),\"\",Chiffrage!K164)","v":""},{"$f":"IF(OFFRE!$C$86=OFFRE!$C$89,IF(Chiffrage!M164=\"\",\"\",Chiffrage!M164),IF(Chiffrage!L164=\"\",\"\",Chiffrage!L164))","v":""},""]
[{"$f":"IF(OR(Chiffrage!D165=\"\",E50=\"\"),\"\",Chiffrage!D165)","v":""},{"$f":"IF(OR(Chiffrage!F165=\"\",F50=\"\"),\"\",Chiffrage!F165)","v":""},{"$f":"IF(OR(Chiffrage!J165=\"\",D50=\"\"),\"\",Chiffrage!J165)","v":""},{"$f":"IF(OR(Chiffrage!K165=\"\",E50=\"\"),\"\",Chiffrage!K165)","v":""},{"$f":"IF(OFFRE!$C$86=OFFRE!$C$89,IF(Chiffrage!M165=\"\",\"\",Chiffrage!M165),IF(Chiffrage!L165=\"\",\"\",Chiffrage!L165))","v":""},""]
[{"$f":"IF(OR(Chiffrage!D166=\"\",E51=\"\"),\"\",Chiffrage!D166)","v":""},{"$f":"IF(OR(Chiffrage!F166=\"\",F51=\"\"),\"\",Chiffrage!F166)","v":""},{"$f":"IF(OR(Chiffrage!J166=\"\",D51=\"\"),\"\",Chiffrage!J166)","v":""},{"$f":"IF(OR(Chiffrage!K166=\"\",E51=\"\"),\"\",Chiffrage!K166)","v":""},{"$f":"IF(OFFRE!$C$86=OFFRE!$C$89,IF(Chiffrage!M166=\"\",\"\",Chiffrage!M166),IF(Chiffrage!L166=\"\",\"\",Chiffrage!L166))","v":""},""]
[{"$f":"IF(OR(Chiffrage!D167=\"\",E52=\"\"),\"\",Chiffrage!D167)","v":""},{"$f":"IF(OR(Chiffrage!F167=\"\",F52=\"\"),\"\",Chiffrage!F167)","v":""},{"$f":"IF(OR(Chiffrage!J167=\"\",D52=\"\"),\"\",Chiffrage!J167)","v":""},{"$f":"IF(OR(Chiffrage!K167=\"\",E52=\"\"),\"\",Chiffrage!K167)","v":""},{"$f":"IF(OFFRE!$C$86=OFFRE!$C$89,IF(Chiffrage!M167=\"\",\"\",Chiffrage!M167),IF(Chiffrage!L167=\"\",\"\",Chiffrage!L167))","v":""},""]
[{"$f":"IF(OR(Chiffrage!D168=\"\",E53=\"\"),\"\",Chiffrage!D168)","v":""},{"$f":"IF(OR(Chiffrage!F168=\"\",F53=\"\"),\"\",Chiffrage!F168)","v":""},{"$f":"IF(OR(Chiffrage!J168=\"\",D53=\"\"),\"\",Chiffrage!J168)","v":""},{"$f":"IF(OR(Chiffrage!K168=\"\",E53=\"\"),\"\",Chiffrage!K168)","v":""},{"$f":"IF(OFFRE!$C$86=OFFRE!$C$89,IF(Chiffrage!M168=\"\",\"\",Chiffrage!M168),IF(Chiffrage!L168=\"\",\"\",Chiffrage!L168))","v":""},""]
[{"$f":"IF(OR(Chiffrage!D169=\"\",E54=\"\"),\"\",Chiffrage!D169)","v":7691374},{"$f":"IF(OR(Chiffrage!F169=\"\",F54=\"\"),\"\",Chiffrage!F169)","v":"THERMOSTAT AMBIANCE OETROSMART (R-BUS)"},{"$f":"IF(OR(Chiffrage!J169=\"\",D54=\"\"),\"\",Chiffrage!J169)","v":"AD323"},{"$f":"IF(OR(Chiffrage!K169=\"\",E54=\"\"),\"\",Chiffrage!K169)","v":207},{"$f":"IF(OFFRE!$C$86=OFFRE!$C$89,IF(Chiffrage!M169=\"\",\"\",Chiffrage!M169),IF(Chiffrage!L169=\"\",\"\",Chiffrage!L169))","v":1},207]
[{"$f":"IF(OR(Chiffrage!D170=\"\",E55=\"\"),\"\",Chiffrage!D170)","v":""},{"$f":"IF(OR(Chiffrage!F170=\"\",F55=\"\"),\"\",Chiffrage!F170)","v":""},{"$f":"IF(OR(Chiffrage!J170=\"\",D55=\"\"),\"\",Chiffrage!J170)","v":""},{"$f":"IF(OR(Chiffrage!K170=\"\",E55=\"\"),\"\",Chiffrage!K170)","v":""},{"$f":"IF(OFFRE!$C$86=OFFRE!$C$89,IF(Chiffrage!M170=\"\",\"\",Chiffrage!M170),IF(Chiffrage!L170=\"\",\"\",Chiffrage!L170))","v":""},""]
[{"$f":"IF(OR(Chiffrage!D171=\"\",E56=\"\"),\"\",Chiffrage!D171)","v":""},{"$f":"IF(OR(Chiffrage!F171=\"\",F56=\"\"),\"\",Chiffrage!F171)","v":""},{"$f":"IF(OR(Chiffrage!J171=\"\",D56=\"\"),\"\",Chiffrage!J171)","v":""},{"$f":"IF(OR(Chiffrage!K171=\"\",E56=\"\"),\"\",Chiffrage!K171)","v":""},{"$f":"IF(OFFRE!$C$86=OFFRE!$C$89,IF(Chiffrage!M171=\"\",\"\",Chiffrage!M171),IF(Chiffrage!L171=\"\",\"\",Chiffrage!L171))","v":""},""]
[{"$f":"IF(OR(Chiffrage!D172=\"\",E57=\"\"),\"\",Chiffrage!D172)","v":""},{"$f":"IF(OR(Chiffrage!F172=\"\",F57=\"\"),\"\",Chiffrage!F172)","v":""},{"$f":"IF(OR(Chiffrage!J172=\"\",D57=\"\"),\"\",Chiffrage!J172)","v":""},{"$f":"IF(OR(Chiffrage!K172=\"\",E57=\"\"),\"\",Chiffrage!K172)","v":""},{"$f":"IF(OFFRE!$C$86=OFFRE!$C$89,IF(Chiffrage!M172=\"\",\"\",Chiffrage!M172),IF(Chiffrage!L172=\"\",\"\",Chiffrage!L172))","v":""},""]
[{"$f":"IF(OR(Chiffrage!D173=\"\",E58=\"\"),\"\",Chiffrage!D173)","v":""},{"$f":"IF(OR(Chiffrage!F173=\"\",F58=\"\"),\"\",Chiffrage!F173)","v":""},{"$f":"IF(OR(Chiffrage!J173=\"\",D58=\"\"),\"\",Chiffrage!J173)","v":""},{"$f":"IF(OR(Chiffrage!K173=\"\",E58=\"\"),\"\",Chiffrage!K173)","v":""},{"$f":"IF(OFFRE!$C$86=OFFRE!$C$89,IF(Chiffrage!M173=\"\",\"\",Chiffrage!M173),IF(Chiffrage!L173=\"\",\"\",Chiffrage!L173))","v":""},""]
[{"$f":"IF(OR(Chiffrage!D174=\"\",E59=\"\"),\"\",Chiffrage!D174)","v":""},{"$f":"IF(OR(Chiffrage!F174=\"\",F59=\"\"),\"\",Chiffrage!F174)","v":""},{"$f":"IF(OR(Chiffrage!J174=\"\",D59=\"\"),\"\",Chiffrage!J174)","v":""},{"$f":"IF(OR(Chiffrage!K174=\"\",E59=\"\"),\"\",Chiffrage!K174)","v":""},{"$f":"IF(OFFRE!$C$86=OFFRE!$C$89,IF(Chiffrage!M174=\"\",\"\",Chiffrage!M174),IF(Chiffrage!L174=\"\",\"\",Chiffrage!L174))","v":""},""]
[{"$f":"IF(OR(Chiffrage!D175=\"\",E60=\"\"),\"\",Chiffrage!D175)","v":""},{"$f":"IF(OR(Chiffrage!F175=\"\",F60=\"\"),\"\",Chiffrage!F175)","v":""},{"$f":"IF(OR(Chiffrage!J175=\"\",D60=\"\"),\"\",Chiffrage!J175)","v":""},{"$f":"IF(OR(Chiffrage!K175=\"\",E60=\"\"),\"\",Chiffrage!K175)","v":""},{"$f":"IF(OFFRE!$C$86=OFFRE!$C$89,IF(Chiffrage!M175=\"\",\"\",Chiffrage!M175),IF(Chiffrage!L175=\"\",\"\",Chiffrage!L175))","v":""},""]
[{"$f":"IF(OR(Chiffrage!D178=\"\",E61=\"\"),\"\",Chiffrage!D178)","v":""},{"$f":"IF(OR(Chiffrage!F178=\"\",F61=\"\"),\"\",Chiffrage!F178)","v":""},{"$f":"IF(OR(Chiffrage!J178=\"\",D61=\"\"),\"\",Chiffrage!J178)","v":""},{"$f":"IF(OR(Chiffrage!K178=\"\",E61=\"\"),\"\",Chiffrage!K178)","v":""},{"$f":"IF(OFFRE!$C$86=OFFRE!$C$89,IF(Chiffrage!M178=\"\",\"\",Chiffrage!M178),IF(Chiffrage!L178=\"\",\"\",Chiffrage!L178))","v":""},""]
[{"$f":"IF(OR(Chiffrage!D179=\"\",E62=\"\"),\"\",Chiffrage!D179)","v":88017017},{"$f":"IF(OR(Chiffrage!F179=\"\",F62=\"\"),\"\",Chiffrage!F179)","v":"SONDE DEPART v3v"},{"$f":"IF(OR(Chiffrage!J179=\"\",D62=\"\"),\"\",Chiffrage!J179)","v":"AD199"},{"$f":"IF(OR(Chiffrage!K179=\"\",E62=\"\"),\"\",Chiffrage!K179)","v":85},{"$f":"IF(OFFRE!$C$86=OFFRE!$C$89,IF(Chiffrage!M179=\"\",\"\",Chiffrage!M179),IF(Chiffrage!L179=\"\",\"\",Chiffrage!L179))","v":1},{"$f":"IF(AND(E62>0,E62<>\"\"),E62*D62,\"\")","v":85}]
[{"$f":"IF(OR(Chiffrage!D180=\"\",E63=\"\"),\"\",Chiffrage!D180)","v":""},{"$f":"IF(OR(Chiffrage!F180=\"\",F63=\"\"),\"\",Chiffrage!F180)","v":""},{"$f":"IF(OR(Chiffrage!J180=\"\",D63=\"\"),\"\",Chiffrage!J180)","v":""},{"$f":"IF(OR(Chiffrage!K180=\"\",E63=\"\"),\"\",Chiffrage!K180)","v":""},{"$f":"IF(OFFRE!$C$86=OFFRE!$C$89,IF(Chiffrage!M180=\"\",\"\",Chiffrage!M180),IF(Chiffrage!L180=\"\",\"\",Chiffrage!L180))","v":""},""]
[{"$f":"IF(OR(Chiffrage!D181=\"\",E64=\"\"),\"\",Chiffrage!D181)","v":""},{"$f":"IF(OR(Chiffrage!F181=\"\",F64=\"\"),\"\",Chiffrage!F181)","v":""},{"$f":"IF(OR(Chiffrage!J181=\"\",D64=\"\"),\"\",Chiffrage!J181)","v":""},{"$f":"IF(OR(Chiffrage!K181=\"\",E64=\"\"),\"\",Chiffrage!K181)","v":""},{"$f":"IF(OFFRE!$C$86=OFFRE!$C$89,IF(Chiffrage!M181=\"\",\"\",Chiffrage!M181),IF(Chiffrage!L181=\"\",\"\",Chiffrage!L181))","v":""},""]
[{"$f":"IF(OR(Chiffrage!D182=\"\",E65=\"\"),\"\",Chiffrage!D182)","v":""},{"$f":"IF(OR(Chiffrage!F182=\"\",F65=\"\"),\"\",Chiffrage!F182)","v":""},{"$f":"IF(OR(Chiffrage!J182=\"\",D65=\"\"),\"\",Chiffrage!J182)","v":""},{"$f":"IF(OR(Chiffrage!K182=\"\",E65=\"\"),\"\",Chiffrage!K182)","v":""},{"$f":"IF(OFFRE!$C$86=OFFRE!$C$89,IF(Chiffrage!M182=\"\",\"\",Chiffrage!M182),IF(Chiffrage!L182=\"\",\"\",Chiffrage!L182))","v":""},""]
[{"$f":"IF(OR(Chiffrage!D183=\"\",E66=\"\"),\"\",Chiffrage!D183)","v":100020168},{"$f":"IF(OR(Chiffrage!F183=\"\",F66=\"\"),\"\",Chiffrage!F183)","v":"CIRCUIT V3V P.ELEC"},{"$f":"IF(OR(Chiffrage!J183=\"\",D66=\"\"),\"\",Chiffrage!J183)","v":"EA144"},{"$f":"IF(OR(Chiffrage!K183=\"\",E66=\"\"),\"\",Chiffrage!K183)","v":1023},{"$f":"IF(OFFRE!$C$86=OFFRE!$C$89,IF(Chiffrage!M183=\"\",\"\",Chiffrage!M183),IF(Chiffrage!L183=\"\",\"\",Chiffrage!L183))","v":1},1023]
[{"$f":"IF(OR(Chiffrage!D184=\"\",E67=\"\"),\"\",Chiffrage!D184)","v":100020166},{"$f":"IF(OR(Chiffrage!F184=\"\",F67=\"\"),\"\",Chiffrage!F184)","v":"CONSOLE MUR 1 MODULE "},{"$f":"IF(OR(Chiffrage!J184=\"\",D67=\"\"),\"\",Chiffrage!J184)","v":"EA142"},{"$f":"IF(OR(Chiffrage!K184=\"\",E67=\"\"),\"\",Chiffrage!K184)","v":129},{"$f":"IF(OFFRE!$C$86=OFFRE!$C$89,IF(Chiffrage!M184=\"\",\"\",Chiffrage!M184),IF(Chiffrage!L184=\"\",\"\",Chiffrage!L184))","v":1},{"$f":"IF(AND(E67>0,E67<>\"\"),E67*D67,\"\")","v":129}]
[{"$f":"IF(OR(Chiffrage!D185=\"\",E68=\"\"),\"\",Chiffrage!D185)","v":100017832},{"$f":"IF(OR(Chiffrage!F185=\"\",F68=\"\"),\"\",Chiffrage!F185)","v":"KIT TUBULURES 2 CIRCUITS"},{"$f":"IF(OR(Chiffrage!J185=\"\",D68=\"\"),\"\",Chiffrage!J185)","v":"HK22"},{"$f":"IF(OR(Chiffrage!K185=\"\",E68=\"\"),\"\",Chiffrage!K185)","v":156},{"$f":"IF(OFFRE!$C$86=OFFRE!$C$89,IF(Chiffrage!M185=\"\",\"\",Chiffrage!M185),IF(Chiffrage!L185=\"\",\"\",Chiffrage!L185))","v":1},156]
[{"$f":"IF(OR(Chiffrage!D186=\"\",E69=\"\"),\"\",Chiffrage!D186)","v":""},{"$f":"IF(OR(Chiffrage!F186=\"\",F69=\"\"),\"\",Chiffrage!F186)","v":""},{"$f":"IF(OR(Chiffrage!J186=\"\",D69=\"\"),\"\",Chiffrage!J186)","v":""},{"$f":"IF(OR(Chiffrage!K186=\"\",E69=\"\"),\"\",Chiffrage!K186)","v":""},{"$f":"IF(OFFRE!$C$86=OFFRE!$C$89,IF(Chiffrage!M186=\"\",\"\",Chiffrage!M186),IF(Chiffrage!L186=\"\",\"\",Chiffrage!L186))","v":""},""]
[{"$f":"IF(OR(Chiffrage!D187=\"\",E70=\"\"),\"\",Chiffrage!D187)","v":""},{"$f":"IF(OR(Chiffrage!F187=\"\",F70=\"\"),\"\",Chiffrage!F187)","v":""},{"$f":"IF(OR(Chiffrage!J187=\"\",D70=\"\"),\"\",Chiffrage!J187)","v":""},{"$f":"IF(OR(Chiffrage!K187=\"\",E70=\"\"),\"\",Chiffrage!K187)","v":""},{"$f":"IF(OFFRE!$C$86=OFFRE!$C$89,IF(Chiffrage!M187=\"\",\"\",Chiffrage!M187),IF(Chiffrage!L187=\"\",\"\",Chiffrage!L187))","v":""},""]
[{"$f":"IF(OR(Chiffrage!D188=\"\",E71=\"\"),\"\",Chiffrage!D188)","v":""},{"$f":"IF(OR(Chiffrage!F188=\"\",F71=\"\"),\"\",Chiffrage!F188)","v":""},{"$f":"IF(OR(Chiffrage!J188=\"\",D71=\"\"),\"\",Chiffrage!J188)","v":""},{"$f":"IF(OR(Chiffrage!K188=\"\",E71=\"\"),\"\",Chiffrage!K188)","v":""},{"$f":"IF(OFFRE!$C$86=OFFRE!$C$89,IF(Chiffrage!M188=\"\",\"\",Chiffrage!M188),IF(Chiffrage!L188=\"\",\"\",Chiffrage!L188))","v":""},""]
[{"$f":"IF(OR(Chiffrage!D189=\"\",E72=\"\"),\"\",Chiffrage!D189)","v":100019348},{"$f":"IF(OR(Chiffrage!F189=\"\",F72=\"\"),\"\",Chiffrage!F189)","v":"BOUTEILLE DE DECOUPLAGE  120/80-2''   "},{"$f":"IF(OR(Chiffrage!J189=\"\",D72=\"\"),\"\",Chiffrage!J189)","v":"GV47"},{"$f":"IF(OR(Chiffrage!K189=\"\",E72=\"\"),\"\",Chiffrage!K189)","v":658},{"$f":"IF(OFFRE!$C$86=OFFRE!$C$89,IF(Chiffrage!M189=\"\",\"\",Chiffrage!M189),IF(Chiffrage!L189=\"\",\"\",Chiffrage!L189))","v":1},658]
[{"$f":"IF(OR(Chiffrage!D190=\"\",E73=\"\"),\"\",Chiffrage!D190)","v":""},{"$f":"IF(OR(Chiffrage!F190=\"\",F73=\"\"),\"\",Chiffrage!F190)","v":""},{"$f":"IF(OR(Chiffrage!J190=\"\",D73=\"\"),\"\",Chiffrage!J190)","v":""},{"$f":"IF(OR(Chiffrage!K190=\"\",E73=\"\"),\"\",Chiffrage!K190)","v":""},{"$f":"IF(OFFRE!$C$86=OFFRE!$C$89,IF(Chiffrage!M190=\"\",\"\",Chiffrage!M190),IF(Chiffrage!L190=\"\",\"\",Chiffrage!L190))","v":""},""]
[{"$f":"IF(OR(Chiffrage!D191=\"\",E74=\"\"),\"\",Chiffrage!D191)","v":7650329},{"$f":"IF(OR(Chiffrage!F191=\"\",F74=\"\"),\"\",Chiffrage!F191)","v":"PURGEUR RP 1/2"},{"$f":"IF(OR(Chiffrage!J191=\"\",D74=\"\"),\"\",Chiffrage!J191)","v":"SA16"},{"$f":"IF(OR(Chiffrage!K191=\"\",E74=\"\"),\"\",Chiffrage!K191)","v":64},{"$f":"IF(OFFRE!$C$86=OFFRE!$C$89,IF(Chiffrage!M191=\"\",\"\",Chiffrage!M191),IF(Chiffrage!L191=\"\",\"\",Chiffrage!L191))","v":1},64]
[{"$f":"IF(OR(Chiffrage!D192=\"\",E75=\"\"),\"\",Chiffrage!D192)","v":{"$error":"#N/A"}},{"$f":"IF(OR(Chiffrage!F192=\"\",F75=\"\"),\"\",Chiffrage!F192)","v":{"$error":"#N/A"}},{"$f":"IF(OR(Chiffrage!J192=\"\",D75=\"\"),\"\",Chiffrage!J192)","v":{"$error":"#N/A"}},{"$f":"IF(OR(Chiffrage!K192=\"\",E75=\"\"),\"\",Chiffrage!K192)","v":{"$error":"#N/A"}},{"$f":"IF(OFFRE!$C$86=OFFRE!$C$89,IF(Chiffrage!M192=\"\",\"\",Chiffrage!M192),IF(Chiffrage!L192=\"\",\"\",Chiffrage!L192))","v":1},{"$error":"#N/A"}]
[{"$f":"IF(OR(Chiffrage!D203=\"\",E76=\"\"),\"\",Chiffrage!D203)","v":""},{"$f":"IF(OR(Chiffrage!F203=\"\",F76=\"\"),\"\",Chiffrage!F203)","v":""},{"$f":"IF(OR(Chiffrage!J203=\"\",D76=\"\"),\"\",Chiffrage!J203)","v":""},{"$f":"IF(OR(Chiffrage!K203=\"\",E76=\"\"),\"\",Chiffrage!K203)","v":""},{"$f":"IF(OFFRE!$C$86=OFFRE!$C$89,IF(Chiffrage!M203=\"\",\"\",Chiffrage!M203),IF(Chiffrage!L203=\"\",\"\",Chiffrage!L203))","v":""},{"$f":"IF(AND(E76>0,E76<>\"\"),E76*D76,\"\")","v":""}]
[{"$f":"IF(OR(Chiffrage!D204=\"\",E77=\"\"),\"\",Chiffrage!D204)","v":""},{"$f":"IF(OR(Chiffrage!F204=\"\",F77=\"\"),\"\",Chiffrage!F204)","v":""},{"$f":"IF(OR(Chiffrage!J204=\"\",D77=\"\"),\"\",Chiffrage!J204)","v":""},{"$f":"IF(OR(Chiffrage!K204=\"\",E77=\"\"),\"\",Chiffrage!K204)","v":""},{"$f":"IF(OFFRE!$C$86=OFFRE!$C$89,IF(Chiffrage!M204=\"\",\"\",Chiffrage!M204),IF(Chiffrage!L204=\"\",\"\",Chiffrage!L204))","v":""},{"$f":"IF(AND(E77>0,E77<>\"\"),E77*D77,\"\")","v":""}]
[{"$f":"IF(OR(Chiffrage!D205=\"\",E78=\"\"),\"\",Chiffrage!D205)","v":""},{"$f":"IF(OR(Chiffrage!F205=\"\",F78=\"\"),\"\",Chiffrage!F205)","v":""},{"$f":"IF(OR(Chiffrage!J205=\"\",D78=\"\"),\"\",Chiffrage!J205)","v":""},{"$f":"IF(OR(Chiffrage!K205=\"\",E78=\"\"),\"\",Chiffrage!K205)","v":""},{"$f":"IF(OFFRE!$C$86=OFFRE!$C$89,IF(Chiffrage!M205=\"\",\"\",Chiffrage!M205),IF(Chiffrage!L205=\"\",\"\",Chiffrage!L205))","v":""},""]
[{"$f":"IF(OR(Chiffrage!D206=\"\",E79=\"\"),\"\",Chiffrage!D206)","v":""},{"$f":"IF(OR(Chiffrage!F206=\"\",F79=\"\"),\"\",Chiffrage!F206)","v":""},{"$f":"IF(OR(Chiffrage!J206=\"\",D79=\"\"),\"\",Chiffrage!J206)","v":""},{"$f":"IF(OR(Chiffrage!K206=\"\",E79=\"\"),\"\",Chiffrage!K206)","v":""},{"$f":"IF(OFFRE!$C$86=OFFRE!$C$89,IF(Chiffrage!M206=\"\",\"\",Chiffrage!M206),IF(Chiffrage!L206=\"\",\"\",Chiffrage!L206))","v":""},""]
[{"$f":"IF(OR(Chiffrage!D207=\"\",E80=\"\"),\"\",Chiffrage!D207)","v":""},{"$f":"IF(OR(Chiffrage!F207=\"\",F80=\"\"),\"\",Chiffrage!F207)","v":""},{"$f":"IF(OR(Chiffrage!J207=\"\",D80=\"\"),\"\",Chiffrage!J207)","v":""},{"$f":"IF(OR(Chiffrage!K207=\"\",E80=\"\"),\"\",Chiffrage!K207)","v":""},{"$f":"IF(OFFRE!$C$86=OFFRE!$C$89,IF(Chiffrage!M207=\"\",\"\",Chiffrage!M207),IF(Chiffrage!L207=\"\",\"\",Chiffrage!L207))","v":""},""]
[{"$f":"IF(OR(Chiffrage!D208=\"\",E81=\"\"),\"\",Chiffrage!D208)","v":""},{"$f":"IF(OR(Chiffrage!F208=\"\",F81=\"\"),\"\",Chiffrage!F208)","v":""},{"$f":"IF(OR(Chiffrage!J208=\"\",D81=\"\"),\"\",Chiffrage!J208)","v":""},{"$f":"IF(OR(Chiffrage!K208=\"\",E81=\"\"),\"\",Chiffrage!K208)","v":""},{"$f":"IF(OFFRE!$C$86=OFFRE!$C$89,IF(Chiffrage!M208=\"\",\"\",Chiffrage!M208),IF(Chiffrage!L208=\"\",\"\",Chiffrage!L208))","v":""},""]
[{"$f":"IF(OR(Chiffrage!D209=\"\",E82=\"\"),\"\",Chiffrage!D209)","v":""},{"$f":"IF(OR(Chiffrage!F209=\"\",F82=\"\"),\"\",Chiffrage!F209)","v":""},{"$f":"IF(OR(Chiffrage!J209=\"\",D82=\"\"),\"\",Chiffrage!J209)","v":""},{"$f":"IF(OR(Chiffrage!K209=\"\",E82=\"\"),\"\",Chiffrage!K209)","v":""},{"$f":"IF(OFFRE!$C$86=OFFRE!$C$89,IF(Chiffrage!M209=\"\",\"\",Chiffrage!M209),IF(Chiffrage!L209=\"\",\"\",Chiffrage!L209))","v":""},""]
[{"$f":"IF(OR(Chiffrage!D210=\"\",E83=\"\"),\"\",Chiffrage!D210)","v":""},{"$f":"IF(OR(Chiffrage!F210=\"\",F83=\"\"),\"\",Chiffrage!F210)","v":""},{"$f":"IF(OR(Chiffrage!J210=\"\",D83=\"\"),\"\",Chiffrage!J210)","v":""},{"$f":"IF(OR(Chiffrage!K210=\"\",E83=\"\"),\"\",Chiffrage!K210)","v":""},{"$f":"IF(OFFRE!$C$86=OFFRE!$C$89,IF(Chiffrage!M210=\"\",\"\",Chiffrage!M210),IF(Chiffrage!L210=\"\",\"\",Chiffrage!L210))","v":""},""]
[{"$f":"IF(OR(Chiffrage!D211=\"\",E84=\"\"),\"\",Chiffrage!D211)","v":""},{"$f":"IF(OR(Chiffrage!F211=\"\",F84=\"\"),\"\",Chiffrage!F211)","v":""},{"$f":"IF(OR(Chiffrage!J211=\"\",D84=\"\"),\"\",Chiffrage!J211)","v":""},{"$f":"IF(OR(Chiffrage!K211=\"\",E84=\"\"),\"\",Chiffrage!K211)","v":""},{"$f":"IF(OFFRE!$C$86=OFFRE!$C$89,IF(Chiffrage!M211=\"\",\"\",Chiffrage!M211),IF(Chiffrage!L211=\"\",\"\",Chiffrage!L211))","v":""},""]
[{"$f":"IF(OR(Chiffrage!D212=\"\",E85=\"\"),\"\",Chiffrage!D212)","v":""},{"$f":"IF(OR(Chiffrage!F212=\"\",F85=\"\"),\"\",Chiffrage!F212)","v":""},{"$f":"IF(OR(Chiffrage!J212=\"\",D85=\"\"),\"\",Chiffrage!J212)","v":""},{"$f":"IF(OR(Chiffrage!K212=\"\",E85=\"\"),\"\",Chiffrage!K212)","v":""},{"$f":"IF(OFFRE!$C$86=OFFRE!$C$89,IF(Chiffrage!M212=\"\",\"\",Chiffrage!M212),IF(Chiffrage!L212=\"\",\"\",Chiffrage!L212))","v":""},""]
[{"$f":"IF(OR(Chiffrage!D213=\"\",E86=\"\"),\"\",Chiffrage!D213)","v":""},{"$f":"IF(OR(Chiffrage!F213=\"\",F86=\"\"),\"\",Chiffrage!F213)","v":""},{"$f":"IF(OR(Chiffrage!J213=\"\",D86=\"\"),\"\",Chiffrage!J213)","v":""},{"$f":"IF(OR(Chiffrage!K213=\"\",E86=\"\"),\"\",Chiffrage!K213)","v":""},{"$f":"IF(OFFRE!$C$86=OFFRE!$C$89,IF(Chiffrage!M213=\"\",\"\",Chiffrage!M213),IF(Chiffrage!L213=\"\",\"\",Chiffrage!L213))","v":""},""]
[{"$f":"IF(OR(Chiffrage!D214=\"\",E87=\"\"),\"\",Chiffrage!D214)","v":""},{"$f":"IF(OR(Chiffrage!F214=\"\",F87=\"\"),\"\",Chiffrage!F214)","v":""},{"$f":"IF(OR(Chiffrage!J214=\"\",D87=\"\"),\"\",Chiffrage!J214)","v":""},{"$f":"IF(OR(Chiffrage!K214=\"\",E87=\"\"),\"\",Chiffrage!K214)","v":""},{"$f":"IF(OFFRE!$C$86=OFFRE!$C$89,IF(Chiffrage!M214=\"\",\"\",Chiffrage!M214),IF(Chiffrage!L214=\"\",\"\",Chiffrage!L214))","v":""},""]
[{"$f":"IF(OR(Chiffrage!D215=\"\",E88=\"\"),\"\",Chiffrage!D215)","v":""},{"$f":"IF(OR(Chiffrage!F215=\"\",F88=\"\"),\"\",Chiffrage!F215)","v":""},{"$f":"IF(OR(Chiffrage!J215=\"\",D88=\"\"),\"\",Chiffrage!J215)","v":""},{"$f":"IF(OR(Chiffrage!K215=\"\",E88=\"\"),\"\",Chiffrage!K215)","v":""},{"$f":"IF(OFFRE!$C$86=OFFRE!$C$89,IF(Chiffrage!M215=\"\",\"\",Chiffrage!M215),IF(Chiffrage!L215=\"\",\"\",Chiffrage!L215))","v":""},""]
[{"$f":"IF(OR(Chiffrage!D216=\"\",E89=\"\"),\"\",Chiffrage!D216)","v":""},{"$f":"IF(OR(Chiffrage!F216=\"\",F89=\"\"),\"\",Chiffrage!F216)","v":""},{"$f":"IF(OR(Chiffrage!J216=\"\",D89=\"\"),\"\",Chiffrage!J216)","v":""},{"$f":"IF(OR(Chiffrage!K216=\"\",E89=\"\"),\"\",Chiffrage!K216)","v":""},{"$f":"IF(OFFRE!$C$86=OFFRE!$C$89,IF(Chiffrage!M216=\"\",\"\",Chiffrage!M216),IF(Chiffrage!L216=\"\",\"\",Chiffrage!L216))","v":""},{"$f":"IF(AND(E89>0,E89<>\"\"),E89*D89,\"\")","v":""}]
[{"$f":"IF(OR(Chiffrage!D217=\"\",E90=\"\"),\"\",Chiffrage!D217)","v":""},{"$f":"IF(OR(Chiffrage!F217=\"\",F90=\"\"),\"\",Chiffrage!F217)","v":""},{"$f":"IF(OR(Chiffrage!J217=\"\",D90=\"\"),\"\",Chiffrage!J217)","v":""},{"$f":"IF(OR(Chiffrage!K217=\"\",E90=\"\"),\"\",Chiffrage!K217)","v":""},{"$f":"IF(OFFRE!$C$86=OFFRE!$C$89,IF(Chiffrage!M217=\"\",\"\",Chiffrage!M217),IF(Chiffrage!L217=\"\",\"\",Chiffrage!L217))","v":""},{"$f":"IF(AND(E90>0,E90<>\"\"),E90*D90,\"\")","v":""}]
[{"$f":"IF(OR(Chiffrage!D218=\"\",E91=\"\"),\"\",Chiffrage!D218)","v":""},{"$f":"IF(OR(Chiffrage!F218=\"\",F91=\"\"),\"\",Chiffrage!F218)","v":""},{"$f":"IF(OR(Chiffrage!J218=\"\",D91=\"\"),\"\",Chiffrage!J218)","v":""},{"$f":"IF(OR(Chiffrage!K218=\"\",E91=\"\"),\"\",Chiffrage!K218)","v":""},{"$f":"IF(OFFRE!$C$86=OFFRE!$C$89,IF(Chiffrage!M218=\"\",\"\",Chiffrage!M218),IF(Chiffrage!L218=\"\",\"\",Chiffrage!L218))","v":""},{"$f":"IF(AND(E91>0,E91<>\"\"),E91*D91,\"\")","v":""}]

{"sheet":"Aides financières","index":9,"n_rows":221,"n_cols":24,"rows_kept":221,"cut":false,"hidden":true,"merged":[[67,4,67,5],[33,4,33,5],[33,10,33,11],[33,16,33,17],[28,10,28,11],[30,16,30,17],[35,13,35,15],[32,10,32,11],[31,10,31,11],[34,10,34,11],[31,16,31,17],[32,16,32,17],[34,16,34,17],[30,4,30,5],[31,4,31,5],[32,4,32,5],[20,1,20,3],[30,1,30,3],[34,7,34,9],[31,1,31,3],[32,1,32,3],[34,1,34,3],[30,7,30,9],[31,7,31,9],[32,7,32,9],[21,1,21,3],[26,4,26,5],[27,4,27,5],[28,1,28,3],[28,7,28,9],[28,4,28,5],[29,4,29,5],[35,1,35,3],[34,4,34,5],[35,7,35,9],[31,13,31,15],[32,13,32,15],[34,13,34,15],[17,1,17,3],[18,1,18,3],[26,7,26,9],[27,7,27,9],[25,1,25,5],[25,7,25,11],[26,10,26,11],[26,1,26,3],[27,1,27,3],[27,10,27,11],[17,4,17,5],[18,4,18,5],[19,4,19,5],[20,4,20,5],[21,4,21,5],[19,1,19,3],[56,16,56,17],[59,16,59,17],[18,11,18,12],[19,11,19,12],[20,11,20,12],[29,10,29,11],[30,10,30,11],[30,13,30,15],[25,13,25,17],[26,16,26,17],[27,16,27,17],[28,16,28,17],[29,16,29,17],[26,13,26,15],[27,13,27,15],[28,13,28,15]]}
[]
[null,"Aides financières pour 2019 <=> Plus d'actualité à partir de janvier 2020",null,null,null,null,null,null,null,null,null,null,null,null,null,null,null,null,null,null,null,null,null,{"$f":"IF(Chiffrage!$D$72='Aides financières'!$B$138,1,IF('Aides financières'!$G$89='Aides financières'!$J$96,2,IF('Aides financières'!$G$89='Aides financières'!$J$97,3,4)))","v":1}]
[null,null,null,null,null,null,null,null,null,null,null,null,null,null,null,null,null,null,null,null,null,null,1]
[null,null,null,null,null,null,null,null,null,null,null,null,null,null,null,null,null,null,null,null,null,null,2]
[null,null,null,null,null,null,null,null,null,null,null,null,null,null,null,null,null,null,null,null,null,null,3]
[null,null,null,null,null,null,null,null,null,null,null,null,null,null,null,null,null,null,null,null,null,null,4]
[]
[]
[]
[]
[]
[]
[]
[]
[null,null,null,"Gamme sélectionnée",{"$f":"OFFRE!$D$71","v":"OENOVIAPAC-C MB (Monobloc)"}]
[null,null,null,"Modèle sélectionné",{"$f":"OFFRE!$D$72","v":"OEnoviaPac-C MB 6 MR - E"}]
[]
[null,"INVESTISSEMENT",null,null,"MONTANT",null,null,"Part de chaque poste",null,null,null,"Montant éligible au CITE"]
[null,"MATERIEL total",null,null,{"$f":"#REF!","v":{"$error":"#REF!"}},null,null,{"$f":"E19/E21","v":{"$error":"#REF!"}},null,null,"tres modeste ",{"$f":"#REF!-(($E$28+$E$29+$E$30+$E$31)*(#REF!/1.055)/($E$21/1.055))","v":{"$error":"#REF!"}}]
[null,"POSE TTC",null,null,{"$f":"Chiffrage!$K$78","v":0},null,null,{"$f":"E20/E21","v":{"$error":"#REF!"}},null,null,"modeste",{"$f":"#REF!-(($K$28+$K$29+$K$30+$K$31)*(#REF!/1.055)/($E$21/1.055))","v":{"$error":"#REF!"}}]
[null,"TOTAL TTC (TVA 5,5%)",null,null,{"$f":"E19+E20","v":{"$error":"#REF!"}},null,null,null,null,null,"sans conditions",{"$f":"Q60","v":{"$error":"#REF!"}}]
[null,"TOTAL HT",null,null,{"$f":"E21/1.055","v":{"$error":"#REF!"}}]
[]
[]
[]
[null,"RESULTAT : TRES MODESTES",null,null,null,null,null,"RESULTAT : MODESTES",null,null,null,null,null,"RESULTAT : AUTRES"]
[null,"DISPOSITIF",null,null,"MONTANT",null,null,"DISPOSITIF",null,null,"MONTANT",null,null,"DISPOSITIF",null,null,"MONTANT"]
[null,"COUP DE POUCE",null,null,4000,null,null,"COUP DE POUCE",null,null,4000,null,null,"COUP DE POUCE",null,null,2500]
[null,"ABONDEMENT FOURNISSEUR D'ENERGIE",null,null,{"$f":"IF($C$97=$B$138,0,1500)","v":{"$error":"#REF!"}},null,null,"ABONDEMENT FOURNISSEUR D'ENERGIE",null,null,{"$f":"IF($C$97=$B$138,0,1500)","v":{"$error":"#REF!"}},null,null,"ABONDEMENT FOURNISSEUR D'ENERGIE",null,null,{"$f":"IF($C$97=$B$138,0,1000)","v":{"$error":"#REF!"}}]
[null,"ANAH AGILITE HABITER MIEUX (% TOTAL HT)",null,{"$f":"M101","v":{"$error":"#REF!"}},{"$f":"IF($C$98=$B$137,IF(ROUND($E$22*D30,0)>4000,4000,ROUND($E$22*D30,0)),0)","v":{"$error":"#REF!"}},null,null,"ANAH AGILITE HABITER MIEUX (% TOTAL HT)",null,{"$f":"M101","v":{"$error":"#REF!"}},{"$f":"IF($C$98=$B$137,IF(ROUND($E$22*J30,0)>2800,2800,ROUND($E$22*J30,0)),0)","v":{"$error":"#REF!"}},null,null,"ANAH AGILITE HABITER MIEUX (% TOTAL HT)",null,0,0]
[null,"AUTRES AIDES (chèque énergie, locale, etc…)",null,null,{"$f":"IF(Chiffrage!#REF!='Aides financières'!$B$138,0,Chiffrage!#REF!)","v":{"$error":"#REF!"}},null,null,"AUTRES AIDES (chèque énergie, locale, etc…)",null,null,{"$f":"E31","v":{"$error":"#REF!"}},null,null,"AUTRES AIDES (chèque énergie, locale, etc…)",null,null,{"$f":"E31","v":{"$error":"#REF!"}}]
[null,"CITE 30% APRES DISPOSITIF (MATERIEL ET POSE TTC)",null,null,{"$f":"IF($L$19<0,0,IF($L$19>$R$48,$R$48*0.3,$L$19*0.3))","v":{"$error":"#REF!"}},null,null,"CITE 30% APRES DISPOSITIF (MATERIEL ET POSE TTC)",null,null,{"$f":"IF($L$20<0,0,IF($L$20>$R$48,$R$48*0.3,$L$20*0.3))","v":{"$error":"#REF!"}},null,null,"CITE 30% APRES DISPOSITIF (MATERIEL TTC)",null,null,{"$f":"IF($Q$60>$R$48,$R$48*0.3,$Q$60*0.3)","v":{"$error":"#REF!"}}]
[null,"TOTAL DES AIDES",null,null,{"$f":"SUM(E28:F32)","v":{"$error":"#REF!"}},null,null,"TOTAL DES AIDES",null,null,{"$f":"SUM(K28:L32)","v":{"$error":"#REF!"}},null,null,"TOTAL DES AIDES",null,null,{"$f":"SUM(Q28:R32)","v":{"$error":"#REF!"}}]
[null,"TOTAL DES TRAVAUX TTC (TVA 5,5%)",null,null,{"$f":"E21","v":{"$error":"#REF!"}},null,null,{"$f":"B34","v":"TOTAL DES TRAVAUX TTC (TVA 5,5%)"},null,null,{"$f":"E34","v":{"$error":"#REF!"}},null,null,{"$f":"H34","v":"TOTAL DES TRAVAUX TTC (TVA 5,5%)"},null,null,{"$f":"K34","v":{"$error":"#REF!"}}]
[null,"RESTE A FINANCER",null,null,{"$f":"IF($E$21-E33<0,0,$E$21-E33)","v":{"$error":"#REF!"}},null,null,"RESTE A FINANCER",null,null,{"$f":"IF($E$21-K33<0,0,$E$21-K33)","v":{"$error":"#REF!"}},null,null,"RESTE A FINANCER",null,null,{"$f":"IF($E$21-Q33<0,0,$E$21-Q33)","v":{"$error":"#REF!"}}]
[null,"PTZ 10 ans",null,null,{"$f":"ROUND(E35/120,0)","v":{"$error":"#REF!"}},"/ mois",null,"PTZ 10 ans",null,null,{"$f":"ROUND(K35/120,0)","v":{"$error":"#REF!"}},"/ mois",null,"PTZ 10 ans",null,null,{"$f":"ROUND(Q35/120,0)","v":{"$error":"#REF!"}},"/ mois"]
[null,"ECONOMIE D'ENERGIE",{"$f":"IF(Chiffrage!#REF!='Aides financières'!$B$137,Chiffrage!#REF!,Chiffrage!#REF!)","v":{"$error":"#REF!"}},"/ an",{"$f":"C37/12","v":{"$error":"#REF!"}},"/ mois",null,"ECONOMIE D'ENERGIE",{"$f":"C37","v":{"$error":"#REF!"}},"/ an",{"$f":"I37/12","v":{"$error":"#REF!"}},"/ mois",null,"ECONOMIE D'ENERGIE",{"$f":"C37","v":{"$error":"#REF!"}},"/ an",{"$f":"O37/12","v":{"$error":"#REF!"}},"/ mois"]
[]
[]
[]
[]
[]
[]
[null,null,null,null,null,null,null,null,null,null,"CITE"]
[null,"Votre logement a-til plus de 15 ans ?",null,null,null,null,null,null,null,null,"Type de foyer",null,null,null,"Montant hors pers suppl"]
[null,"OUI",null,null,null,null,null,null,null,null,"1 personne célibataire",null,null,null,{"$f":"IF(Chiffrage!#REF!='Aides financières'!$K$46,8000,16000)","v":{"$error":"#REF!"}}]
[null,"NON",null,null,null,null,null,null,null,null,"1 couple partageant le même foyant foyer fiscal",null,null,null,null,null,null,"MAX CITE"]
[null,null,null,null,null,null,null,null,null,null,null,null,null,null,"Nb pers à charge",null,null,{"$f":"$O$46+400*$O$49","v":{"$error":"#REF!"}}]
[null,"Avez-vous bénéficié d'un PTZ (Prêt à taux zéro pour l'accession à la propriété) depuis 5 ans ?",null,null,null,null,null,null,null,null,null,null,null,null,{"$f":"Chiffrage!#REF!","v":{"$error":"#REF!"}}]
[null,"OUI"]
[null,"NON",null,null,null,null,null,null,null,null,"CITE en mode SANS CONDITION"]
[]
[null,"Nombre de personnes composant le ménage :",null,null,null,null,null,null,null,null,null,"Les aides sont déduits au pro-rata entre équipement et pose"]
[null,1,null,null,null,null,null,null,null,null,null,"Le CITE ne prend pas en compte la pose (contrairement aux cas modestes et treès modestes)"]
[null,2]
[null,3,null,null,null,null,null,null,null,null,null,"Montant COUP DE POUCE pour pose",null,null,{"$f":"$Q$28*$H$20","v":{"$error":"#REF!"}},null,"Reste à charge pose"]
[null,4,null,null,null,null,null,null,null,null,null,"Montant COUP DE POUCE pour équipement",null,null,{"$f":"$Q$28*$H$19","v":{"$error":"#REF!"}},null,{"$f":"E20-O63","v":{"$error":"#REF!"}}]
[null,5,null,null,null,null,null,null,null,null,null,"Montant ABONDEMENT pour pose",null,null,{"$f":"$Q$29*$H$20","v":{"$error":"#REF!"}}]
[null,6,null,null,null,null,null,null,null,null,null,"Montant ABONDEMENT pour équipement",null,null,{"$f":"$Q$29*$H$19","v":{"$error":"#REF!"}},null,"Reste à charge EQUIPEMENT"]
[null,7,null,null,null,null,null,null,null,null,null,"Montant AUTRES AIDES pour pose",null,null,{"$f":"$Q$31*$H$20","v":{"$error":"#REF!"}},null,{"$f":"E19-O64","v":{"$error":"#REF!"}}]
[null,8,null,null,null,null,null,null,null,null,null,"Montant AUTRES AIDES pour équipement",null,null,{"$f":"$Q$31*$H$19","v":{"$error":"#REF!"}}]
[null,9]
[null,null,null,null,null,null,null,null,null,null,null,"TOTAL pose",null,null,{"$f":"O56+O58+O60","v":{"$error":"#REF!"}}]
[null,"Localisation du ménage :",null,null,null,null,null,null,null,null,null,"TOTAL equipement",null,null,{"$f":"O57+O59+O61","v":{"$error":"#REF!"}}]
[null,"Île-de-France"]
[null,"Autres régions"]
[]
[null,"Plafond de ressources :","Très modestes",null,"Modestes",null,null,null,"Choix possible"]
[null,null,"Île-de-France","Autres régions","Île-de-France","Autres régions",null,null,{"$f":"CONCATENATE(\"Moins de \",VLOOKUP($J$84,$B$70:$F$78,IF($J$85=$B$65,2,3),FALSE),\" € / an\")","v":{"$error":"#REF!"}}]
[null,1,20470,14790,24918,18960,null,null,{"$f":"CONCATENATE(\"Entre \",VLOOKUP($J$84,$B$70:$F$78,IF($J$85=$B$65,2,3),FALSE),\" et \",VLOOKUP($J$84,$B$70:$F$78,IF($J$85=$B$65,4,5),FALSE),\" € / an\")","v":{"$error":"#REF!"}}]
[null,2,30044,21630,36572,27729,null,null,{"$f":"CONCATENATE(\"Plus de \",VLOOKUP($J$84,$B$70:$F$78,IF($J$85=$B$65,4,5),FALSE),\" € / an\")","v":{"$error":"#REF!"}}]
[null,3,36080,26013,43924,33346]
[null,4,42128,30389,51289,38958]
[null,5,48198,34784,58674,44592]
[null,6,54257,39169,66051,50209]
[null,7,60316,43554,73428,55826]
[null,8,66375,47939,80805,61443]
[null,9,72434,52324,88182,67060]
[]
[]
[null,"ANAH"]
[null,null,null,null,null,null,null,null,"Votre logement a-til plus de 15 ans ?",{"$f":"Chiffrage!#REF!","v":{"$error":"#REF!"}}]
[null,null,null,null,null,null,null,null,"Avez-vous bénéficié d'un PTZ (Prêt à taux zéro pour l'accession à la propriété) depuis 5 ans ?",{"$f":"Chiffrage!$E77","v":3}]
[null,null,null,null,null,null,null,null,"Nombre de personnes composant le ménage :",{"$f":"Chiffrage!#REF!","v":{"$error":"#REF!"}}]
[null,null,null,null,null,null,null,null,"Localisation du ménage :",{"$f":"Chiffrage!$D79","v":0}]
[null,null,null,null,null,null,null,null,"Plafond de ressources :",{"$f":"Chiffrage!$E78","v":"Plus de 50281 €/an."}]
[]
[null,null,null,null,null,null,"Catégorie correspondante :"]
[null,null,null,null,null,null,{"$f":"IF($J$86=$I$69,$J$96,IF($J$86=$I$70,$J$97,IF($J$86=$I$71,$J$98,\"\")))","v":{"$error":"#REF!"}}]
[]
[]
[]
[]
[null,"Aides disponibles"]
[null,null,null,null,null,null,null,null,null,"Coup de pouce",null,"Abondement","ANAH","Crédit d'impôt"]
[null,"Coup de pouce","OUI",{"$f":"VLOOKUP($G$89,$J$96:$N$98,2,FALSE)","v":{"$error":"#REF!"}},null,null,null,null,null,"Très modeste",4000,1500,"Environ 50% du total HT* ou 4000€ max","30% du montant total TTC (autres aides déduites)"]
[null,"Abondement type EDF",{"$f":"Chiffrage!#REF!","v":{"$error":"#REF!"}},{"$f":"IF($C$97=$B$137,VLOOKUP($G$89,$J$96:$N$98,3,FALSE),0)","v":{"$error":"#REF!"}},null,null,null,null,null,"Modeste",4000,1500,"Environ 35% du total HT* ou 2800€ max","30% du montant total TTC (autres aides déduites)"]
[null,"ANAH AGILITE HABITER MIEUX",{"$f":"IF(AND($J$82=$B$137,$J$83=$B$138),IF($J$86=$I$71,\"NON\",\"OUI\"),\"NON\")","v":{"$error":"#REF!"}},{"$f":"IF($C$98=\"NON\",\"\",VLOOKUP($G$89,$J$96:$N$98,4,FALSE))","v":{"$error":"#REF!"}},null,null,null,null,null,"Sans conditions",2500,1000,"-","30% du prix du matériel TTC (autres aides déduites)"]
[null,"Crédit d'Impôt Transition Energitique (CITE)","OUI",{"$f":"VLOOKUP($G$89,$J$96:$N$98,5,FALSE)","v":{"$error":"#REF!"}}]
[null,"Autres aides",{"$f":"Chiffrage!#REF!","v":{"$error":"#REF!"}},{"$f":"Chiffrage!#REF!","v":{"$error":"#REF!"}},null,null,null,null,null,null,null,null,"Coefficient réel pour ANAH"]
[null,null,null,null,null,null,null,null,null,null,null,null,{"$f":"IF(Chiffrage!#REF!=\"\",IF($G$89=$J$96,0.5,IF($G$89=$J$97,0.35,0)),Chiffrage!#REF!)","v":{"$error":"#REF!"}}]
[]
[null,"Montant total des aides"]
[null,{"$f":"IF($G$89=$J$96,$E$33,IF($G$89=$J$97,$K$33,$Q$33))","v":{"$error":"#REF!"}}]
[]
[]
[null,"Règles des aides financières"]
[]
[null,"Disponibles jusqu'en 12/2020"]
[]
[null,"COUP DE POUCE ",null,null,"4000€ pour TRES MODESTE ET MODESTE / 2500€  pour SANS CONDITIONS"]
[null,null,null,null,"A retrancher du TTC :"]
[null,null,null,null,null,"Pour modeste et très modeste : MATERIEL + POSE"]
[null,null,null,null,null,"Pour sans conditons : MATERIEL + POSE (pro rata)"]
[null,"ABONDEMENT ",null,null,"1500€ pour TRES MODESTES / 1000€ pour MODESTES et SANS CONDITIONS"]
[null,null,null,null,"Retranchement idem"]
[]
[null,"ANAH",null,null,"TRES MODESTES : 50% du total HT (matériel + pose) limite à 10000€"]
[null,null,null,null,"MODESTES : 35% du total HT (matériel + pose) limite à 7000€"]
[null,null,null,null,"SANS CONDITIONS : 0"]
[]
[null,"CITE : ",null,null,"30% du montant total TTC (autres aides déduites)"]
[null,null,null,null,"SANS CONDITIONS : MATERIEL uniquement (autres aides déduites au pro rata MO/Matériel)"]
[null,null,null,null,"TRES MODESTES + MODESTES : POSE + MATERIEL (Soustraction simple)"]
[]
[]
[]
[]
[]
[]
[]
[]
[]
[null,"Nouveau système d'aides <=> A partir de janvier 2020"]
[]
[null,"Choix",null,"Autres aides"]
[null,"OUI",null,"Disponible",null,null,null,"Plafonds de ressources Ile-De-France"]
[null,"NON",null,"Non disponible",null,null,null,"Nombre de personnes",{"$f":"$B$147","v":"Très modeste"},{"$f":"$B$148","v":"Modeste"},{"$f":"$B$149","v":"Ménage aux revenus intermédiaires"},{"$f":"$B$150","v":"Ménage aux revenus les plus élevés"}]
[null,null,null,null,null,null,null,1,20593,25068,27706,"-"]
[null,null,null,null,null,null,null,2,30225,36792,44124,"-"]
[null,"Plus que 1 seule aide !",null,null,null,null,null,3,36297,44188,50281,"-"]
[null,"Prime unique qui regroupe le CITE et l'ANAH",null,null,null,null,null,4,42381,51597,56438,"-"]
[null,"Le CEE reste disponible",null,null,null,null,null,5,48488,59026,68752,"-"]
[null,"Eco-prêt à taux 0 reste ouvert à tous",null,null,null,null,null,6,{"$f":"I143+6096","v":54584},{"$f":"J143+7422","v":66448},81066,"-"]
[null,null,null,null,null,null,null,7,{"$f":"I144+6096","v":60680},{"$f":"J144+7422","v":73870},{"$f":"K144+12314","v":93380},"-"]
[null,"Catégories de ménages",null,null,null,null,null,8,66776,81292,{"$f":"K145+12314","v":105694},"-"]
[null,"Très modeste",null,null,null,null,null,9,72872,88714,118008,"-"]
[null,"Modeste",null,null,null,null,null,10,78968,96136,130322,"-"]
[null,"Ménage aux revenus intermédiaires"]
[null,"Ménage aux revenus les plus élevés",null,null,null,null,null,"Plafonds de ressources Province"]
[null,null,null,null,null,null,null,"Nombre de personnes",{"$f":"$B$147","v":"Très modeste"},{"$f":"$B$148","v":"Modeste"},{"$f":"$B$149","v":"Ménage aux revenus intermédiaires"},{"$f":"$B$150","v":"Ménage aux revenus les plus élevés"}]
[null,"Nombre de personnes",null,null,null,null,null,1,14879,19074,27706,"-"]
[null,1,null,null,null,null,null,2,21760,27896,44124,"-"]
[null,2,null,null,null,null,null,3,26170,33547,50281,"-"]
[null,3,null,null,null,null,null,4,30572,39192,56438,"-"]
[null,4,null,null,null,null,null,5,34993,44860,68752,"-"]
[null,5,null,null,null,null,null,6,{"$f":"I156+4412","v":39405},{"$f":"J156+5651","v":50511},81066,"-"]
[null,6,null,null,null,null,null,7,{"$f":"I157+4412","v":43817},{"$f":"J157+5651","v":56162},{"$f":"K157+12314","v":93380},"-"]
[null,7,null,null,null,null,null,8,48229,61813,{"$f":"K158+12314","v":105694},"-"]
[null,8,null,null,null,null,null,9,52641,67464,118008,"-"]
[null,9,null,null,null,null,null,10,57053,73115,130322,"-"]
[null,10]
[]
[null,null,null,null,null,null,null,"Sélection IDF / Province :",{"$f":"Chiffrage!$E$76","v":"Hors Ile-de-France"}]
[null,null,null,null,null,null,null,"Ile-de-France"]
[null,null,null,null,null,null,null,"Hors Ile-de-France"]
[]
[null,null,null,null,null,null,null,"Nb pers du foyer :",{"$f":"Chiffrage!$E$77","v":3}]
[]
[null,null,null,null,null,null,null,"Choix possibles :",{"$f":"Chiffrage!$E$78","v":"Plus de 50281 €/an."}]
[null,null,null,null,null,null,null,{"$f":"CONCATENATE(\"Moins de \",IF($I$164=$H$165,VLOOKUP($I$168,$H$139:$K$148,2,FALSE),VLOOKUP($I$168,$H$152:$K$161,2,FALSE)),\" €/an.\")","v":"Moins de 26170 €/an."},{"$f":"B147","v":"Très modeste"}]
[null,null,null,null,null,null,null,{"$f":"CONCATENATE(\"Entre \",IF($I$164=$H$165,VLOOKUP($I$168,$H$139:$K$148,2,FALSE),VLOOKUP($I$168,$H$152:$K$161,2,FALSE)),\" €/an et \",IF($I$164=$H$165,VLOOKUP($I$168,$H$139:$K$148,3,FALSE),VLOOKUP($I$168,$H$152:$K$161,3,FALSE)),\" €/an.\")","v":"Entre 26170 €/an et 33547 €/an."},{"$f":"B148","v":"Modeste"}]
[null,null,null,null,null,null,null,{"$f":"CONCATENATE(\"Entre \",IF($I$164=$H$165,VLOOKUP($I$168,$H$139:$K$148,3,FALSE),VLOOKUP($I$168,$H$152:$K$161,3,FALSE)),\" €/an et \",IF($I$164=$H$165,VLOOKUP($I$168,$H$139:$K$148,4,FALSE),VLOOKUP($I$168,$H$152:$K$161,4,FALSE)),\" €/an.\")","v":"Entre 33547 €/an et 50281 €/an."},"Ménage aux revenus intermédiaires"]
[null,null,null,null,null,null,null,{"$f":"CONCATENATE(\"Plus de \",IF($I$164=$H$165,VLOOKUP($I$168,$H$139:$K$148,4,FALSE),VLOOKUP($I$168,$H$152:$K$161,4,FALSE)),\" €/an.\")","v":"Plus de 50281 €/an."},"Ménage aux revenus les plus élevés"]
[]
[null,null,null,null,null,null,null,"Catégorie correspondante",{"$f":"VLOOKUP($I$170,$H$171:$I$174,2,FALSE)","v":"Ménage aux revenus les plus élevés"}]
[]
[]
[]
[]
[null,"Montant des aides"]
[]
[null,null,{"$f":"$B$147","v":"Très modeste"},{"$f":"CONCATENATE(C183,2)","v":"Très modeste2"},{"$f":"$B$148","v":"Modeste"},{"$f":"CONCATENATE(E183,2)","v":"Modeste2"},null,{"$f":"$B$149","v":"Ménage aux revenus intermédiaires"},{"$f":"CONCATENATE(H183,2)","v":"Ménage aux revenus intermédiaires2"},{"$f":"$B$150","v":"Ménage aux revenus les plus élevés"},{"$f":"CONCATENATE(J183,2)","v":"Ménage aux revenus les plus élevés2"}]
[null,null,"Prime unifiée","CEE","Prime unifiée","CEE",null,"Prime unifiée","CEE","Prime unifiée","CEE"]
[null,"PAC géothermique",10000,4000,8000,4000,null,4000,2500,0,2500]
[null,"Pac Air/Eau",4000,4000,3000,4000,null,2000,2500,0,2500]
[]
[null,"Type de produit :"]
[null,{"$f":"IF(OR(OFFRE!$D$71=OFFRE!$B$49,OFFRE!$D$71=OFFRE!$B$50),'Aides financières'!$B$185,'Aides financières'!$B$186)","v":"Pac Air/Eau"}]
[]
[null,"Matériel éligible"]
[null,null,"PAC ","REGUL","BALLON ","Total","MES"]
[null,null,{"$f":"IF(OR(OFFRE!$D$71=OFFRE!$B$34,OFFRE!$D$71=OFFRE!$B$35),SUM(OFFRE!$L$103,OFFRE!$L$106,OFFRE!$L$112,OFFRE!$L$116:$L$120),IF(OR(OFFRE!$D$71=OFFRE!$B$36,OFFRE!$D$71=OFFRE!$B$37),SUM(OFFRE!$L$103,OFFRE!$L$116:$L$120,OFFRE!$L$141:$L$142),IF(OR(OFFRE!$D$71=OFFRE!$B$42,OFFRE!$D$71=OFFRE!$B$43),SUM(OFFRE!$L$103,OFFRE!$L$112,OFFRE!$L$116:$L$120),IF(OFFRE!$D$71=OFFRE!$B$44,SUM(OFFRE!$L$103:$L$111,OFFRE!$L$112,OFFRE!$L$116:$L$120),SUM(OFFRE!$L$103:$L$108,OFFRE!$L$116:$L$118,OFFRE!$L$137)))))","v":9020},{"$f":"SUM(OFFRE!$L$162:$L$173)","v":1393},{"$f":"IF(OR(OFFRE!$D$71=OFFRE!$B$49,OFFRE!$D$71=OFFRE!$B$50),OFFRE!$L$127,SUM(OFFRE!$L$133:$L$134))","v":0},{"$f":"IFERROR(C193+D193+E193,0)","v":10413},{"$f":"Chiffrage!$N$195","v":320}]
[null,null,"Reste du matériel non éligible",{"$f":"Chiffrage!$N$220-'Aides financières'!$F$193-Chiffrage!$N$195","v":673}]
[]
[null,null,"Total autre",{"$f":"Chiffrage!$E$94","v":0}]
[null,null,"Total HT",{"$f":"D196+D194+F193+G193","v":11406}]
[null,null,"Total TTC (dépense éligible)",{"$f":"D197*1.055","v":12033.33}]
[]
[null,null,"Aides Ma PrimeRenov",{"$f":"Chiffrage!$F$84","v":0}]
[null,null,"CEE",{"$f":"+Chiffrage!$F$85","v":2500}]
[null,null,"Total autre aides",{"$f":"Chiffrage!$F$86","v":0}]
[]
[null,"Rappel des règles :","CEE + autres < 90 % pour très modestes"]
[null,null,"CEE + autres < 75 % pour modestes"]
[]
[null,null,"Total <100 %"]
[]
[null,null,"Règle 1"]
[null,null,"CEE + autres",{"$f":"D201+D202","v":2500}]
[null,null,"% aides",{"$f":"D210/D198","v":0.20775629023719952}]
[null,null,"Correction % aides",{"$f":"IF($I$176=$B$147,IF(D211>0.9,0.9,D211),IF(I176=B148,IF(D211>0.75,0.75,D211),D211))","v":0.20775629023719952}]
[null,null,"CEE + autres corrigé",{"$f":"D198*D212","v":2500}]
[]
[null,null,"Règle 2"]
[null,null,"Plafond total",{"$f":"IF(B189=B186,IF(D198>12000,12000,D198),IF(B189=B185,IF(D198>18000,18000,D198),\"\"))","v":12000}]
[null,null,"Aide MaPrimeRenov",{"$f":"$D$200","v":0}]
[null,null,"Bilan Aides :",{"$f":"D217+D213","v":2500}]
[null,null,"soit",{"$f":"D218/D216","v":0.20833333333333334}]
[null,null,"Bilan corrigé",{"$f":"IF(D219>1,1,D219)","v":0.20833333333333334}]
[null,null,"Soit aides réelles",{"$f":"D216*D220","v":2500}]

{"sheet":"OFFRE","index":10,"n_rows":201,"n_cols":32,"rows_kept":201,"cut":false,"hidden":true,"merged":[[69,29,69,30],[69,26,69,27],[69,17,69,18],[69,19,69,20],[69,22,69,25],[0,0,0,7],[54,1,62,1],[1,1,1,14],[65,1,65,25],[93,7,94,7],[90,1,90,25],[93,1,94,1],[93,2,94,2],[93,3,94,6],[52,13,52,14],[52,2,52,3],[52,4,52,5],[52,6,52,7],[52,9,52,12],[69,15,69,16]]}
["Ne pas modifier la largeur des cellulles (décalage des images) "]
[null,"Données"]
[]
[]
[null,"Dimensionnement",null,"chauffage ECS par PAC",null,"Type d'appoint (automatique)",null,"Placement",null,"Type de Préparateur (uniquement pour GSHP)",null,"Type de PAC à chiffrer",null,"Choix de l'utilisateur"]
[null,"OUI",null,"OUI",null,"Hydraulique par chaudière",null,"Juxtaposé",null,"Indépendant",null,"PAC Air/Eau hybride"]
[null,"NON",null,"NON",null,"Electrique",null,"Superposé",null,"Intégré",null,"PAC Air/Eau",null,"Importation du dimensionnement","Modèle de chaudière"]
[null,null,null,null,null,null,null,null,null,null,null,"PAC Eau/Eau",null,{"$f":"Chiffrage!$B$18","v":"NON"},{"$f":"IF(AND(OR($N$14=B17,$N$14=B18,$N$14=B19,$N$14=B20),OFFRE!$N$8=OFFRE!$B$7),Chiffrage!$J$43,IF(AND(OR($N$14=B17,$N$14=B18,$N$14=B19,$N$14=B20),OFFRE!$N$8=OFFRE!$B$6),Chiffrage!$J$44,IF(AND(OR(OFFRE!N$14=OFFRE!$B$21,OFFRE!$N$14=OFFRE!$B$22,OFFRE!N$14=OFFRE!$B$23,OFFRE!$N$14=OFFRE!$B$24),OFFRE!$N$8=OFFRE!$B$7),Chiffrage!$B$56,IF(AND(OR(OFFRE!N$14=OFFRE!$B$21,OFFRE!$N$14=OFFRE!$B$22,OFFRE!N$14=OFFRE!$B$23,OFFRE!$N$14=OFFRE!$B$24),OFFRE!$N$8=OFFRE!$B$6),Chiffrage!$B$57,IF(AND($N$8=$B$7,$N$14=\"\"),Chiffrage!$B$51,IF(AND($N$8=$B$6,$N$14=\"\"),Chiffrage!$B$52,\"\"))))))","v":""}]
[null,"Gamme","Rappel quand importé","Nb circuit",null,"Type circuit dimensionnement",null,"Solaire",null,"Type de fumisterie"]
[null,{"$f":"B34","v":"OENOVIAPAC-C FIRST (relève électrique)"},"Electrique",1,null,{"$f":"IF(AND($N$29<>$D$6,$N$23=$D$10),\"\",IF($N$23=$D$10,$H$37,IF($N$23=$D$11,$H$40,IF($N$23=$D$12,$H$42,\"\"))))","v":""},null,"OUI",null,"Rigide ",null,null,null,"Type de PAC à chiffrer","Evuacuation des produits de combustion"]
[null,{"$f":"B35","v":"OENOVIAPAC-C FIRST (relève hydraulique)"},"Hydraulique par chaudière",2,null,{"$f":"IF($N$23=$D$10,$H$38,IF($N$23=OFFRE!$D$11,$H$41,\"\"))","v":"Direct"},null,"NON",null,"Flexible",null,null,null,{"$f":"Chiffrage!$B$21","v":"PAC Air/Eau"},{"$f":"IF(AND(OR($N$14=B17,$N$14=B18,$N$14=B19,$N$14=B20),OFFRE!$N$8=OFFRE!$B$7),Chiffrage!$B$43,IF(AND(OR($N$14=B17,$N$14=B18,$N$14=B19,$N$14=B20),OFFRE!$N$8=OFFRE!$B$6),Chiffrage!$B$44,\"\"))","v":""}]
[null,"PAC-C COLONNE-CONF (relève électrique)","Electrique",{"$f":"IF(OR($D$71=B47,$D$71=B48,$D$71=B39,$D$71=B38,$D$71=$B$45,$D$71=$B$46,$D$71=$B$49,$D$71=$B$50,$D$71=$B$52),3,\"\")","v":3},null,{"$f":"IF($N$23=$D$10,$H$39,\"\")","v":"Vanne"}]
[null,"PAC-C COLONNE-CONF (relève hydraulique)","Hydraulique par chaudière",null,null,null,null,null,null,"Evacuation des produit de combustion",null,null,null,"PAC sélectionnée","Type de chaudière"]
[null,"OEnoviaPac-Confort-2 (relève électrique)","Electrique",null,null,null,null,null,null,"Flux forcé",null,null,null,{"$f":"IF($N$8=$B$6,Chiffrage!$B$25,Chiffrage!$B$24)","v":"OENOVIAPAC-C MB (Monobloc)"},{"$f":"IF(AND(OR($N$14=B17,$N$14=B18,$N$14=B19,$N$14=B20),OFFRE!$N$8=OFFRE!$B$7),Chiffrage!$G$43,IF(AND(OR($N$14=B17,$N$14=B18,$N$14=B19,$N$14=B20),OFFRE!$N$8=OFFRE!$B$6),Chiffrage!$G$44,\"\"))","v":""}]
[null,"OEnoviaPac-Confort-2 (relève chaudière)","Hydraulique par chaudière",null,null,null,null,"Pose ",null,"Cheminée"]
[null,"OENOVIAPAC-C SLIM (relève électrique)","Electrique",null,null,"Rafraichissement",null,"Au sol",null,null,null,null,null,"Modèle de PAC","Cascade ou Non?"]
[null,"","Hydraulique par chaudière",null,null,"OUI",null,{"$f":"IF($D$71=\"\",\"\",\"Murale\")","v":"Murale"},null,"Type de chaudière",null,"Gamme",null,{"$f":"$D$72","v":"OEnoviaPac-C MB 6 MR - E"},{"$f":"IF(OR($N$14=$B$39,$N$14=$B$38),IF($N$8=$B$7,Chiffrage!$G$35,Dimensionnement!$F$85),\"\")","v":""}]
[null,{"$f":"B42","v":"OEcOil-Hybrid OFSB (basse T°)"},"Hydraulique par chaudière",null,null,"NON",null,null,null,"Condensation",null,{"$f":"IF(AND($N$8=$B$7,$N$11=$L$6),B18,IF(AND($N$8=$B$7,$N$11=$L$7),B10,B25))","v":"OENOVIAPAC-C FIRST (relève électrique)"}]
[null,"OEcOil-Hybrid OFSC (Condensation)","Hydraulique par chaudière",null,null,null,null,null,null,"Basse température",null,{"$f":"IF(AND($N$8=$B$7,$N$11=$L$6),B19,IF(AND($N$8=$B$7,$N$11=$L$7),B11,B26))","v":"OENOVIAPAC-C FIRST (relève hydraulique)"},null,"Type d'appoint"]
[null,"","Hydraulique par chaudière",null,null,null,null,null,null,null,null,{"$f":"IF(AND($N$8=$B$7,$N$11=$L$6),B21,IF(AND($N$8=$B$7,$N$11=$L$7),B12,\"\"))","v":"PAC-C COLONNE-CONF (relève électrique)"},null,{"$f":"IF($N$8=$B$6,Chiffrage!$J$24,Chiffrage!$J$25)","v":{"$error":"#N/A"}}]
[null,"OEnoviaGaz-Hybrid V200 (Vertical)","Hydraulique par chaudière",null,null,null,null,null,null,null,null,{"$f":"IF(AND($N$8=$B$7,$N$11=$L$6),B22,IF(AND($N$8=$B$7,$N$11=$L$7),B13,\"\"))","v":"PAC-C COLONNE-CONF (relève hydraulique)"}]
[null,"OEnoviaGaz-Hybrid B200 (Horizontal)","Hydraulique par chaudière",null,null,null,null,"Menu déroulant chiffrage",null,"Modèle de chaudière pour hybride",null,"OEnoviaPac-Confort-2 (relève électrique)",null,"Nombre de circuit","Pose de l'unité extérieure"]
[null,"OEnoviaGaz-Hybrid V200 (Vertical propane)","Hydraulique par chaudière",null,null,null,null,"Kit complet",null,{"$f":"IF($D$71=\"\",'Offre Alezio G hybrid'!$S6,IF(OR($D$71=$B$45,$D$71=$B$46,$D$71=$B$47,$D$71=$B$48),'Offre HPI - G Hybrid'!$R5,IF(OR($D$71=$B$41,$D$71=$B$42,$D$71=$B$43,$D$71=$B$44),'Offre Alezio O Hybrid'!$R5,\"\")))","v":""},null,"OEnoviaPac-Confort-2 (relève chaudière)",null,{"$f":"IF(OR($D$71=$B$49,$D$71=$B$50),Chiffrage!$G$28,Chiffrage!$G$60)","v":1},{"$f":"IF(AND($N$14<>$B$24,$N$14<>$B$25),Chiffrage!$B$60,\"\")","v":"Au sol"}]
[null,"OEnoviaGaz-Hybrid B200 (Horizontal propane)","Electrique",null,null,null,null,"Composants séparés",null,{"$f":"IF($D$71=\"\",'Offre Alezio G hybrid'!$S7,IF(OR($D$71=$B$45,$D$71=$B$46,$D$71=$B$47,$D$71=$B$48),'Offre HPI - G Hybrid'!$R6,IF(OR($D$71=$B$41,$D$71=$B$42,$D$71=$B$43,$D$71=$B$44),'Offre Alezio O Hybrid'!$R6,\"\")))","v":""},null,{"$f":"IF(AND($N$8=$B$7,$N$11=$L$6),\"\",IF(AND($N$8=$B$7,$N$11=$L$7),B16,\"\"))","v":"OENOVIAPAC-C SLIM (relève électrique)"}]
[null,"OEnoviaPac-GS (Sol/Eau)","Electrique",null,null,null,null,null,null,{"$f":"IF($D$71=\"\",'Offre Alezio G hybrid'!$S8,IF(OR($D$71=$B$45,$D$71=$B$46,$D$71=$B$47,$D$71=$B$48),'Offre HPI - G Hybrid'!$R7,IF(OR($D$71=$B$41,$D$71=$B$42,$D$71=$B$43,$D$71=$B$44),'Offre Alezio O Hybrid'!$R7,\"\")))","v":""},null,{"$f":"IF(AND($N$8=$B$7,$N$11=$L$6),\"\",IF(AND($N$8=$B$7,$N$11=$L$7),$B$27,\"\"))","v":""},null,"Type de circuit"]
[null,"OEnoviaPac-GS (Eau/Eau)","Electrique",null,null,null,null,"Choix kit :",null,{"$f":"IF($D$71=\"\",'Offre Alezio G hybrid'!$S9,IF(OR($D$71=$B$45,$D$71=$B$46,$D$71=$B$47,$D$71=$B$48),'Offre HPI - G Hybrid'!$R8,IF(OR($D$71=$B$41,$D$71=$B$42,$D$71=$B$43,$D$71=$B$44),'Offre Alezio O Hybrid'!$R8,\"\")))","v":""},null,{"$f":"IF(AND($N$8=$B$7,$N$11=$L$6),\"\",IF(AND($N$8=$B$7,$N$11=$L$7),$B$28,\"\"))","v":"OENOVIAPAC-C MB (Monobloc)"},null,{"$f":"IF(OR($D$71=$B$49,$D$71=$B$50),Chiffrage!$J$28,Chiffrage!$J$60)","v":"Vanne"}]
[null,"","Electrique",null,null,null,null,{"$f":"Chiffrage!$G$111","v":"Kit complet"}]
[null,{"$f":"$B$52","v":"OENOVIAPAC-C MB (Monobloc)"},"Electrique",null,null,null,null,null,null,null,null,null,null,"ECS fait par PAC ?"]
[null,null,null,null,null,null,null,null,null,null,null,null,null,{"$f":"IF($N$14=$B$28,Chiffrage!$B$35,IF(OR($N$14=OFFRE!$B$26,OFFRE!$N$14=OFFRE!$B$25),Chiffrage!$B$28,IF(OR($N$14=OFFRE!$B$14,OFFRE!$N$14=OFFRE!$B$15),Chiffrage!$B$35,IF(OR($N$14=OFFRE!$B$17,OFFRE!$N$14=OFFRE!$B$18,$N$14=OFFRE!$B$19,OFFRE!$N$14=OFFRE!$B$20),\"\",IF(OR($N$14=OFFRE!$B$21,OFFRE!$N$14=OFFRE!$B$22,OFFRE!$N$14=$B$23,OFFRE!$N$14=$B$24),\"\",IF(OR($N$14=$B$10,$N$14=$B$11),Chiffrage!$B$39,\"\"))))))","v":"NON"}]
[null,"Modèle"]
[null,"Modèle sélectionné:",null,{"$f":"$D$71","v":"OENOVIAPAC-C MB (Monobloc)"},null,null,null,null,null,null,null,null,null,"Placement du ballon ECS"]
[null,null,"Code du modèle :",{"$f":"VLOOKUP($D$31,$B$34:$C$52,2,FALSE)","v":19},null,null,null,null,null,null,null,null,null,{"$f":"IF(OR($N$14=$B$25,$N$14=$B$26),Chiffrage!$G$31,IF(AND(OFFRE!$N$8=OFFRE!$B$7,OR(OFFRE!$N$14=OFFRE!$B$21,OFFRE!$N$14=OFFRE!$B$22,OFFRE!$N$14=OFFRE!$B$23,OFFRE!$N$14=OFFRE!$B$24)),Chiffrage!$G$56,IF(AND(OFFRE!$N$8=OFFRE!$B$6,OR(OFFRE!$N$14=OFFRE!$B$21,OFFRE!$N$14=OFFRE!$B$22,OFFRE!$N$14=OFFRE!$B$23,OFFRE!$N$14=OFFRE!$B$24)),Chiffrage!$G$57,\"\")))","v":""}]
[null,null,null,null,"Liste modèles"]
[null,"OENOVIAPAC-C FIRST (relève électrique)",1,null,{"$f":"IF($D$31=$B$52,U55,IF($D$31=$B$34,C55,IF($D$31=$B$35,D55,IF($D$31=$B$36,E55,IF($D$31=$B$37,F55,IF($D$31=$B$38,G55,IF($D$31=$B$39,H55,IF($D$31=$B$40,I55,IF($D$31=$B$41,J55,IF($D$31=$B$42,K55,IF($D$31=$B$43,L55,IF($D$31=$B$44,M55,IF($D$31=$B$45,N55,IF($D$31=$B$46,O55,IF($D$31=$B$47,P55,IF($D$31=$B$49,R55,IF($D$31=$B$50,S55,IF($D$31=$B$51,T55,IF($D$31=$B$48,Q55,\"\")))))))))))))))))))","v":"OEnoviaPac-C MB 6 MR - E"},null,null,null,null,null,null,null,null,"Mode rafraîchissement"]
[null,"OENOVIAPAC-C FIRST (relève hydraulique)",2,null,{"$f":"IF($D$31=$B$52,U56,IF($D$31=$B$34,C56,IF($D$31=$B$35,D56,IF($D$31=$B$36,E56,IF($D$31=$B$37,F56,IF($D$31=$B$38,G56,IF($D$31=$B$39,H56,IF($D$31=$B$40,I56,IF($D$31=$B$41,J56,IF($D$31=$B$42,K56,IF($D$31=$B$43,L56,IF($D$31=$B$44,M56,IF($D$31=$B$45,N56,IF($D$31=$B$46,O56,IF($D$31=$B$47,P56,IF($D$31=$B$49,R56,IF($D$31=$B$50,S56,IF($D$31=$B$51,T56,IF($D$31=$B$48,Q56,\"\")))))))))))))))))))","v":"OEnoviaPac-C MB 8 MR - E"},null,null,null,null,null,null,null,null,{"$f":"IF(AND($N$14<>$B$10,$N$14<>$B$11),\"\",$B$7)","v":""}]
[null,"PAC-C COLONNE-CONF (relève électrique)",3,null,"OEnoviaPac-C MB 11 MR - E",null,null,"Tous les types de circuits "]
[null,"PAC-C COLONNE-CONF (relève hydraulique)",4,null,"OEnoviaPac-C MB 6 MR - H",null,null,{"$f":"\"\"","v":""},null,null,null,null,null,"Ballon ECS solaire ?"]
[null,"OEnoviaPac-Confort-2 (relève électrique)",5,null,"OEnoviaPac-C MB 8 MR - H",null,null,"Direct",null,null,null,null,null,{"$f":"IF(AND($N$14<>$B$26,$N$14<>$B$25),\"\",Chiffrage!$B$31)","v":""}]
[null,"OEnoviaPac-Confort-2 (relève chaudière)",6,null,"OEnoviaPac-C MB 11 MR - H",null,null,"Vanne"]
[null,"OENOVIAPAC-C SLIM (relève électrique)",7,null,"",null,null,"Direct + Vanne"]
[null,{"$f":"\"\"","v":""},8,null,"",null,null,{"$f":"IF(OR($D$71=$B$46,$D$71=$B$45,$D$71=$B$39,$D$71=$B$38,$D$71=$B$47,$D$71=$B$48,$D$71=$B$49,$D$71=$B$50,$D$71=$B$52),\"2 Vannes\",\"\")","v":"2 Vannes"}]
[null,"OEcOil-Hybrid OFSB (basse T°)",9,null,"",null,null,{"$f":"IF(OR($D$71=$B$46,$D$71=$B$45,$D$71=$B$39,$D$71=$B$38,$D$71=$B$47,$D$71=$B$48,$D$71=$B$49,$D$71=$B$50,$D$71=$B$52),\"Direct + 2 Vannes\",\"\")","v":"Direct + 2 Vannes"}]
[null,"OEcOil-Hybrid OFSC (Condensation)",10]
[null,{"$f":"\"\"","v":""},11]
[null,"OEnoviaGaz-Hybrid V200 (Vertical)",12]
[null,"OEnoviaGaz-Hybrid B200 (Horizontal)",13]
[null,"OEnoviaGaz-Hybrid V200 (Vertical propane)",14]
[null,"OEnoviaGaz-Hybrid B200 (Horizontal propane)",15]
[null,"OEnoviaPac-GS (Sol/Eau)",16]
[null,"OEnoviaPac-GS (Eau/Eau)",17]
[null,{"$f":"\"\"","v":""},18]
[null,"OENOVIAPAC-C MB (Monobloc)",19]
[null,null,"Alezio Evolution",null,"Alezio SV200",null,"HPI",null,"Compact","Alezio O Hybrid",null,null,null,"HPI G hybrid",null,"HPI G hybrid propae",null,"GSHP sol","GSHP nappe","STRATEO","HPI M"]
[null,"Code du modèle ",1,2,3,4,5,6,7,8,9,10,11,12,13,14,15,16,17,18,19]
[null,"Modèles disponibles","OENOVIAPAC-C FIRST  4,5 kW MONO - E","OENOVIAPAC-C FIRST  4,5 kW MONO - H","PAC-C COLONNE-CONF 4,5 kW MONO - E","PAC-C COLONNE-CONF 4,5 kW MONO - H","OEnoviaPac-Confort-2 4,5 kW MONO - E","OEnoviaPac-Confort-2 4,5 kW MONO - H","OENOVIAPAC-C SLIM 4,5 kW MONO",null,"OEcOil-Hybrid OFSB 4,5 kW MONO",{"$f":"\"\"","v":""},null,"OEnoviaGaz-Hybrid 4,5 kW MONO - V200","OEnoviaGaz-Hybrid 4,5 kW MONO - B200","OEnoviaGaz-Hybrid 4,5 kW MONO - V200 (propane)","OEnoviaGaz-Hybrid 4,5 kW MONO - B200 (propane)","OEnoviaPAC-GS 5 MR","OEnoviaPAC-GS 5  MR","STRATEO 4,5 MONO",{"$f":"'BdD PAC monobloc'!C3","v":"OEnoviaPac-C MB 6 MR - E"}]
[null,null,"OENOVIAPAC-C FIRST  6 kW MONO - E","OENOVIAPAC-C FIRST  6 kW MONO - H","PAC-C COLONNE-CONF 6 kW MONO - E","PAC-C COLONNE-CONF 6 kW MONO - H","OEnoviaPac-Confort-2 6 kW MONO - E","OEnoviaPac-Confort-2 6 kW MONO - H","OENOVIAPAC-C SLIM 6 kW MONO",null,"OEcOil-Hybrid OFSB 6 kW MONO","OEcOil-Hybrid OFSC 6 kW MONO",null,"OEnoviaGaz-Hybrid 6 kW MONO - V200","OEnoviaGaz-Hybrid 6 kW MONO - B200","OEnoviaGaz-Hybrid 6 kW MONO - V200 (propane)","OEnoviaGaz-Hybrid 6 kW MONO - B200 (propane)","OEnoviaPAC-GS 5 TR","OEnoviaPAC-GS 5  TR","STRATEO 6 MONO",{"$f":"'BdD PAC monobloc'!C4","v":"OEnoviaPac-C MB 8 MR - E"}]
[null,null,"OENOVIAPAC-C FIRST  8 kW MONO - E","OENOVIAPAC-C FIRST  8 kW MONO - H","PAC-C COLONNE-CONF 8 kW MONO - E","PAC-C COLONNE-CONF 8 kW MONO - H","OEnoviaPac-Confort-2 8 kW MONO - E","OEnoviaPac-Confort-2 8 kW MONO - H","OENOVIAPAC-C SLIM 8 kW MONO",null,"OEcOil-Hybrid OFSB 8 kW MONO","OEcOil-Hybrid OFSC 8 kW MONO",null,"OEnoviaGaz-Hybrid 8 kW MONO - V200","OEnoviaGaz-Hybrid 8 kW MONO - B200","OEnoviaGaz-Hybrid 8 kW MONO - V200 (propane)","OEnoviaGaz-Hybrid 8 kW MONO - B200 (propane)","OEnoviaPAC-GS 9 MR","OEnoviaPAC-GS 9  MR","STRATEO 8 MONO",{"$f":"'BdD PAC monobloc'!C5","v":"OEnoviaPac-C MB 11 MR - E"}]
[null,null,"OENOVIAPAC-C FIRST  11 kW MONO - E","OENOVIAPAC-C FIRST  11 kW MONO - H","PAC-C COLONNE-CONF 11 kW MONO - E","PAC-C COLONNE-CONF 11 kW MONO - H","OEnoviaPac-Confort-2 11kW MONO - E","OEnoviaPac-Confort-2 11kW MONO - H","OENOVIAPAC-C SLIM 11 kW MONO",null,"OEcOil-Hybrid OFSB 11 kW MONO","OEcOil-Hybrid OFSC 11 kW MONO",null,"OEnoviaGaz-Hybrid 11 kW MONO - V200","OEnoviaGaz-Hybrid 11 kW MONO - B200","OEnoviaGaz-Hybrid 11 kW MONO - V200 (propane)","OEnoviaGaz-Hybrid 11 kW MONO - B200 (propane)","OEnoviaPAC-GS 9 TR","OEnoviaPAC-GS 9  TR",{"$f":"\"\"","v":""},{"$f":"'BdD PAC monobloc'!C6","v":"OEnoviaPac-C MB 6 MR - H"}]
[null,null,"OENOVIAPAC-C FIRST  11 kW TRI - E","OENOVIAPAC-C FIRST  11 kW TRI - H","PAC-C COLONNE-CONF 11 kW TRI - E","PAC-C COLONNE-CONF 11 kW TRI - H","OEnoviaPac-Confort-2 11kW TRI - E","OEnoviaPac-Confort-2 11kW TRI - H","OENOVIAPAC-C SLIM 11 kW TRI",null,"OEcOil-Hybrid OFSB 11 kW TRI","OEcOil-Hybrid OFSC 11 kW TRI",null,"OEnoviaGaz-Hybrid 11 kW TRI - V200","OEnoviaGaz-Hybrid 11 kW TRI - B200","OEnoviaGaz-Hybrid 11 kW TRI - V200 (propane)","OEnoviaGaz-Hybrid 11 kW TRI - B200 (propane)","OEnoviaPAC-GS 12 MR","OEnoviaPAC-GS 12  MR",{"$f":"\"\"","v":""},{"$f":"'BdD PAC monobloc'!C7","v":"OEnoviaPac-C MB 8 MR - H"}]
[null,null,"OENOVIAPAC-C FIRST  16 kW MONO - E","OENOVIAPAC-C FIRST  16 kW MONO - H","PAC-C COLONNE-CONF 16 kW MONO - E","PAC-C COLONNE-CONF 16 kW MONO - H","OEnoviaPac-Confort-2 16kW MONO - E","OEnoviaPac-Confort-2 16kW MONO - H","OENOVIAPAC-C SLIM 16 kW MONO",null,"OEcOil-Hybrid OFSB 16 kW MONO","OEcOil-Hybrid OFSC 16 kW MONO",null,"OEnoviaGaz-Hybrid 16 kW MONO - V200","OEnoviaGaz-Hybrid 16 kW MONO - B200","OEnoviaGaz-Hybrid 16 kW MONO - V200 (propane)","OEnoviaGaz-Hybrid 16 kW MONO - B200 (propane)","OEnoviaPAC-GS 12 TR","OEnoviaPAC-GS 12  TR",{"$f":"\"\"","v":""},{"$f":"'BdD PAC monobloc'!C8","v":"OEnoviaPac-C MB 11 MR - H"}]
[null,null,"OENOVIAPAC-C FIRST  16 kW TRI - E","OENOVIAPAC-C FIRST  16 kW TRI - H","PAC-C COLONNE-CONF 16 kW TRI - E","PAC-C COLONNE-CONF 16 kW TRI - H","OEnoviaPac-Confort-2 16kW TRI - E","OEnoviaPac-Confort-2 16kW TRI - H","OENOVIAPAC-C SLIM 16 kW TRI",null,"OEcOil-Hybrid OFSB 16 kW TRI","OEcOil-Hybrid OFSC 16 kW TRI",null,"OEnoviaGaz-Hybrid 16 kW TRI - V200","OEnoviaGaz-Hybrid 16 kW TRI - B200","OEnoviaGaz-Hybrid 16 kW TRI - V200 (propane)","OEnoviaGaz-Hybrid 16 kW TRI - B200 (propane)","OEnoviaPAC-GS 15 TR","OEnoviaPAC-GS 15  TR",{"$f":"\"\"","v":""},{"$f":"\"\"","v":""}]
[null,null,{"$f":"\"\"","v":""},{"$f":"\"\"","v":""},{"$f":"\"\"","v":""},{"$f":"\"\"","v":""},"OEnoviaPac-Confort-2 22kW TRI - E","OEnoviaPac-Confort-2 22kW TRI - H",{"$f":"\"\"","v":""},null,{"$f":"\"\"","v":""},{"$f":"\"\"","v":""},null,{"$f":"\"\"","v":""},{"$f":"\"\"","v":""},{"$f":"\"\"","v":""},{"$f":"\"\"","v":""},"OEnoviaPAC-GS 19 TR","OEnoviaPAC-GS 19  TR",{"$f":"\"\"","v":""},{"$f":"\"\"","v":""}]
[null,null,{"$f":"\"\"","v":""},{"$f":"\"\"","v":""},{"$f":"\"\"","v":""},{"$f":"\"\"","v":""},"OEnoviaPac-Confort-2 27kW TRI - E","OEnoviaPac-Confort-2 27kW TRI - H",{"$f":"\"\"","v":""},null,{"$f":"\"\"","v":""},{"$f":"\"\"","v":""},null,{"$f":"\"\"","v":""},{"$f":"\"\"","v":""},{"$f":"\"\"","v":""},{"$f":"\"\"","v":""},"OEnoviaPAC-GS 27 TR","OEnoviaPAC-GS 27  TR",{"$f":"\"\"","v":""},{"$f":"\"\"","v":""}]
[null,null,"mettre des =\"\" partout"]
[]
[null,"Chiffrage"]
[]
[null,null,null,null,null,null,null,null,"Mise en service"]
[null,null,"Sélection PAC ",null,null,null,null,null,"Nombre de PAC",null,null,null,null,null,null,"Gamme"]
[null,null,null,null,null,null,null,"Classique",{"$f":"IF($C$86=$C$88,IF($E$86=$E$88,$J$103,IF($E$86=$E$89,$J$106,\"\")),IF($C$86=$C$89,IF($E$86=$E$88,$K$103,IF($E$86=$E$89,$K$106,\"\"))))","v":1},449,null,null,null,"nb circuit","type circuit",{"$f":"B34","v":"OENOVIAPAC-C FIRST (relève électrique)"},null,{"$f":"B36","v":"PAC-C COLONNE-CONF (relève électrique)"},null,{"$f":"B38","v":"OEnoviaPac-Confort-2 (relève électrique)"},null,{"$f":"B40","v":"OENOVIAPAC-C SLIM (relève électrique)"},{"$f":"B42","v":"OEcOil-Hybrid OFSB (basse T°)"},null,null,null,{"$f":"B45","v":"OEnoviaGaz-Hybrid V200 (Vertical)"},null,{"$f":"B47","v":"OEnoviaGaz-Hybrid V200 (Vertical propane)"},{"$f":"B48","v":"OEnoviaGaz-Hybrid B200 (Horizontal propane)"},null,{"$f":"B50","v":"OEnoviaPac-GS (Eau/Eau)"}]
[null,null,"Gamme séléctionnée",{"$f":"IF(Chiffrage!$B$18=OFFRE!$B$7,Chiffrage!$B$24,Chiffrage!$B$25)","v":"OENOVIAPAC-C MB (Monobloc)"},null,null,null,"Monobloc",null,320,null,null,null,1,"ECS","EH784",0,"Disponible d'origine",0,"AD212",0,"Disponible d'origine","Disponible d'origine",0,0,0,"Disponible d'origine",0,"Disponible d'origine","AD212",0,"Disponible d'origine"]
[null,null,"Modèle séletionné",{"$f":"IF(AND($N$8=$B$7,$O$17=ChoixPAC!$G$12),CONCATENATE(\"2x \",IF(Chiffrage!$B$18=OFFRE!$B$7,Chiffrage!$G$24,Chiffrage!$G$25)),IF(Chiffrage!$B$18=OFFRE!$B$7,Chiffrage!$G$24,Chiffrage!$G$25))","v":"OEnoviaPac-C MB 6 MR - E"},null,null,null,"GSHP",null,472,null,null,null,1,"DIRECT","-",0,"Disponible d'origine",0,"Disponible d'origine",0,"Disponible d'origine","Disponible d'origine",0,0,0,"Disponible d'origine",0,"Disponible d'origine","Disponible d'origine",0,"Disponible d'origine"]
[null,null,null,null,null,null,null,"HYBRID",null,502,null,null,null,1,"VANNE","EH783","AD199","EH862",0,"AD199",0,0,"EH862",0,0,0,"AD199",0,"EH862","AD199",0,0]
[null,null,"Appoint",{"$f":"IF(Chiffrage!$B$18=OFFRE!$B$7,Chiffrage!$J$24,Chiffrage!$J$25)","v":"Electrique"},null,null,null,null,"Tarifs","Prix unitaire",null,null,null,2,"DIRECT + VANNE","EH783","AD199","EH862",0,"AD199",0,0,"EH862",0,0,0,"AD199",0,"EH862","AD199",0,0]
[null,null,null,null,null,null,null,null,1,445,null,null,null,2,"2 VANNES",0,0,0,0,"AD199","AD249",0,0,0,0,0,"AD199","AD249",0,"AD199","AD249",0]
[null,null,null,null,null,null,null,null,2,445,null,null,null,3,"DIRECT + 2 VANNES",0,0,0,0,"AD199","AD249",0,0,0,0,0,"AD199","AD249",0,"AD199","AD249",0]
[null,null,null,null,null,null,null,null,3,445,null,null,null,null,null,2,3,4,5,6,7,8,9,10,11,12,13,14,15,16,17,18]
[null,null,null,null,null,null,null,null,4,445]
[null,null,null,null,null,null,null,null,5,445]
[null,null,null,null,null,null,null,null,6,445]
[null,null,null,null,null,null,null,null,7,445]
[null,null,null,null,null,null,null,null,8,445]
[null,null,null,null,null,null,null,null,9,445]
[null,null,null,null,null,null,null,null,10,445]
[null,null,"Choix type chiffrage",null,"Choix type ",null,null,null,"11 et +",445]
[null,null,{"$f":"+Chiffrage!$G$105","v":"Utiliser un chiffrage type"},null,{"$f":"H27","v":"Kit complet"}]
[null,null,"Chiffrage type ou personnalisé",null,"Chiffrage colis ou détaillé"]
[null,null,"Utiliser un chiffrage type",null,{"$f":"H23","v":"Kit complet"}]
[null,null,"Réaliser un chiffrage personnalisé",null,{"$f":"H24","v":"Composants séparés"}]
[]
[null,"Résultats"]
[]
[]
[null,"Système","Référence","Désignation",null,null,null,"Colis","Prix Unitaire",{"$f":"+Chiffrage!L108","v":"Chiffrage type"},{"$f":"+Chiffrage!M108","v":""},"Prix Total","Quantité"]
[null,null,null,null,null,null,null,null,"HT en €",{"$f":"+Chiffrage!L109","v":"Quantité"},{"$f":"+Chiffrage!M109","v":""},"HT en €",0]
[null,"Pompe A Chaleur",null,null,null,null,null,null,null,null,null,{"$f":"IFERROR(IF($C$86=$C$89,IF(K96=0,\"\",K96*I96),IF(J96=\"\",\"\",J96*I96)),\"\")","v":""},1]
[null,null,null,null,null,null,null,null,null,null,null,""]
[null,"+",null,null,null,null,null,null,null,null,null,"","Quantité 2"]
[null,null,null,null,null,null,null,null,null,null,null,"",0]
[null,"Accessoires de mise en oeuvre",null,null,null,null,null,null,null,null,null,"",1]
[null,null,null,null,null,null,null,null,null,null,null,"",2]
[1,null,{"$f":"IF($D$71=$B$52,'OFFRE HPI M'!B227,IF(OR($D$71=$B$38,$D$71=$B$39),'Offre HPI - CAELIA'!B248,IF($D$71=$B$51,'Offre Strateo'!B168,IF($D$71=$B$40,'Offre S Compact - ERIA FIT IN'!B80,IF(OR($D$71=$B$36,$D$71=$B$37),'Offre SV200 - ERIA N DUO '!B105,IF(OR($D$71=$B$34,$D$71=$B$35),'Offre Alezio S - ERIA '!B165,IF(OR($D$71=$B$49,$D$71=$B$50),'Offre GSHP'!B211,IF($D$71=\"\",'Offre Alezio G hybrid'!B194,IF(OR($D$71=$B$45,$D$71=$B$46,$D$71=$B$47,$D$71=$B$48),'Offre HPI - G Hybrid'!B229,IF(OR($D$71=$B$41,$D$71=$B$42,$D$71=$B$43,$D$71=$B$44),'Offre Alezio O Hybrid'!B231,\"\"))))))))))","v":""},{"$f":"IF($D$71=$B$52,'OFFRE HPI M'!C227,IF(OR($D$71=$B$38,$D$71=$B$39),'Offre HPI - CAELIA'!C248,IF($D$71=$B$51,'Offre Strateo'!C168,IF($D$71=$B$40,'Offre S Compact - ERIA FIT IN'!C80,IF(OR($D$71=$B$36,$D$71=$B$37),'Offre SV200 - ERIA N DUO '!C105,IF(OR($D$71=$B$34,$D$71=$B$35),'Offre Alezio S - ERIA '!C165,IF(OR($D$71=$B$49,$D$71=$B$50),'Offre GSHP'!C211,IF($D$71=\"\",'Offre Alezio G hybrid'!C194,IF(OR($D$71=$B$45,$D$71=$B$46,$D$71=$B$47,$D$71=$B$48),'Offre HPI - G Hybrid'!C229,IF(OR($D$71=$B$41,$D$71=$B$42,$D$71=$B$43,$D$71=$B$44),'Offre Alezio O Hybrid'!C231,\"\"))))))))))","v":"Kit complet : PAC + accessoires"},null,null,null,{"$f":"IF($D$71=$B$52,'OFFRE HPI M'!D227,IF(OR($D$71=$B$38,$D$71=$B$39),'Offre HPI - CAELIA'!D248,IF($D$71=$B$51,'Offre Strateo'!D168,IF($D$71=$B$40,'Offre S Compact - ERIA FIT IN'!D80,IF(OR($D$71=$B$36,$D$71=$B$37),'Offre SV200 - ERIA N DUO '!D105,IF(OR($D$71=$B$34,$D$71=$B$35),'Offre Alezio S - ERIA '!D165,IF(OR($D$71=$B$50,$D$71=$B$49),'Offre GSHP'!D211,IF($D$71=\"\",'Offre Alezio G hybrid'!D194,IF(OR($D$71=$B$45,$D$71=$B$46,$D$71=$B$47,$D$71=$B$48),'Offre HPI - G Hybrid'!D229,IF(OR($D$71=$B$41,$D$71=$B$42,$D$71=$B$43,$D$71=$B$44),'Offre Alezio O Hybrid'!D231,\"\"))))))))))","v":""},{"$f":"IF($D$71=$B$52,'OFFRE HPI M'!E227,IF(OR($D$71=$B$38,$D$71=$B$39),'Offre HPI - CAELIA'!E248,IF($D$71=$B$51,'Offre Strateo'!E168,IF($D$71=$B$40,'Offre S Compact - ERIA FIT IN'!E80,IF(OR($D$71=$B$36,$D$71=$B$37),'Offre SV200 - ERIA N DUO '!E105,IF(OR($D$71=$B$34,$D$71=$B$35),'Offre Alezio S - ERIA '!E165,IF(OR($D$71=$B$50,$D$71=$B$49),'Offre GSHP'!E211,IF($D$71=\"\",'Offre Alezio G hybrid'!E194,IF(OR($D$71=$B$45,$D$71=$B$46,$D$71=$B$47,$D$71=$B$48),'Offre HPI - G Hybrid'!E229,IF(OR($D$71=$B$41,$D$71=$B$42,$D$71=$B$43,$D$71=$B$44),'Offre Alezio O Hybrid'!E231,\"\"))))))))))","v":""},{"$f":"IF($D$71=$B$52,'OFFRE HPI M'!F227,IF(OR($D$71=$B$38,$D$71=$B$39),'Offre HPI - CAELIA'!F248,IF($D$71=$B$51,'Offre Strateo'!F168,IF($D$71=$B$40,'Offre S Compact - ERIA FIT IN'!F80,IF(OR($D$71=$B$36,$D$71=$B$37),'Offre SV200 - ERIA N DUO '!F105,IF(OR($D$71=$B$34,$D$71=$B$35),'Offre Alezio S - ERIA '!F165,IF(OR($D$71=$B$50,$D$71=$B$49),'Offre GSHP'!F211,IF($D$71=\"\",'Offre Alezio G hybrid'!F194,IF(OR($D$71=$B$45,$D$71=$B$46,$D$71=$B$47,$D$71=$B$48),'Offre HPI - G Hybrid'!F229,IF(OR($D$71=$B$41,$D$71=$B$42,$D$71=$B$43,$D$71=$B$44),'Offre Alezio O Hybrid'!F231,\"\"))))))))))","v":""},{"$f":"Chiffrage!M116","v":0},"",3]
[2,null,{"$f":"IF($D$71=$B$52,'OFFRE HPI M'!B228,IF(OR($D$71=$B$38,$D$71=$B$39),'Offre HPI - CAELIA'!B249,IF($D$71=$B$51,'Offre Strateo'!B169,IF($D$71=$B$40,'Offre S Compact - ERIA FIT IN'!B81,IF(OR($D$71=$B$36,$D$71=$B$37),'Offre SV200 - ERIA N DUO '!B106,IF(OR($D$71=$B$34,$D$71=$B$35),'Offre Alezio S - ERIA '!B166,IF(OR($D$71=$B$49,$D$71=$B$50),'Offre GSHP'!B212,IF($D$71=\"\",'Offre Alezio G hybrid'!B195,IF(OR($D$71=$B$45,$D$71=$B$46,$D$71=$B$47,$D$71=$B$48),'Offre HPI - G Hybrid'!B230,IF(OR($D$71=$B$41,$D$71=$B$42,$D$71=$B$43,$D$71=$B$44),'Offre Alezio O Hybrid'!B232,\"\"))))))))))","v":7746635},{"$f":"IF($D$71=$B$52,'OFFRE HPI M'!C228,IF(OR($D$71=$B$38,$D$71=$B$39),'Offre HPI - CAELIA'!C249,IF($D$71=$B$51,'Offre Strateo'!C169,IF($D$71=$B$40,'Offre S Compact - ERIA FIT IN'!C81,IF(OR($D$71=$B$36,$D$71=$B$37),'Offre SV200 - ERIA N DUO '!C106,IF(OR($D$71=$B$34,$D$71=$B$35),'Offre Alezio S - ERIA '!C166,IF(OR($D$71=$B$49,$D$71=$B$50),'Offre GSHP'!C212,IF($D$71=\"\",'Offre Alezio G hybrid'!C195,IF(OR($D$71=$B$45,$D$71=$B$46,$D$71=$B$47,$D$71=$B$48),'Offre HPI - G Hybrid'!C230,IF(OR($D$71=$B$41,$D$71=$B$42,$D$71=$B$43,$D$71=$B$44),'Offre Alezio O Hybrid'!C232,\"\"))))))))))","v":"OENOVIAPAC-C MB  6 MR/H"},null,null,null,{"$f":"IF($D$71=$B$52,'OFFRE HPI M'!D228,IF(OR($D$71=$B$38,$D$71=$B$39),'Offre HPI - CAELIA'!D249,IF($D$71=$B$51,'Offre Strateo'!D169,IF($D$71=$B$40,'Offre S Compact - ERIA FIT IN'!D81,IF(OR($D$71=$B$36,$D$71=$B$37),'Offre SV200 - ERIA N DUO '!D106,IF(OR($D$71=$B$34,$D$71=$B$35),'Offre Alezio S - ERIA '!D166,IF(OR($D$71=$B$50,$D$71=$B$49),'Offre GSHP'!D212,IF($D$71=\"\",'Offre Alezio G hybrid'!D195,IF(OR($D$71=$B$45,$D$71=$B$46,$D$71=$B$47,$D$71=$B$48),'Offre HPI - G Hybrid'!D230,IF(OR($D$71=$B$41,$D$71=$B$42,$D$71=$B$43,$D$71=$B$44),'Offre Alezio O Hybrid'!D232,\"\"))))))))))","v":"-"},{"$f":"IF($D$71=$B$52,'OFFRE HPI M'!E228,IF(OR($D$71=$B$38,$D$71=$B$39),'Offre HPI - CAELIA'!E249,IF($D$71=$B$51,'Offre Strateo'!E169,IF($D$71=$B$40,'Offre S Compact - ERIA FIT IN'!E81,IF(OR($D$71=$B$36,$D$71=$B$37),'Offre SV200 - ERIA N DUO '!E106,IF(OR($D$71=$B$34,$D$71=$B$35),'Offre Alezio S - ERIA '!E166,IF(OR($D$71=$B$50,$D$71=$B$49),'Offre GSHP'!E212,IF($D$71=\"\",'Offre Alezio G hybrid'!E195,IF(OR($D$71=$B$45,$D$71=$B$46,$D$71=$B$47,$D$71=$B$48),'Offre HPI - G Hybrid'!E230,IF(OR($D$71=$B$41,$D$71=$B$42,$D$71=$B$43,$D$71=$B$44),'Offre Alezio O Hybrid'!E232,\"\"))))))))))","v":8400},{"$f":"IF($D$71=$B$52,'OFFRE HPI M'!F228,IF(OR($D$71=$B$38,$D$71=$B$39),'Offre HPI - CAELIA'!F249,IF($D$71=$B$51,'Offre Strateo'!F169,IF($D$71=$B$40,'Offre S Compact - ERIA FIT IN'!F81,IF(OR($D$71=$B$36,$D$71=$B$37),'Offre SV200 - ERIA N DUO '!F106,IF(OR($D$71=$B$34,$D$71=$B$35),'Offre Alezio S - ERIA '!F166,IF(OR($D$71=$B$50,$D$71=$B$49),'Offre GSHP'!F212,IF($D$71=\"\",'Offre Alezio G hybrid'!F195,IF(OR($D$71=$B$45,$D$71=$B$46,$D$71=$B$47,$D$71=$B$48),'Offre HPI - G Hybrid'!F230,IF(OR($D$71=$B$41,$D$71=$B$42,$D$71=$B$43,$D$71=$B$44),'Offre Alezio O Hybrid'!F232,\"\"))))))))))","v":1},{"$f":"Chiffrage!M117","v":0},{"$f":"IFERROR(IF($C$86=$C$89,IF(K103=0,\"\",K103*I103),IF(J103=\"\",\"\",J103*I103)),\"\")","v":8400}]
[3,null,{"$f":"IF($D$71=$B$52,'OFFRE HPI M'!B229,IF(OR($D$71=$B$38,$D$71=$B$39),'Offre HPI - CAELIA'!B250,IF($D$71=$B$51,'Offre Strateo'!B170,IF($D$71=$B$40,'Offre S Compact - ERIA FIT IN'!B82,IF(OR($D$71=$B$36,$D$71=$B$37),'Offre SV200 - ERIA N DUO '!B107,IF(OR($D$71=$B$34,$D$71=$B$35),'Offre Alezio S - ERIA '!B167,IF(OR($D$71=$B$49,$D$71=$B$50),'Offre GSHP'!B213,IF($D$71=\"\",'Offre Alezio G hybrid'!B196,IF(OR($D$71=$B$45,$D$71=$B$46,$D$71=$B$47,$D$71=$B$48),'Offre HPI - G Hybrid'!B231,IF(OR($D$71=$B$41,$D$71=$B$42,$D$71=$B$43,$D$71=$B$44),'Offre Alezio O Hybrid'!B233,\"\"))))))))))","v":""},{"$f":"IF($D$71=$B$52,'OFFRE HPI M'!C229,IF(OR($D$71=$B$38,$D$71=$B$39),'Offre HPI - CAELIA'!C250,IF($D$71=$B$51,'Offre Strateo'!C170,IF($D$71=$B$40,'Offre S Compact - ERIA FIT IN'!C82,IF(OR($D$71=$B$36,$D$71=$B$37),'Offre SV200 - ERIA N DUO '!C107,IF(OR($D$71=$B$34,$D$71=$B$35),'Offre Alezio S - ERIA '!C167,IF(OR($D$71=$B$49,$D$71=$B$50),'Offre GSHP'!C213,IF($D$71=\"\",'Offre Alezio G hybrid'!C196,IF(OR($D$71=$B$45,$D$71=$B$46,$D$71=$B$47,$D$71=$B$48),'Offre HPI - G Hybrid'!C231,IF(OR($D$71=$B$41,$D$71=$B$42,$D$71=$B$43,$D$71=$B$44),'Offre Alezio O Hybrid'!C233,\"\"))))))))))","v":""},null,null,null,{"$f":"IF($D$71=$B$52,'OFFRE HPI M'!D229,IF(OR($D$71=$B$38,$D$71=$B$39),'Offre HPI - CAELIA'!D250,IF($D$71=$B$51,'Offre Strateo'!D170,IF($D$71=$B$40,'Offre S Compact - ERIA FIT IN'!D82,IF(OR($D$71=$B$36,$D$71=$B$37),'Offre SV200 - ERIA N DUO '!D107,IF(OR($D$71=$B$34,$D$71=$B$35),'Offre Alezio S - ERIA '!D167,IF(OR($D$71=$B$50,$D$71=$B$49),'Offre GSHP'!D213,IF($D$71=\"\",'Offre Alezio G hybrid'!D196,IF(OR($D$71=$B$45,$D$71=$B$46,$D$71=$B$47,$D$71=$B$48),'Offre HPI - G Hybrid'!D231,IF(OR($D$71=$B$41,$D$71=$B$42,$D$71=$B$43,$D$71=$B$44),'Offre Alezio O Hybrid'!D233,\"\"))))))))))","v":""},{"$f":"IF($D$71=$B$52,'OFFRE HPI M'!E229,IF(OR($D$71=$B$38,$D$71=$B$39),'Offre HPI - CAELIA'!E250,IF($D$71=$B$51,'Offre Strateo'!E170,IF($D$71=$B$40,'Offre S Compact - ERIA FIT IN'!E82,IF(OR($D$71=$B$36,$D$71=$B$37),'Offre SV200 - ERIA N DUO '!E107,IF(OR($D$71=$B$34,$D$71=$B$35),'Offre Alezio S - ERIA '!E167,IF(OR($D$71=$B$50,$D$71=$B$49),'Offre GSHP'!E213,IF($D$71=\"\",'Offre Alezio G hybrid'!E196,IF(OR($D$71=$B$45,$D$71=$B$46,$D$71=$B$47,$D$71=$B$48),'Offre HPI - G Hybrid'!E231,IF(OR($D$71=$B$41,$D$71=$B$42,$D$71=$B$43,$D$71=$B$44),'Offre Alezio O Hybrid'!E233,\"\"))))))))))","v":""},{"$f":"IF($D$71=$B$52,'OFFRE HPI M'!F229,IF(OR($D$71=$B$38,$D$71=$B$39),'Offre HPI - CAELIA'!F250,IF($D$71=$B$51,'Offre Strateo'!F170,IF($D$71=$B$40,'Offre S Compact - ERIA FIT IN'!F82,IF(OR($D$71=$B$36,$D$71=$B$37),'Offre SV200 - ERIA N DUO '!F107,IF(OR($D$71=$B$34,$D$71=$B$35),'Offre Alezio S - ERIA '!F167,IF(OR($D$71=$B$50,$D$71=$B$49),'Offre GSHP'!F213,IF($D$71=\"\",'Offre Alezio G hybrid'!F196,IF(OR($D$71=$B$45,$D$71=$B$46,$D$71=$B$47,$D$71=$B$48),'Offre HPI - G Hybrid'!F231,IF(OR($D$71=$B$41,$D$71=$B$42,$D$71=$B$43,$D$71=$B$44),'Offre Alezio O Hybrid'!F233,\"\"))))))))))","v":""},{"$f":"Chiffrage!M118","v":0},""]
[4,null,{"$f":"IF($D$71=$B$52,'OFFRE HPI M'!B230,IF(OR($D$71=$B$38,$D$71=$B$39),'Offre HPI - CAELIA'!B251,IF($D$71=$B$51,'Offre Strateo'!B171,IF($D$71=$B$40,'Offre S Compact - ERIA FIT IN'!B83,IF(OR($D$71=$B$36,$D$71=$B$37),'Offre SV200 - ERIA N DUO '!B108,IF(OR($D$71=$B$34,$D$71=$B$35),'Offre Alezio S - ERIA '!B168,IF(OR($D$71=$B$49,$D$71=$B$50),'Offre GSHP'!B214,IF($D$71=\"\",'Offre Alezio G hybrid'!B197,IF(OR($D$71=$B$45,$D$71=$B$46,$D$71=$B$47,$D$71=$B$48),'Offre HPI - G Hybrid'!B232,IF(OR($D$71=$B$41,$D$71=$B$42,$D$71=$B$43,$D$71=$B$44),'Offre Alezio O Hybrid'!B234,\"\"))))))))))","v":""},{"$f":"IF($D$71=$B$52,'OFFRE HPI M'!C230,IF(OR($D$71=$B$38,$D$71=$B$39),'Offre HPI - CAELIA'!C251,IF($D$71=$B$51,'Offre Strateo'!C171,IF($D$71=$B$40,'Offre S Compact - ERIA FIT IN'!C83,IF(OR($D$71=$B$36,$D$71=$B$37),'Offre SV200 - ERIA N DUO '!C108,IF(OR($D$71=$B$34,$D$71=$B$35),'Offre Alezio S - ERIA '!C168,IF(OR($D$71=$B$49,$D$71=$B$50),'Offre GSHP'!C214,IF($D$71=\"\",'Offre Alezio G hybrid'!C197,IF(OR($D$71=$B$45,$D$71=$B$46,$D$71=$B$47,$D$71=$B$48),'Offre HPI - G Hybrid'!C232,IF(OR($D$71=$B$41,$D$71=$B$42,$D$71=$B$43,$D$71=$B$44),'Offre Alezio O Hybrid'!C234,\"\"))))))))))","v":""},null,null,null,{"$f":"IF($D$71=$B$52,'OFFRE HPI M'!D230,IF(OR($D$71=$B$38,$D$71=$B$39),'Offre HPI - CAELIA'!D251,IF($D$71=$B$51,'Offre Strateo'!D171,IF($D$71=$B$40,'Offre S Compact - ERIA FIT IN'!D83,IF(OR($D$71=$B$36,$D$71=$B$37),'Offre SV200 - ERIA N DUO '!D108,IF(OR($D$71=$B$34,$D$71=$B$35),'Offre Alezio S - ERIA '!D168,IF(OR($D$71=$B$50,$D$71=$B$49),'Offre GSHP'!D214,IF($D$71=\"\",'Offre Alezio G hybrid'!D197,IF(OR($D$71=$B$45,$D$71=$B$46,$D$71=$B$47,$D$71=$B$48),'Offre HPI - G Hybrid'!D232,IF(OR($D$71=$B$41,$D$71=$B$42,$D$71=$B$43,$D$71=$B$44),'Offre Alezio O Hybrid'!D234,\"\"))))))))))","v":""},{"$f":"IF($D$71=$B$52,'OFFRE HPI M'!E230,IF(OR($D$71=$B$38,$D$71=$B$39),'Offre HPI - CAELIA'!E251,IF($D$71=$B$51,'Offre Strateo'!E171,IF($D$71=$B$40,'Offre S Compact - ERIA FIT IN'!E83,IF(OR($D$71=$B$36,$D$71=$B$37),'Offre SV200 - ERIA N DUO '!E108,IF(OR($D$71=$B$34,$D$71=$B$35),'Offre Alezio S - ERIA '!E168,IF(OR($D$71=$B$50,$D$71=$B$49),'Offre GSHP'!E214,IF($D$71=\"\",'Offre Alezio G hybrid'!E197,IF(OR($D$71=$B$45,$D$71=$B$46,$D$71=$B$47,$D$71=$B$48),'Offre HPI - G Hybrid'!E232,IF(OR($D$71=$B$41,$D$71=$B$42,$D$71=$B$43,$D$71=$B$44),'Offre Alezio O Hybrid'!E234,\"\"))))))))))","v":""},{"$f":"IF($D$71=$B$52,'OFFRE HPI M'!F230,IF(OR($D$71=$B$38,$D$71=$B$39),'Offre HPI - CAELIA'!F251,IF($D$71=$B$51,'Offre Strateo'!F171,IF($D$71=$B$40,'Offre S Compact - ERIA FIT IN'!F83,IF(OR($D$71=$B$36,$D$71=$B$37),'Offre SV200 - ERIA N DUO '!F108,IF(OR($D$71=$B$34,$D$71=$B$35),'Offre Alezio S - ERIA '!F168,IF(OR($D$71=$B$50,$D$71=$B$49),'Offre GSHP'!F214,IF($D$71=\"\",'Offre Alezio G hybrid'!F197,IF(OR($D$71=$B$45,$D$71=$B$46,$D$71=$B$47,$D$71=$B$48),'Offre HPI - G Hybrid'!F232,IF(OR($D$71=$B$41,$D$71=$B$42,$D$71=$B$43,$D$71=$B$44),'Offre Alezio O Hybrid'!F234,\"\"))))))))))","v":""},{"$f":"Chiffrage!M119","v":0},"","Option Compact"]
[5,null,{"$f":"IF($D$71=$B$52,'OFFRE HPI M'!B231,IF(OR($D$71=$B$38,$D$71=$B$39),'Offre HPI - CAELIA'!B252,IF($D$71=$B$51,'Offre Strateo'!B172,IF($D$71=$B$40,'Offre S Compact - ERIA FIT IN'!B84,IF(OR($D$71=$B$36,$D$71=$B$37),'Offre SV200 - ERIA N DUO '!B109,IF(OR($D$71=$B$34,$D$71=$B$35),'Offre Alezio S - ERIA '!B169,IF(OR($D$71=$B$49,$D$71=$B$50),'Offre GSHP'!B215,IF($D$71=\"\",'Offre Alezio G hybrid'!B198,IF(OR($D$71=$B$45,$D$71=$B$46,$D$71=$B$47,$D$71=$B$48),'Offre HPI - G Hybrid'!B233,IF(OR($D$71=$B$41,$D$71=$B$42,$D$71=$B$43,$D$71=$B$44),'Offre Alezio O Hybrid'!B235,\"\"))))))))))","v":""},{"$f":"IF($D$71=$B$52,'OFFRE HPI M'!C231,IF(OR($D$71=$B$38,$D$71=$B$39),'Offre HPI - CAELIA'!C252,IF($D$71=$B$51,'Offre Strateo'!C172,IF($D$71=$B$40,'Offre S Compact - ERIA FIT IN'!C84,IF(OR($D$71=$B$36,$D$71=$B$37),'Offre SV200 - ERIA N DUO '!C109,IF(OR($D$71=$B$34,$D$71=$B$35),'Offre Alezio S - ERIA '!C169,IF(OR($D$71=$B$49,$D$71=$B$50),'Offre GSHP'!C215,IF($D$71=\"\",'Offre Alezio G hybrid'!C198,IF(OR($D$71=$B$45,$D$71=$B$46,$D$71=$B$47,$D$71=$B$48),'Offre HPI - G Hybrid'!C233,IF(OR($D$71=$B$41,$D$71=$B$42,$D$71=$B$43,$D$71=$B$44),'Offre Alezio O Hybrid'!C235,\"\"))))))))))","v":""},null,null,null,{"$f":"IF($D$71=$B$52,'OFFRE HPI M'!D231,IF(OR($D$71=$B$38,$D$71=$B$39),'Offre HPI - CAELIA'!D252,IF($D$71=$B$51,'Offre Strateo'!D172,IF($D$71=$B$40,'Offre S Compact - ERIA FIT IN'!D84,IF(OR($D$71=$B$36,$D$71=$B$37),'Offre SV200 - ERIA N DUO '!D109,IF(OR($D$71=$B$34,$D$71=$B$35),'Offre Alezio S - ERIA '!D169,IF(OR($D$71=$B$50,$D$71=$B$49),'Offre GSHP'!D215,IF($D$71=\"\",'Offre Alezio G hybrid'!D198,IF(OR($D$71=$B$45,$D$71=$B$46,$D$71=$B$47,$D$71=$B$48),'Offre HPI - G Hybrid'!D233,IF(OR($D$71=$B$41,$D$71=$B$42,$D$71=$B$43,$D$71=$B$44),'Offre Alezio O Hybrid'!D235,\"\"))))))))))","v":""},{"$f":"IF($D$71=$B$52,'OFFRE HPI M'!E231,IF(OR($D$71=$B$38,$D$71=$B$39),'Offre HPI - CAELIA'!E252,IF($D$71=$B$51,'Offre Strateo'!E172,IF($D$71=$B$40,'Offre S Compact - ERIA FIT IN'!E84,IF(OR($D$71=$B$36,$D$71=$B$37),'Offre SV200 - ERIA N DUO '!E109,IF(OR($D$71=$B$34,$D$71=$B$35),'Offre Alezio S - ERIA '!E169,IF(OR($D$71=$B$50,$D$71=$B$49),'Offre GSHP'!E215,IF($D$71=\"\",'Offre Alezio G hybrid'!E198,IF(OR($D$71=$B$45,$D$71=$B$46,$D$71=$B$47,$D$71=$B$48),'Offre HPI - G Hybrid'!E233,IF(OR($D$71=$B$41,$D$71=$B$42,$D$71=$B$43,$D$71=$B$44),'Offre Alezio O Hybrid'!E235,\"\"))))))))))","v":""},{"$f":"IF($D$71=$B$52,'OFFRE HPI M'!F231,IF(OR($D$71=$B$38,$D$71=$B$39),'Offre HPI - CAELIA'!F252,IF($D$71=$B$51,'Offre Strateo'!F172,IF($D$71=$B$40,'Offre S Compact - ERIA FIT IN'!F84,IF(OR($D$71=$B$36,$D$71=$B$37),'Offre SV200 - ERIA N DUO '!F109,IF(OR($D$71=$B$34,$D$71=$B$35),'Offre Alezio S - ERIA '!F169,IF(OR($D$71=$B$50,$D$71=$B$49),'Offre GSHP'!F215,IF($D$71=\"\",'Offre Alezio G hybrid'!F198,IF(OR($D$71=$B$45,$D$71=$B$46,$D$71=$B$47,$D$71=$B$48),'Offre HPI - G Hybrid'!F233,IF(OR($D$71=$B$41,$D$71=$B$42,$D$71=$B$43,$D$71=$B$44),'Offre Alezio O Hybrid'!F235,\"\"))))))))))","v":""},{"$f":"Chiffrage!M120","v":0},"","Avec"]
[6,null,{"$f":"IF($D$71=$B$52,'OFFRE HPI M'!B232,IF(OR($D$71=$B$38,$D$71=$B$39),'Offre HPI - CAELIA'!B253,IF($D$71=$B$51,'Offre Strateo'!B173,IF($D$71=$B$40,'Offre S Compact - ERIA FIT IN'!B85,IF(OR($D$71=$B$36,$D$71=$B$37),'Offre SV200 - ERIA N DUO '!B110,IF(OR($D$71=$B$34,$D$71=$B$35),'Offre Alezio S - ERIA '!B170,IF(OR($D$71=$B$49,$D$71=$B$50),'Offre GSHP'!B216,IF($D$71=\"\",'Offre Alezio G hybrid'!B199,IF(OR($D$71=$B$45,$D$71=$B$46,$D$71=$B$47,$D$71=$B$48),'Offre HPI - G Hybrid'!B234,IF(OR($D$71=$B$41,$D$71=$B$42,$D$71=$B$43,$D$71=$B$44),'Offre Alezio O Hybrid'!B236,\"\"))))))))))","v":""},{"$f":"IF($D$71=$B$52,'OFFRE HPI M'!C232,IF(OR($D$71=$B$38,$D$71=$B$39),'Offre HPI - CAELIA'!C253,IF($D$71=$B$51,'Offre Strateo'!C173,IF($D$71=$B$40,'Offre S Compact - ERIA FIT IN'!C85,IF(OR($D$71=$B$36,$D$71=$B$37),'Offre SV200 - ERIA N DUO '!C110,IF(OR($D$71=$B$34,$D$71=$B$35),'Offre Alezio S - ERIA '!C170,IF(OR($D$71=$B$49,$D$71=$B$50),'Offre GSHP'!C216,IF($D$71=\"\",'Offre Alezio G hybrid'!C199,IF(OR($D$71=$B$45,$D$71=$B$46,$D$71=$B$47,$D$71=$B$48),'Offre HPI - G Hybrid'!C234,IF(OR($D$71=$B$41,$D$71=$B$42,$D$71=$B$43,$D$71=$B$44),'Offre Alezio O Hybrid'!C236,\"\"))))))))))","v":""},null,null,null,{"$f":"IF($D$71=$B$52,'OFFRE HPI M'!D232,IF(OR($D$71=$B$38,$D$71=$B$39),'Offre HPI - CAELIA'!D253,IF($D$71=$B$51,'Offre Strateo'!D173,IF($D$71=$B$40,'Offre S Compact - ERIA FIT IN'!D85,IF(OR($D$71=$B$36,$D$71=$B$37),'Offre SV200 - ERIA N DUO '!D110,IF(OR($D$71=$B$34,$D$71=$B$35),'Offre Alezio S - ERIA '!D170,IF(OR($D$71=$B$50,$D$71=$B$49),'Offre GSHP'!D216,IF($D$71=\"\",'Offre Alezio G hybrid'!D199,IF(OR($D$71=$B$45,$D$71=$B$46,$D$71=$B$47,$D$71=$B$48),'Offre HPI - G Hybrid'!D234,IF(OR($D$71=$B$41,$D$71=$B$42,$D$71=$B$43,$D$71=$B$44),'Offre Alezio O Hybrid'!D236,\"\"))))))))))","v":""},{"$f":"IF($D$71=$B$52,'OFFRE HPI M'!E232,IF(OR($D$71=$B$38,$D$71=$B$39),'Offre HPI - CAELIA'!E253,IF($D$71=$B$51,'Offre Strateo'!E173,IF($D$71=$B$40,'Offre S Compact - ERIA FIT IN'!E85,IF(OR($D$71=$B$36,$D$71=$B$37),'Offre SV200 - ERIA N DUO '!E110,IF(OR($D$71=$B$34,$D$71=$B$35),'Offre Alezio S - ERIA '!E170,IF(OR($D$71=$B$50,$D$71=$B$49),'Offre GSHP'!E216,IF($D$71=\"\",'Offre Alezio G hybrid'!E199,IF(OR($D$71=$B$45,$D$71=$B$46,$D$71=$B$47,$D$71=$B$48),'Offre HPI - G Hybrid'!E234,IF(OR($D$71=$B$41,$D$71=$B$42,$D$71=$B$43,$D$71=$B$44),'Offre Alezio O Hybrid'!E236,\"\"))))))))))","v":""},{"$f":"IF($D$71=$B$52,'OFFRE HPI M'!F232,IF(OR($D$71=$B$38,$D$71=$B$39),'Offre HPI - CAELIA'!F253,IF($D$71=$B$51,'Offre Strateo'!F173,IF($D$71=$B$40,'Offre S Compact - ERIA FIT IN'!F85,IF(OR($D$71=$B$36,$D$71=$B$37),'Offre SV200 - ERIA N DUO '!F110,IF(OR($D$71=$B$34,$D$71=$B$35),'Offre Alezio S - ERIA '!F170,IF(OR($D$71=$B$50,$D$71=$B$49),'Offre GSHP'!F216,IF($D$71=\"\",'Offre Alezio G hybrid'!F199,IF(OR($D$71=$B$45,$D$71=$B$46,$D$71=$B$47,$D$71=$B$48),'Offre HPI - G Hybrid'!F234,IF(OR($D$71=$B$41,$D$71=$B$42,$D$71=$B$43,$D$71=$B$44),'Offre Alezio O Hybrid'!F236,\"\"))))))))))","v":""},{"$f":"Chiffrage!M121","v":0},"","Sans"]
[7,null,{"$f":"IF($D$71=$B$52,'OFFRE HPI M'!B233,IF(OR($D$71=$B$38,$D$71=$B$39),'Offre HPI - CAELIA'!B254,IF($D$71=$B$51,'Offre Strateo'!B174,IF($D$71=$B$40,'Offre S Compact - ERIA FIT IN'!B86,IF(OR($D$71=$B$36,$D$71=$B$37),'Offre SV200 - ERIA N DUO '!B111,IF(OR($D$71=$B$34,$D$71=$B$35),'Offre Alezio S - ERIA '!B171,IF(OR($D$71=$B$49,$D$71=$B$50),'Offre GSHP'!B217,IF($D$71=\"\",'Offre Alezio G hybrid'!B200,IF(OR($D$71=$B$45,$D$71=$B$46,$D$71=$B$47,$D$71=$B$48),'Offre HPI - G Hybrid'!B235,IF(OR($D$71=$B$41,$D$71=$B$42,$D$71=$B$43,$D$71=$B$44),'Offre Alezio O Hybrid'!B237,\"\"))))))))))","v":""},{"$f":"IF($D$71=$B$52,'OFFRE HPI M'!C233,IF(OR($D$71=$B$38,$D$71=$B$39),'Offre HPI - CAELIA'!C254,IF($D$71=$B$51,'Offre Strateo'!C174,IF($D$71=$B$40,'Offre S Compact - ERIA FIT IN'!C86,IF(OR($D$71=$B$36,$D$71=$B$37),'Offre SV200 - ERIA N DUO '!C111,IF(OR($D$71=$B$34,$D$71=$B$35),'Offre Alezio S - ERIA '!C171,IF(OR($D$71=$B$49,$D$71=$B$50),'Offre GSHP'!C217,IF($D$71=\"\",'Offre Alezio G hybrid'!C200,IF(OR($D$71=$B$45,$D$71=$B$46,$D$71=$B$47,$D$71=$B$48),'Offre HPI - G Hybrid'!C235,IF(OR($D$71=$B$41,$D$71=$B$42,$D$71=$B$43,$D$71=$B$44),'Offre Alezio O Hybrid'!C237,\"\"))))))))))","v":""},null,null,null,{"$f":"IF($D$71=$B$52,'OFFRE HPI M'!D233,IF(OR($D$71=$B$38,$D$71=$B$39),'Offre HPI - CAELIA'!D254,IF($D$71=$B$51,'Offre Strateo'!D174,IF($D$71=$B$40,'Offre S Compact - ERIA FIT IN'!D86,IF(OR($D$71=$B$36,$D$71=$B$37),'Offre SV200 - ERIA N DUO '!D111,IF(OR($D$71=$B$34,$D$71=$B$35),'Offre Alezio S - ERIA '!D171,IF(OR($D$71=$B$50,$D$71=$B$49),'Offre GSHP'!D217,IF($D$71=\"\",'Offre Alezio G hybrid'!D200,IF(OR($D$71=$B$45,$D$71=$B$46,$D$71=$B$47,$D$71=$B$48),'Offre HPI - G Hybrid'!D235,IF(OR($D$71=$B$41,$D$71=$B$42,$D$71=$B$43,$D$71=$B$44),'Offre Alezio O Hybrid'!D237,\"\"))))))))))","v":""},{"$f":"IF($D$71=$B$52,'OFFRE HPI M'!E233,IF(OR($D$71=$B$38,$D$71=$B$39),'Offre HPI - CAELIA'!E254,IF($D$71=$B$51,'Offre Strateo'!E174,IF($D$71=$B$40,'Offre S Compact - ERIA FIT IN'!E86,IF(OR($D$71=$B$36,$D$71=$B$37),'Offre SV200 - ERIA N DUO '!E111,IF(OR($D$71=$B$34,$D$71=$B$35),'Offre Alezio S - ERIA '!E171,IF(OR($D$71=$B$50,$D$71=$B$49),'Offre GSHP'!E217,IF($D$71=\"\",'Offre Alezio G hybrid'!E200,IF(OR($D$71=$B$45,$D$71=$B$46,$D$71=$B$47,$D$71=$B$48),'Offre HPI - G Hybrid'!E235,IF(OR($D$71=$B$41,$D$71=$B$42,$D$71=$B$43,$D$71=$B$44),'Offre Alezio O Hybrid'!E237,\"\"))))))))))","v":""},{"$f":"IF($D$71=$B$52,'OFFRE HPI M'!F233,IF(OR($D$71=$B$38,$D$71=$B$39),'Offre HPI - CAELIA'!F254,IF($D$71=$B$51,'Offre Strateo'!F174,IF($D$71=$B$40,'Offre S Compact - ERIA FIT IN'!F86,IF(OR($D$71=$B$36,$D$71=$B$37),'Offre SV200 - ERIA N DUO '!F111,IF(OR($D$71=$B$34,$D$71=$B$35),'Offre Alezio S - ERIA '!F171,IF(OR($D$71=$B$50,$D$71=$B$49),'Offre GSHP'!F217,IF($D$71=\"\",'Offre Alezio G hybrid'!F200,IF(OR($D$71=$B$45,$D$71=$B$46,$D$71=$B$47,$D$71=$B$48),'Offre HPI - G Hybrid'!F235,IF(OR($D$71=$B$41,$D$71=$B$42,$D$71=$B$43,$D$71=$B$44),'Offre Alezio O Hybrid'!F237,\"\"))))))))))","v":""},{"$f":"Chiffrage!M122","v":0},""]
[8,null,{"$f":"IF($D$71=$B$52,'OFFRE HPI M'!B234,IF(OR($D$71=$B$38,$D$71=$B$39),'Offre HPI - CAELIA'!B255,IF($D$71=$B$51,'Offre Strateo'!B175,IF($D$71=$B$40,'Offre S Compact - ERIA FIT IN'!B87,IF(OR($D$71=$B$36,$D$71=$B$37),'Offre SV200 - ERIA N DUO '!B112,IF(OR($D$71=$B$34,$D$71=$B$35),'Offre Alezio S - ERIA '!B172,IF(OR($D$71=$B$49,$D$71=$B$50),'Offre GSHP'!B218,IF($D$71=\"\",'Offre Alezio G hybrid'!B201,IF(OR($D$71=$B$45,$D$71=$B$46,$D$71=$B$47,$D$71=$B$48),'Offre HPI - G Hybrid'!B236,IF(OR($D$71=$B$41,$D$71=$B$42,$D$71=$B$43,$D$71=$B$44),'Offre Alezio O Hybrid'!B238,\"\"))))))))))","v":""},{"$f":"IF($D$71=$B$52,'OFFRE HPI M'!C234,IF(OR($D$71=$B$38,$D$71=$B$39),'Offre HPI - CAELIA'!C255,IF($D$71=$B$51,'Offre Strateo'!C175,IF($D$71=$B$40,'Offre S Compact - ERIA FIT IN'!C87,IF(OR($D$71=$B$36,$D$71=$B$37),'Offre SV200 - ERIA N DUO '!C112,IF(OR($D$71=$B$34,$D$71=$B$35),'Offre Alezio S - ERIA '!C172,IF(OR($D$71=$B$49,$D$71=$B$50),'Offre GSHP'!C218,IF($D$71=\"\",'Offre Alezio G hybrid'!C201,IF(OR($D$71=$B$45,$D$71=$B$46,$D$71=$B$47,$D$71=$B$48),'Offre HPI - G Hybrid'!C236,IF(OR($D$71=$B$41,$D$71=$B$42,$D$71=$B$43,$D$71=$B$44),'Offre Alezio O Hybrid'!C238,\"\"))))))))))","v":""},null,null,null,{"$f":"IF($D$71=$B$52,'OFFRE HPI M'!D234,IF(OR($D$71=$B$38,$D$71=$B$39),'Offre HPI - CAELIA'!D255,IF($D$71=$B$51,'Offre Strateo'!D175,IF($D$71=$B$40,'Offre S Compact - ERIA FIT IN'!D87,IF(OR($D$71=$B$36,$D$71=$B$37),'Offre SV200 - ERIA N DUO '!D112,IF(OR($D$71=$B$34,$D$71=$B$35),'Offre Alezio S - ERIA '!D172,IF(OR($D$71=$B$50,$D$71=$B$49),'Offre GSHP'!D218,IF($D$71=\"\",'Offre Alezio G hybrid'!D201,IF(OR($D$71=$B$45,$D$71=$B$46,$D$71=$B$47,$D$71=$B$48),'Offre HPI - G Hybrid'!D236,IF(OR($D$71=$B$41,$D$71=$B$42,$D$71=$B$43,$D$71=$B$44),'Offre Alezio O Hybrid'!D238,\"\"))))))))))","v":""},{"$f":"IF($D$71=$B$52,'OFFRE HPI M'!E234,IF(OR($D$71=$B$38,$D$71=$B$39),'Offre HPI - CAELIA'!E255,IF($D$71=$B$51,'Offre Strateo'!E175,IF($D$71=$B$40,'Offre S Compact - ERIA FIT IN'!E87,IF(OR($D$71=$B$36,$D$71=$B$37),'Offre SV200 - ERIA N DUO '!E112,IF(OR($D$71=$B$34,$D$71=$B$35),'Offre Alezio S - ERIA '!E172,IF(OR($D$71=$B$50,$D$71=$B$49),'Offre GSHP'!E218,IF($D$71=\"\",'Offre Alezio G hybrid'!E201,IF(OR($D$71=$B$45,$D$71=$B$46,$D$71=$B$47,$D$71=$B$48),'Offre HPI - G Hybrid'!E236,IF(OR($D$71=$B$41,$D$71=$B$42,$D$71=$B$43,$D$71=$B$44),'Offre Alezio O Hybrid'!E238,\"\"))))))))))","v":""},{"$f":"IF($D$71=$B$52,'OFFRE HPI M'!F234,IF(OR($D$71=$B$38,$D$71=$B$39),'Offre HPI - CAELIA'!F255,IF($D$71=$B$51,'Offre Strateo'!F175,IF($D$71=$B$40,'Offre S Compact - ERIA FIT IN'!F87,IF(OR($D$71=$B$36,$D$71=$B$37),'Offre SV200 - ERIA N DUO '!F112,IF(OR($D$71=$B$34,$D$71=$B$35),'Offre Alezio S - ERIA '!F172,IF(OR($D$71=$B$50,$D$71=$B$49),'Offre GSHP'!F218,IF($D$71=\"\",'Offre Alezio G hybrid'!F201,IF(OR($D$71=$B$45,$D$71=$B$46,$D$71=$B$47,$D$71=$B$48),'Offre HPI - G Hybrid'!F236,IF(OR($D$71=$B$41,$D$71=$B$42,$D$71=$B$43,$D$71=$B$44),'Offre Alezio O Hybrid'!F238,\"\"))))))))))","v":""},{"$f":"Chiffrage!M123","v":0},""]
[9,null,{"$f":"IF($D$71=$B$52,'OFFRE HPI M'!B235,IF(OR($D$71=$B$38,$D$71=$B$39),'Offre HPI - CAELIA'!B256,IF($D$71=$B$51,'Offre Strateo'!B176,IF($D$71=$B$40,'Offre S Compact - ERIA FIT IN'!B88,IF(OR($D$71=$B$36,$D$71=$B$37),'Offre SV200 - ERIA N DUO '!B113,IF(OR($D$71=$B$34,$D$71=$B$35),'Offre Alezio S - ERIA '!B173,IF(OR($D$71=$B$49,$D$71=$B$50),'Offre GSHP'!B219,IF($D$71=\"\",'Offre Alezio G hybrid'!B202,IF(OR($D$71=$B$45,$D$71=$B$46,$D$71=$B$47,$D$71=$B$48),'Offre HPI - G Hybrid'!B237,IF(OR($D$71=$B$41,$D$71=$B$42,$D$71=$B$43,$D$71=$B$44),'Offre Alezio O Hybrid'!B239,\"\"))))))))))","v":""},{"$f":"IF($D$71=$B$52,'OFFRE HPI M'!C235,IF(OR($D$71=$B$38,$D$71=$B$39),'Offre HPI - CAELIA'!C256,IF($D$71=$B$51,'Offre Strateo'!C176,IF($D$71=$B$40,'Offre S Compact - ERIA FIT IN'!C88,IF(OR($D$71=$B$36,$D$71=$B$37),'Offre SV200 - ERIA N DUO '!C113,IF(OR($D$71=$B$34,$D$71=$B$35),'Offre Alezio S - ERIA '!C173,IF(OR($D$71=$B$49,$D$71=$B$50),'Offre GSHP'!C219,IF($D$71=\"\",'Offre Alezio G hybrid'!C202,IF(OR($D$71=$B$45,$D$71=$B$46,$D$71=$B$47,$D$71=$B$48),'Offre HPI - G Hybrid'!C237,IF(OR($D$71=$B$41,$D$71=$B$42,$D$71=$B$43,$D$71=$B$44),'Offre Alezio O Hybrid'!C239,\"\"))))))))))","v":""},null,null,null,{"$f":"IF($D$71=$B$52,'OFFRE HPI M'!D235,IF(OR($D$71=$B$38,$D$71=$B$39),'Offre HPI - CAELIA'!D256,IF($D$71=$B$51,'Offre Strateo'!D176,IF($D$71=$B$40,'Offre S Compact - ERIA FIT IN'!D88,IF(OR($D$71=$B$36,$D$71=$B$37),'Offre SV200 - ERIA N DUO '!D113,IF(OR($D$71=$B$34,$D$71=$B$35),'Offre Alezio S - ERIA '!D173,IF(OR($D$71=$B$50,$D$71=$B$49),'Offre GSHP'!D219,IF($D$71=\"\",'Offre Alezio G hybrid'!D202,IF(OR($D$71=$B$45,$D$71=$B$46,$D$71=$B$47,$D$71=$B$48),'Offre HPI - G Hybrid'!D237,IF(OR($D$71=$B$41,$D$71=$B$42,$D$71=$B$43,$D$71=$B$44),'Offre Alezio O Hybrid'!D239,\"\"))))))))))","v":""},{"$f":"IF($D$71=$B$52,'OFFRE HPI M'!E235,IF(OR($D$71=$B$38,$D$71=$B$39),'Offre HPI - CAELIA'!E256,IF($D$71=$B$51,'Offre Strateo'!E176,IF($D$71=$B$40,'Offre S Compact - ERIA FIT IN'!E88,IF(OR($D$71=$B$36,$D$71=$B$37),'Offre SV200 - ERIA N DUO '!E113,IF(OR($D$71=$B$34,$D$71=$B$35),'Offre Alezio S - ERIA '!E173,IF(OR($D$71=$B$50,$D$71=$B$49),'Offre GSHP'!E219,IF($D$71=\"\",'Offre Alezio G hybrid'!E202,IF(OR($D$71=$B$45,$D$71=$B$46,$D$71=$B$47,$D$71=$B$48),'Offre HPI - G Hybrid'!E237,IF(OR($D$71=$B$41,$D$71=$B$42,$D$71=$B$43,$D$71=$B$44),'Offre Alezio O Hybrid'!E239,\"\"))))))))))","v":""},{"$f":"IF($D$71=$B$52,'OFFRE HPI M'!F235,IF(OR($D$71=$B$38,$D$71=$B$39),'Offre HPI - CAELIA'!F256,IF($D$71=$B$51,'Offre Strateo'!F176,IF($D$71=$B$40,'Offre S Compact - ERIA FIT IN'!F88,IF(OR($D$71=$B$36,$D$71=$B$37),'Offre SV200 - ERIA N DUO '!F113,IF(OR($D$71=$B$34,$D$71=$B$35),'Offre Alezio S - ERIA '!F173,IF(OR($D$71=$B$50,$D$71=$B$49),'Offre GSHP'!F219,IF($D$71=\"\",'Offre Alezio G hybrid'!F202,IF(OR($D$71=$B$45,$D$71=$B$46,$D$71=$B$47,$D$71=$B$48),'Offre HPI - G Hybrid'!F237,IF(OR($D$71=$B$41,$D$71=$B$42,$D$71=$B$43,$D$71=$B$44),'Offre Alezio O Hybrid'!F239,\"\"))))))))))","v":""},{"$f":"Chiffrage!M124","v":0},""]
[10,null,{"$f":"IF($D$71=$B$52,'OFFRE HPI M'!B236,IF(OR($D$71=$B$38,$D$71=$B$39),'Offre HPI - CAELIA'!B257,IF($D$71=$B$51,'Offre Strateo'!B177,IF($D$71=$B$40,'Offre S Compact - ERIA FIT IN'!B89,IF(OR($D$71=$B$36,$D$71=$B$37),'Offre SV200 - ERIA N DUO '!B114,IF(OR($D$71=$B$34,$D$71=$B$35),'Offre Alezio S - ERIA '!B174,IF(OR($D$71=$B$49,$D$71=$B$50),'Offre GSHP'!B220,IF($D$71=\"\",'Offre Alezio G hybrid'!B203,IF(OR($D$71=$B$45,$D$71=$B$46,$D$71=$B$47,$D$71=$B$48),'Offre HPI - G Hybrid'!B238,IF(OR($D$71=$B$41,$D$71=$B$42,$D$71=$B$43,$D$71=$B$44),'Offre Alezio O Hybrid'!B240,\"\"))))))))))","v":""},{"$f":"IF($D$71=$B$52,'OFFRE HPI M'!C236,IF(OR($D$71=$B$38,$D$71=$B$39),'Offre HPI - CAELIA'!C257,IF($D$71=$B$51,'Offre Strateo'!C177,IF($D$71=$B$40,'Offre S Compact - ERIA FIT IN'!C89,IF(OR($D$71=$B$36,$D$71=$B$37),'Offre SV200 - ERIA N DUO '!C114,IF(OR($D$71=$B$34,$D$71=$B$35),'Offre Alezio S - ERIA '!C174,IF(OR($D$71=$B$49,$D$71=$B$50),'Offre GSHP'!C220,IF($D$71=\"\",'Offre Alezio G hybrid'!C203,IF(OR($D$71=$B$45,$D$71=$B$46,$D$71=$B$47,$D$71=$B$48),'Offre HPI - G Hybrid'!C238,IF(OR($D$71=$B$41,$D$71=$B$42,$D$71=$B$43,$D$71=$B$44),'Offre Alezio O Hybrid'!C240,\"\"))))))))))","v":"Accessoires de mise en œuvre"},null,null,null,{"$f":"IF($D$71=$B$52,'OFFRE HPI M'!D236,IF(OR($D$71=$B$38,$D$71=$B$39),'Offre HPI - CAELIA'!D257,IF($D$71=$B$51,'Offre Strateo'!D177,IF($D$71=$B$40,'Offre S Compact - ERIA FIT IN'!D89,IF(OR($D$71=$B$36,$D$71=$B$37),'Offre SV200 - ERIA N DUO '!D114,IF(OR($D$71=$B$34,$D$71=$B$35),'Offre Alezio S - ERIA '!D174,IF(OR($D$71=$B$50,$D$71=$B$49),'Offre GSHP'!D220,IF($D$71=\"\",'Offre Alezio G hybrid'!D203,IF(OR($D$71=$B$45,$D$71=$B$46,$D$71=$B$47,$D$71=$B$48),'Offre HPI - G Hybrid'!D238,IF(OR($D$71=$B$41,$D$71=$B$42,$D$71=$B$43,$D$71=$B$44),'Offre Alezio O Hybrid'!D240,\"\"))))))))))","v":""},{"$f":"IF($D$71=$B$52,'OFFRE HPI M'!E236,IF(OR($D$71=$B$38,$D$71=$B$39),'Offre HPI - CAELIA'!E257,IF($D$71=$B$51,'Offre Strateo'!E177,IF($D$71=$B$40,'Offre S Compact - ERIA FIT IN'!E89,IF(OR($D$71=$B$36,$D$71=$B$37),'Offre SV200 - ERIA N DUO '!E114,IF(OR($D$71=$B$34,$D$71=$B$35),'Offre Alezio S - ERIA '!E174,IF(OR($D$71=$B$50,$D$71=$B$49),'Offre GSHP'!E220,IF($D$71=\"\",'Offre Alezio G hybrid'!E203,IF(OR($D$71=$B$45,$D$71=$B$46,$D$71=$B$47,$D$71=$B$48),'Offre HPI - G Hybrid'!E238,IF(OR($D$71=$B$41,$D$71=$B$42,$D$71=$B$43,$D$71=$B$44),'Offre Alezio O Hybrid'!E240,\"\"))))))))))","v":""},{"$f":"IF($D$71=$B$52,'OFFRE HPI M'!F236,IF(OR($D$71=$B$38,$D$71=$B$39),'Offre HPI - CAELIA'!F257,IF($D$71=$B$51,'Offre Strateo'!F177,IF($D$71=$B$40,'Offre S Compact - ERIA FIT IN'!F89,IF(OR($D$71=$B$36,$D$71=$B$37),'Offre SV200 - ERIA N DUO '!F114,IF(OR($D$71=$B$34,$D$71=$B$35),'Offre Alezio S - ERIA '!F174,IF(OR($D$71=$B$50,$D$71=$B$49),'Offre GSHP'!F220,IF($D$71=\"\",'Offre Alezio G hybrid'!F203,IF(OR($D$71=$B$45,$D$71=$B$46,$D$71=$B$47,$D$71=$B$48),'Offre HPI - G Hybrid'!F238,IF(OR($D$71=$B$41,$D$71=$B$42,$D$71=$B$43,$D$71=$B$44),'Offre Alezio O Hybrid'!F240,\"\"))))))))))","v":""},{"$f":"Chiffrage!M125","v":0},""]
[11,null,{"$f":"IF($D$71=$B$52,'OFFRE HPI M'!B237,IF(OR($D$71=$B$38,$D$71=$B$39),'Offre HPI - CAELIA'!B258,IF($D$71=$B$51,'Offre Strateo'!B178,IF($D$71=$B$40,'Offre S Compact - ERIA FIT IN'!B90,IF(OR($D$71=$B$36,$D$71=$B$37),'Offre SV200 - ERIA N DUO '!B115,IF(OR($D$71=$B$34,$D$71=$B$35),'Offre Alezio S - ERIA '!B175,IF(OR($D$71=$B$49,$D$71=$B$50),'Offre GSHP'!B221,IF($D$71=\"\",'Offre Alezio G hybrid'!B204,IF(OR($D$71=$B$45,$D$71=$B$46,$D$71=$B$47,$D$71=$B$48),'Offre HPI - G Hybrid'!B239,IF(OR($D$71=$B$41,$D$71=$B$42,$D$71=$B$43,$D$71=$B$44),'Offre Alezio O Hybrid'!B241,\"\"))))))))))","v":7694974},{"$f":"IF($D$71=$B$52,'OFFRE HPI M'!C237,IF(OR($D$71=$B$38,$D$71=$B$39),'Offre HPI - CAELIA'!C258,IF($D$71=$B$51,'Offre Strateo'!C178,IF($D$71=$B$40,'Offre S Compact - ERIA FIT IN'!C90,IF(OR($D$71=$B$36,$D$71=$B$37),'Offre SV200 - ERIA N DUO '!C115,IF(OR($D$71=$B$34,$D$71=$B$35),'Offre Alezio S - ERIA '!C175,IF(OR($D$71=$B$49,$D$71=$B$50),'Offre GSHP'!C221,IF($D$71=\"\",'Offre Alezio G hybrid'!C204,IF(OR($D$71=$B$45,$D$71=$B$46,$D$71=$B$47,$D$71=$B$48),'Offre HPI - G Hybrid'!C239,IF(OR($D$71=$B$41,$D$71=$B$42,$D$71=$B$43,$D$71=$B$44),'Offre Alezio O Hybrid'!C241,\"\"))))))))))","v":"SUPPORT AU SOL CAOUTCHOUC 600MM"},null,null,null,{"$f":"IF($D$71=$B$52,'OFFRE HPI M'!D237,IF(OR($D$71=$B$38,$D$71=$B$39),'Offre HPI - CAELIA'!D258,IF($D$71=$B$51,'Offre Strateo'!D178,IF($D$71=$B$40,'Offre S Compact - ERIA FIT IN'!D90,IF(OR($D$71=$B$36,$D$71=$B$37),'Offre SV200 - ERIA N DUO '!D115,IF(OR($D$71=$B$34,$D$71=$B$35),'Offre Alezio S - ERIA '!D175,IF(OR($D$71=$B$50,$D$71=$B$49),'Offre GSHP'!D221,IF($D$71=\"\",'Offre Alezio G hybrid'!D204,IF(OR($D$71=$B$45,$D$71=$B$46,$D$71=$B$47,$D$71=$B$48),'Offre HPI - G Hybrid'!D239,IF(OR($D$71=$B$41,$D$71=$B$42,$D$71=$B$43,$D$71=$B$44),'Offre Alezio O Hybrid'!D241,\"\"))))))))))","v":"EH879"},{"$f":"IF($D$71=$B$52,'OFFRE HPI M'!E237,IF(OR($D$71=$B$38,$D$71=$B$39),'Offre HPI - CAELIA'!E258,IF($D$71=$B$51,'Offre Strateo'!E178,IF($D$71=$B$40,'Offre S Compact - ERIA FIT IN'!E90,IF(OR($D$71=$B$36,$D$71=$B$37),'Offre SV200 - ERIA N DUO '!E115,IF(OR($D$71=$B$34,$D$71=$B$35),'Offre Alezio S - ERIA '!E175,IF(OR($D$71=$B$50,$D$71=$B$49),'Offre GSHP'!E221,IF($D$71=\"\",'Offre Alezio G hybrid'!E204,IF(OR($D$71=$B$45,$D$71=$B$46,$D$71=$B$47,$D$71=$B$48),'Offre HPI - G Hybrid'!E239,IF(OR($D$71=$B$41,$D$71=$B$42,$D$71=$B$43,$D$71=$B$44),'Offre Alezio O Hybrid'!E241,\"\"))))))))))","v":119},{"$f":"IF($D$71=$B$52,'OFFRE HPI M'!F237,IF(OR($D$71=$B$38,$D$71=$B$39),'Offre HPI - CAELIA'!F258,IF($D$71=$B$51,'Offre Strateo'!F178,IF($D$71=$B$40,'Offre S Compact - ERIA FIT IN'!F90,IF(OR($D$71=$B$36,$D$71=$B$37),'Offre SV200 - ERIA N DUO '!F115,IF(OR($D$71=$B$34,$D$71=$B$35),'Offre Alezio S - ERIA '!F175,IF(OR($D$71=$B$50,$D$71=$B$49),'Offre GSHP'!F221,IF($D$71=\"\",'Offre Alezio G hybrid'!F204,IF(OR($D$71=$B$45,$D$71=$B$46,$D$71=$B$47,$D$71=$B$48),'Offre HPI - G Hybrid'!F239,IF(OR($D$71=$B$41,$D$71=$B$42,$D$71=$B$43,$D$71=$B$44),'Offre Alezio O Hybrid'!F241,\"\"))))))))))","v":1},{"$f":"Chiffrage!M126","v":0},119]
[12,null,{"$f":"IF($D$71=$B$52,'OFFRE HPI M'!B238,IF(OR($D$71=$B$38,$D$71=$B$39),'Offre HPI - CAELIA'!B259,IF($D$71=$B$51,'Offre Strateo'!B179,IF($D$71=$B$40,'Offre S Compact - ERIA FIT IN'!B91,IF(OR($D$71=$B$36,$D$71=$B$37),'Offre SV200 - ERIA N DUO '!B116,IF(OR($D$71=$B$34,$D$71=$B$35),'Offre Alezio S - ERIA '!B176,IF(OR($D$71=$B$49,$D$71=$B$50),'Offre GSHP'!B222,IF($D$71=\"\",'Offre Alezio G hybrid'!B205,IF(OR($D$71=$B$45,$D$71=$B$46,$D$71=$B$47,$D$71=$B$48),'Offre HPI - G Hybrid'!B240,IF(OR($D$71=$B$41,$D$71=$B$42,$D$71=$B$43,$D$71=$B$44),'Offre Alezio O Hybrid'!B242,\"\"))))))))))","v":7681480},{"$f":"IF($D$71=$B$52,'OFFRE HPI M'!C238,IF(OR($D$71=$B$38,$D$71=$B$39),'Offre HPI - CAELIA'!C259,IF($D$71=$B$51,'Offre Strateo'!C179,IF($D$71=$B$40,'Offre S Compact - ERIA FIT IN'!C91,IF(OR($D$71=$B$36,$D$71=$B$37),'Offre SV200 - ERIA N DUO '!C116,IF(OR($D$71=$B$34,$D$71=$B$35),'Offre Alezio S - ERIA '!C176,IF(OR($D$71=$B$49,$D$71=$B$50),'Offre GSHP'!C222,IF($D$71=\"\",'Offre Alezio G hybrid'!C205,IF(OR($D$71=$B$45,$D$71=$B$46,$D$71=$B$47,$D$71=$B$48),'Offre HPI - G Hybrid'!C240,IF(OR($D$71=$B$41,$D$71=$B$42,$D$71=$B$43,$D$71=$B$44),'Offre Alezio O Hybrid'!C242,\"\"))))))))))","v":"KIT DOSSERET REMPLISSAGE AUTOMATIQUE"},null,null,null,{"$f":"IF($D$71=$B$52,'OFFRE HPI M'!D238,IF(OR($D$71=$B$38,$D$71=$B$39),'Offre HPI - CAELIA'!D259,IF($D$71=$B$51,'Offre Strateo'!D179,IF($D$71=$B$40,'Offre S Compact - ERIA FIT IN'!D91,IF(OR($D$71=$B$36,$D$71=$B$37),'Offre SV200 - ERIA N DUO '!D116,IF(OR($D$71=$B$34,$D$71=$B$35),'Offre Alezio S - ERIA '!D176,IF(OR($D$71=$B$50,$D$71=$B$49),'Offre GSHP'!D222,IF($D$71=\"\",'Offre Alezio G hybrid'!D205,IF(OR($D$71=$B$45,$D$71=$B$46,$D$71=$B$47,$D$71=$B$48),'Offre HPI - G Hybrid'!D240,IF(OR($D$71=$B$41,$D$71=$B$42,$D$71=$B$43,$D$71=$B$44),'Offre Alezio O Hybrid'!D242,\"\"))))))))))","v":"EH726"},{"$f":"IF($D$71=$B$52,'OFFRE HPI M'!E238,IF(OR($D$71=$B$38,$D$71=$B$39),'Offre HPI - CAELIA'!E259,IF($D$71=$B$51,'Offre Strateo'!E179,IF($D$71=$B$40,'Offre S Compact - ERIA FIT IN'!E91,IF(OR($D$71=$B$36,$D$71=$B$37),'Offre SV200 - ERIA N DUO '!E116,IF(OR($D$71=$B$34,$D$71=$B$35),'Offre Alezio S - ERIA '!E176,IF(OR($D$71=$B$50,$D$71=$B$49),'Offre GSHP'!E222,IF($D$71=\"\",'Offre Alezio G hybrid'!E205,IF(OR($D$71=$B$45,$D$71=$B$46,$D$71=$B$47,$D$71=$B$48),'Offre HPI - G Hybrid'!E240,IF(OR($D$71=$B$41,$D$71=$B$42,$D$71=$B$43,$D$71=$B$44),'Offre Alezio O Hybrid'!E242,\"\"))))))))))","v":256},{"$f":"IF($D$71=$B$52,'OFFRE HPI M'!F238,IF(OR($D$71=$B$38,$D$71=$B$39),'Offre HPI - CAELIA'!F259,IF($D$71=$B$51,'Offre Strateo'!F179,IF($D$71=$B$40,'Offre S Compact - ERIA FIT IN'!F91,IF(OR($D$71=$B$36,$D$71=$B$37),'Offre SV200 - ERIA N DUO '!F116,IF(OR($D$71=$B$34,$D$71=$B$35),'Offre Alezio S - ERIA '!F176,IF(OR($D$71=$B$50,$D$71=$B$49),'Offre GSHP'!F222,IF($D$71=\"\",'Offre Alezio G hybrid'!F205,IF(OR($D$71=$B$45,$D$71=$B$46,$D$71=$B$47,$D$71=$B$48),'Offre HPI - G Hybrid'!F240,IF(OR($D$71=$B$41,$D$71=$B$42,$D$71=$B$43,$D$71=$B$44),'Offre Alezio O Hybrid'!F242,\"\"))))))))))","v":""},{"$f":"Chiffrage!M127","v":0},""]
[13,null,{"$f":"IF($D$71=$B$52,'OFFRE HPI M'!B239,IF(OR($D$71=$B$38,$D$71=$B$39),'Offre HPI - CAELIA'!B260,IF($D$71=$B$51,'Offre Strateo'!B180,IF($D$71=$B$40,'Offre S Compact - ERIA FIT IN'!B92,IF(OR($D$71=$B$36,$D$71=$B$37),'Offre SV200 - ERIA N DUO '!B117,IF(OR($D$71=$B$34,$D$71=$B$35),'Offre Alezio S - ERIA '!B177,IF(OR($D$71=$B$49,$D$71=$B$50),'Offre GSHP'!B223,IF($D$71=\"\",'Offre Alezio G hybrid'!B206,IF(OR($D$71=$B$45,$D$71=$B$46,$D$71=$B$47,$D$71=$B$48),'Offre HPI - G Hybrid'!B241,IF(OR($D$71=$B$41,$D$71=$B$42,$D$71=$B$43,$D$71=$B$44),'Offre Alezio O Hybrid'!B243,\"\"))))))))))","v":""},{"$f":"IF($D$71=$B$52,'OFFRE HPI M'!C239,IF(OR($D$71=$B$38,$D$71=$B$39),'Offre HPI - CAELIA'!C260,IF($D$71=$B$51,'Offre Strateo'!C180,IF($D$71=$B$40,'Offre S Compact - ERIA FIT IN'!C92,IF(OR($D$71=$B$36,$D$71=$B$37),'Offre SV200 - ERIA N DUO '!C117,IF(OR($D$71=$B$34,$D$71=$B$35),'Offre Alezio S - ERIA '!C177,IF(OR($D$71=$B$49,$D$71=$B$50),'Offre GSHP'!C223,IF($D$71=\"\",'Offre Alezio G hybrid'!C206,IF(OR($D$71=$B$45,$D$71=$B$46,$D$71=$B$47,$D$71=$B$48),'Offre HPI - G Hybrid'!C241,IF(OR($D$71=$B$41,$D$71=$B$42,$D$71=$B$43,$D$71=$B$44),'Offre Alezio O Hybrid'!C243,\"\"))))))))))","v":""},null,null,null,{"$f":"IF($D$71=$B$52,'OFFRE HPI M'!D239,IF(OR($D$71=$B$38,$D$71=$B$39),'Offre HPI - CAELIA'!D260,IF($D$71=$B$51,'Offre Strateo'!D180,IF($D$71=$B$40,'Offre S Compact - ERIA FIT IN'!D92,IF(OR($D$71=$B$36,$D$71=$B$37),'Offre SV200 - ERIA N DUO '!D117,IF(OR($D$71=$B$34,$D$71=$B$35),'Offre Alezio S - ERIA '!D177,IF(OR($D$71=$B$50,$D$71=$B$49),'Offre GSHP'!D223,IF($D$71=\"\",'Offre Alezio G hybrid'!D206,IF(OR($D$71=$B$45,$D$71=$B$46,$D$71=$B$47,$D$71=$B$48),'Offre HPI - G Hybrid'!D241,IF(OR($D$71=$B$41,$D$71=$B$42,$D$71=$B$43,$D$71=$B$44),'Offre Alezio O Hybrid'!D243,\"\"))))))))))","v":""},{"$f":"IF($D$71=$B$52,'OFFRE HPI M'!E239,IF(OR($D$71=$B$38,$D$71=$B$39),'Offre HPI - CAELIA'!E260,IF($D$71=$B$51,'Offre Strateo'!E180,IF($D$71=$B$40,'Offre S Compact - ERIA FIT IN'!E92,IF(OR($D$71=$B$36,$D$71=$B$37),'Offre SV200 - ERIA N DUO '!E117,IF(OR($D$71=$B$34,$D$71=$B$35),'Offre Alezio S - ERIA '!E177,IF(OR($D$71=$B$50,$D$71=$B$49),'Offre GSHP'!E223,IF($D$71=\"\",'Offre Alezio G hybrid'!E206,IF(OR($D$71=$B$45,$D$71=$B$46,$D$71=$B$47,$D$71=$B$48),'Offre HPI - G Hybrid'!E241,IF(OR($D$71=$B$41,$D$71=$B$42,$D$71=$B$43,$D$71=$B$44),'Offre Alezio O Hybrid'!E243,\"\"))))))))))","v":""},{"$f":"IF($D$71=$B$52,'OFFRE HPI M'!F239,IF(OR($D$71=$B$38,$D$71=$B$39),'Offre HPI - CAELIA'!F260,IF($D$71=$B$51,'Offre Strateo'!F180,IF($D$71=$B$40,'Offre S Compact - ERIA FIT IN'!F92,IF(OR($D$71=$B$36,$D$71=$B$37),'Offre SV200 - ERIA N DUO '!F117,IF(OR($D$71=$B$34,$D$71=$B$35),'Offre Alezio S - ERIA '!F177,IF(OR($D$71=$B$50,$D$71=$B$49),'Offre GSHP'!F223,IF($D$71=\"\",'Offre Alezio G hybrid'!F206,IF(OR($D$71=$B$45,$D$71=$B$46,$D$71=$B$47,$D$71=$B$48),'Offre HPI - G Hybrid'!F241,IF(OR($D$71=$B$41,$D$71=$B$42,$D$71=$B$43,$D$71=$B$44),'Offre Alezio O Hybrid'!F243,\"\"))))))))))","v":""},{"$f":"Chiffrage!M128","v":0},""]
[14,null,{"$f":"IF($D$71=$B$52,'OFFRE HPI M'!B240,IF(OR($D$71=$B$38,$D$71=$B$39),'Offre HPI - CAELIA'!B261,IF($D$71=$B$51,'Offre Strateo'!B181,IF($D$71=$B$40,'Offre S Compact - ERIA FIT IN'!B93,IF(OR($D$71=$B$36,$D$71=$B$37),'Offre SV200 - ERIA N DUO '!B118,IF(OR($D$71=$B$34,$D$71=$B$35),'Offre Alezio S - ERIA '!B178,IF(OR($D$71=$B$49,$D$71=$B$50),'Offre GSHP'!B224,IF($D$71=\"\",'Offre Alezio G hybrid'!B207,IF(OR($D$71=$B$45,$D$71=$B$46,$D$71=$B$47,$D$71=$B$48),'Offre HPI - G Hybrid'!B242,IF(OR($D$71=$B$41,$D$71=$B$42,$D$71=$B$43,$D$71=$B$44),'Offre Alezio O Hybrid'!B244,\"\"))))))))))","v":""},{"$f":"IF($D$71=$B$52,'OFFRE HPI M'!C240,IF(OR($D$71=$B$38,$D$71=$B$39),'Offre HPI - CAELIA'!C261,IF($D$71=$B$51,'Offre Strateo'!C181,IF($D$71=$B$40,'Offre S Compact - ERIA FIT IN'!C93,IF(OR($D$71=$B$36,$D$71=$B$37),'Offre SV200 - ERIA N DUO '!C118,IF(OR($D$71=$B$34,$D$71=$B$35),'Offre Alezio S - ERIA '!C178,IF(OR($D$71=$B$49,$D$71=$B$50),'Offre GSHP'!C224,IF($D$71=\"\",'Offre Alezio G hybrid'!C207,IF(OR($D$71=$B$45,$D$71=$B$46,$D$71=$B$47,$D$71=$B$48),'Offre HPI - G Hybrid'!C242,IF(OR($D$71=$B$41,$D$71=$B$42,$D$71=$B$43,$D$71=$B$44),'Offre Alezio O Hybrid'!C244,\"\"))))))))))","v":"Liaison hydraulique  & Ballon tampon"},null,null,null,{"$f":"IF($D$71=$B$52,'OFFRE HPI M'!D240,IF(OR($D$71=$B$38,$D$71=$B$39),'Offre HPI - CAELIA'!D261,IF($D$71=$B$51,'Offre Strateo'!D181,IF($D$71=$B$40,'Offre S Compact - ERIA FIT IN'!D93,IF(OR($D$71=$B$36,$D$71=$B$37),'Offre SV200 - ERIA N DUO '!D118,IF(OR($D$71=$B$34,$D$71=$B$35),'Offre Alezio S - ERIA '!D178,IF(OR($D$71=$B$50,$D$71=$B$49),'Offre GSHP'!D224,IF($D$71=\"\",'Offre Alezio G hybrid'!D207,IF(OR($D$71=$B$45,$D$71=$B$46,$D$71=$B$47,$D$71=$B$48),'Offre HPI - G Hybrid'!D242,IF(OR($D$71=$B$41,$D$71=$B$42,$D$71=$B$43,$D$71=$B$44),'Offre Alezio O Hybrid'!D244,\"\"))))))))))","v":""},{"$f":"IF($D$71=$B$52,'OFFRE HPI M'!E240,IF(OR($D$71=$B$38,$D$71=$B$39),'Offre HPI - CAELIA'!E261,IF($D$71=$B$51,'Offre Strateo'!E181,IF($D$71=$B$40,'Offre S Compact - ERIA FIT IN'!E93,IF(OR($D$71=$B$36,$D$71=$B$37),'Offre SV200 - ERIA N DUO '!E118,IF(OR($D$71=$B$34,$D$71=$B$35),'Offre Alezio S - ERIA '!E178,IF(OR($D$71=$B$50,$D$71=$B$49),'Offre GSHP'!E224,IF($D$71=\"\",'Offre Alezio G hybrid'!E207,IF(OR($D$71=$B$45,$D$71=$B$46,$D$71=$B$47,$D$71=$B$48),'Offre HPI - G Hybrid'!E242,IF(OR($D$71=$B$41,$D$71=$B$42,$D$71=$B$43,$D$71=$B$44),'Offre Alezio O Hybrid'!E244,\"\"))))))))))","v":""},{"$f":"IF($D$71=$B$52,'OFFRE HPI M'!F240,IF(OR($D$71=$B$38,$D$71=$B$39),'Offre HPI - CAELIA'!F261,IF($D$71=$B$51,'Offre Strateo'!F181,IF($D$71=$B$40,'Offre S Compact - ERIA FIT IN'!F93,IF(OR($D$71=$B$36,$D$71=$B$37),'Offre SV200 - ERIA N DUO '!F118,IF(OR($D$71=$B$34,$D$71=$B$35),'Offre Alezio S - ERIA '!F178,IF(OR($D$71=$B$50,$D$71=$B$49),'Offre GSHP'!F224,IF($D$71=\"\",'Offre Alezio G hybrid'!F207,IF(OR($D$71=$B$45,$D$71=$B$46,$D$71=$B$47,$D$71=$B$48),'Offre HPI - G Hybrid'!F242,IF(OR($D$71=$B$41,$D$71=$B$42,$D$71=$B$43,$D$71=$B$44),'Offre Alezio O Hybrid'!F244,\"\"))))))))))","v":""},{"$f":"Chiffrage!M129","v":0},""]
[15,null,{"$f":"IF($D$71=$B$52,'OFFRE HPI M'!B241,IF(OR($D$71=$B$38,$D$71=$B$39),'Offre HPI - CAELIA'!B262,IF($D$71=$B$51,'Offre Strateo'!B182,IF($D$71=$B$40,'Offre S Compact - ERIA FIT IN'!B94,IF(OR($D$71=$B$36,$D$71=$B$37),'Offre SV200 - ERIA N DUO '!B119,IF(OR($D$71=$B$34,$D$71=$B$35),'Offre Alezio S - ERIA '!B179,IF(OR($D$71=$B$49,$D$71=$B$50),'Offre GSHP'!B225,IF($D$71=\"\",'Offre Alezio G hybrid'!B208,IF(OR($D$71=$B$45,$D$71=$B$46,$D$71=$B$47,$D$71=$B$48),'Offre HPI - G Hybrid'!B243,IF(OR($D$71=$B$41,$D$71=$B$42,$D$71=$B$43,$D$71=$B$44),'Offre Alezio O Hybrid'!B245,\"\"))))))))))","v":100001369},{"$f":"IF($D$71=$B$52,'OFFRE HPI M'!C241,IF(OR($D$71=$B$38,$D$71=$B$39),'Offre HPI - CAELIA'!C262,IF($D$71=$B$51,'Offre Strateo'!C182,IF($D$71=$B$40,'Offre S Compact - ERIA FIT IN'!C94,IF(OR($D$71=$B$36,$D$71=$B$37),'Offre SV200 - ERIA N DUO '!C119,IF(OR($D$71=$B$34,$D$71=$B$35),'Offre Alezio S - ERIA '!C179,IF(OR($D$71=$B$49,$D$71=$B$50),'Offre GSHP'!C225,IF($D$71=\"\",'Offre Alezio G hybrid'!C208,IF(OR($D$71=$B$45,$D$71=$B$46,$D$71=$B$47,$D$71=$B$48),'Offre HPI - G Hybrid'!C243,IF(OR($D$71=$B$41,$D$71=$B$42,$D$71=$B$43,$D$71=$B$44),'Offre Alezio O Hybrid'!C245,\"\"))))))))))","v":"KIT LIAISON HYDRAULIQUE 1M "},null,null,null,{"$f":"IF($D$71=$B$52,'OFFRE HPI M'!D241,IF(OR($D$71=$B$38,$D$71=$B$39),'Offre HPI - CAELIA'!D262,IF($D$71=$B$51,'Offre Strateo'!D182,IF($D$71=$B$40,'Offre S Compact - ERIA FIT IN'!D94,IF(OR($D$71=$B$36,$D$71=$B$37),'Offre SV200 - ERIA N DUO '!D119,IF(OR($D$71=$B$34,$D$71=$B$35),'Offre Alezio S - ERIA '!D179,IF(OR($D$71=$B$50,$D$71=$B$49),'Offre GSHP'!D225,IF($D$71=\"\",'Offre Alezio G hybrid'!D208,IF(OR($D$71=$B$45,$D$71=$B$46,$D$71=$B$47,$D$71=$B$48),'Offre HPI - G Hybrid'!D243,IF(OR($D$71=$B$41,$D$71=$B$42,$D$71=$B$43,$D$71=$B$44),'Offre Alezio O Hybrid'!D245,\"\"))))))))))","v":"EH19"},{"$f":"IF($D$71=$B$52,'OFFRE HPI M'!E241,IF(OR($D$71=$B$38,$D$71=$B$39),'Offre HPI - CAELIA'!E262,IF($D$71=$B$51,'Offre Strateo'!E182,IF($D$71=$B$40,'Offre S Compact - ERIA FIT IN'!E94,IF(OR($D$71=$B$36,$D$71=$B$37),'Offre SV200 - ERIA N DUO '!E119,IF(OR($D$71=$B$34,$D$71=$B$35),'Offre Alezio S - ERIA '!E179,IF(OR($D$71=$B$50,$D$71=$B$49),'Offre GSHP'!E225,IF($D$71=\"\",'Offre Alezio G hybrid'!E208,IF(OR($D$71=$B$45,$D$71=$B$46,$D$71=$B$47,$D$71=$B$48),'Offre HPI - G Hybrid'!E243,IF(OR($D$71=$B$41,$D$71=$B$42,$D$71=$B$43,$D$71=$B$44),'Offre Alezio O Hybrid'!E245,\"\"))))))))))","v":48},{"$f":"IF($D$71=$B$52,'OFFRE HPI M'!F241,IF(OR($D$71=$B$38,$D$71=$B$39),'Offre HPI - CAELIA'!F262,IF($D$71=$B$51,'Offre Strateo'!F182,IF($D$71=$B$40,'Offre S Compact - ERIA FIT IN'!F94,IF(OR($D$71=$B$36,$D$71=$B$37),'Offre SV200 - ERIA N DUO '!F119,IF(OR($D$71=$B$34,$D$71=$B$35),'Offre Alezio S - ERIA '!F179,IF(OR($D$71=$B$50,$D$71=$B$49),'Offre GSHP'!F225,IF($D$71=\"\",'Offre Alezio G hybrid'!F208,IF(OR($D$71=$B$45,$D$71=$B$46,$D$71=$B$47,$D$71=$B$48),'Offre HPI - G Hybrid'!F243,IF(OR($D$71=$B$41,$D$71=$B$42,$D$71=$B$43,$D$71=$B$44),'Offre Alezio O Hybrid'!F245,\"\"))))))))))","v":1},{"$f":"Chiffrage!M130","v":0},48]
[16,null,{"$f":"IF($D$71=$B$52,'OFFRE HPI M'!B242,IF(OR($D$71=$B$38,$D$71=$B$39),'Offre HPI - CAELIA'!B263,IF($D$71=$B$51,'Offre Strateo'!B183,IF($D$71=$B$40,'Offre S Compact - ERIA FIT IN'!B95,IF(OR($D$71=$B$36,$D$71=$B$37),'Offre SV200 - ERIA N DUO '!B120,IF(OR($D$71=$B$34,$D$71=$B$35),'Offre Alezio S - ERIA '!B180,IF(OR($D$71=$B$49,$D$71=$B$50),'Offre GSHP'!B226,IF($D$71=\"\",'Offre Alezio G hybrid'!B209,IF(OR($D$71=$B$45,$D$71=$B$46,$D$71=$B$47,$D$71=$B$48),'Offre HPI - G Hybrid'!B244,IF(OR($D$71=$B$41,$D$71=$B$42,$D$71=$B$43,$D$71=$B$44),'Offre Alezio O Hybrid'!B246,\"\"))))))))))","v":100008841},{"$f":"IF($D$71=$B$52,'OFFRE HPI M'!C242,IF(OR($D$71=$B$38,$D$71=$B$39),'Offre HPI - CAELIA'!C263,IF($D$71=$B$51,'Offre Strateo'!C183,IF($D$71=$B$40,'Offre S Compact - ERIA FIT IN'!C95,IF(OR($D$71=$B$36,$D$71=$B$37),'Offre SV200 - ERIA N DUO '!C120,IF(OR($D$71=$B$34,$D$71=$B$35),'Offre Alezio S - ERIA '!C180,IF(OR($D$71=$B$49,$D$71=$B$50),'Offre GSHP'!C226,IF($D$71=\"\",'Offre Alezio G hybrid'!C209,IF(OR($D$71=$B$45,$D$71=$B$46,$D$71=$B$47,$D$71=$B$48),'Offre HPI - G Hybrid'!C244,IF(OR($D$71=$B$41,$D$71=$B$42,$D$71=$B$43,$D$71=$B$44),'Offre Alezio O Hybrid'!C246,\"\"))))))))))","v":"BALLON TAMPON 80L B 80 T"},null,null,null,{"$f":"IF($D$71=$B$52,'OFFRE HPI M'!D242,IF(OR($D$71=$B$38,$D$71=$B$39),'Offre HPI - CAELIA'!D263,IF($D$71=$B$51,'Offre Strateo'!D183,IF($D$71=$B$40,'Offre S Compact - ERIA FIT IN'!D95,IF(OR($D$71=$B$36,$D$71=$B$37),'Offre SV200 - ERIA N DUO '!D120,IF(OR($D$71=$B$34,$D$71=$B$35),'Offre Alezio S - ERIA '!D180,IF(OR($D$71=$B$50,$D$71=$B$49),'Offre GSHP'!D226,IF($D$71=\"\",'Offre Alezio G hybrid'!D209,IF(OR($D$71=$B$45,$D$71=$B$46,$D$71=$B$47,$D$71=$B$48),'Offre HPI - G Hybrid'!D244,IF(OR($D$71=$B$41,$D$71=$B$42,$D$71=$B$43,$D$71=$B$44),'Offre Alezio O Hybrid'!D246,\"\"))))))))))","v":"EH85"},{"$f":"IF($D$71=$B$52,'OFFRE HPI M'!E242,IF(OR($D$71=$B$38,$D$71=$B$39),'Offre HPI - CAELIA'!E263,IF($D$71=$B$51,'Offre Strateo'!E183,IF($D$71=$B$40,'Offre S Compact - ERIA FIT IN'!E95,IF(OR($D$71=$B$36,$D$71=$B$37),'Offre SV200 - ERIA N DUO '!E120,IF(OR($D$71=$B$34,$D$71=$B$35),'Offre Alezio S - ERIA '!E180,IF(OR($D$71=$B$50,$D$71=$B$49),'Offre GSHP'!E226,IF($D$71=\"\",'Offre Alezio G hybrid'!E209,IF(OR($D$71=$B$45,$D$71=$B$46,$D$71=$B$47,$D$71=$B$48),'Offre HPI - G Hybrid'!E244,IF(OR($D$71=$B$41,$D$71=$B$42,$D$71=$B$43,$D$71=$B$44),'Offre Alezio O Hybrid'!E246,\"\"))))))))))","v":572},{"$f":"IF($D$71=$B$52,'OFFRE HPI M'!F242,IF(OR($D$71=$B$38,$D$71=$B$39),'Offre HPI - CAELIA'!F263,IF($D$71=$B$51,'Offre Strateo'!F183,IF($D$71=$B$40,'Offre S Compact - ERIA FIT IN'!F95,IF(OR($D$71=$B$36,$D$71=$B$37),'Offre SV200 - ERIA N DUO '!F120,IF(OR($D$71=$B$34,$D$71=$B$35),'Offre Alezio S - ERIA '!F180,IF(OR($D$71=$B$50,$D$71=$B$49),'Offre GSHP'!F226,IF($D$71=\"\",'Offre Alezio G hybrid'!F209,IF(OR($D$71=$B$45,$D$71=$B$46,$D$71=$B$47,$D$71=$B$48),'Offre HPI - G Hybrid'!F244,IF(OR($D$71=$B$41,$D$71=$B$42,$D$71=$B$43,$D$71=$B$44),'Offre Alezio O Hybrid'!F246,\"\"))))))))))","v":1},{"$f":"Chiffrage!M131","v":0},572]
[17,null,{"$f":"IF($D$71=$B$52,'OFFRE HPI M'!B243,IF(OR($D$71=$B$38,$D$71=$B$39),'Offre HPI - CAELIA'!B264,IF($D$71=$B$51,'Offre Strateo'!B184,IF($D$71=$B$40,'Offre S Compact - ERIA FIT IN'!B96,IF(OR($D$71=$B$36,$D$71=$B$37),'Offre SV200 - ERIA N DUO '!B121,IF(OR($D$71=$B$34,$D$71=$B$35),'Offre Alezio S - ERIA '!B181,IF(OR($D$71=$B$49,$D$71=$B$50),'Offre GSHP'!B227,IF($D$71=\"\",'Offre Alezio G hybrid'!B210,IF(OR($D$71=$B$45,$D$71=$B$46,$D$71=$B$47,$D$71=$B$48),'Offre HPI - G Hybrid'!B245,IF(OR($D$71=$B$41,$D$71=$B$42,$D$71=$B$43,$D$71=$B$44),'Offre Alezio O Hybrid'!B247,\"\"))))))))))","v":100004415},{"$f":"IF($D$71=$B$52,'OFFRE HPI M'!C243,IF(OR($D$71=$B$38,$D$71=$B$39),'Offre HPI - CAELIA'!C264,IF($D$71=$B$51,'Offre Strateo'!C184,IF($D$71=$B$40,'Offre S Compact - ERIA FIT IN'!C96,IF(OR($D$71=$B$36,$D$71=$B$37),'Offre SV200 - ERIA N DUO '!C121,IF(OR($D$71=$B$34,$D$71=$B$35),'Offre Alezio S - ERIA '!C181,IF(OR($D$71=$B$49,$D$71=$B$50),'Offre GSHP'!C227,IF($D$71=\"\",'Offre Alezio G hybrid'!C210,IF(OR($D$71=$B$45,$D$71=$B$46,$D$71=$B$47,$D$71=$B$48),'Offre HPI - G Hybrid'!C245,IF(OR($D$71=$B$41,$D$71=$B$42,$D$71=$B$43,$D$71=$B$44),'Offre Alezio O Hybrid'!C247,\"\"))))))))))","v":"BALLON TAMPON 160L B 150 T"},null,null,null,{"$f":"IF($D$71=$B$52,'OFFRE HPI M'!D243,IF(OR($D$71=$B$38,$D$71=$B$39),'Offre HPI - CAELIA'!D264,IF($D$71=$B$51,'Offre Strateo'!D184,IF($D$71=$B$40,'Offre S Compact - ERIA FIT IN'!D96,IF(OR($D$71=$B$36,$D$71=$B$37),'Offre SV200 - ERIA N DUO '!D121,IF(OR($D$71=$B$34,$D$71=$B$35),'Offre Alezio S - ERIA '!D181,IF(OR($D$71=$B$50,$D$71=$B$49),'Offre GSHP'!D227,IF($D$71=\"\",'Offre Alezio G hybrid'!D210,IF(OR($D$71=$B$45,$D$71=$B$46,$D$71=$B$47,$D$71=$B$48),'Offre HPI - G Hybrid'!D245,IF(OR($D$71=$B$41,$D$71=$B$42,$D$71=$B$43,$D$71=$B$44),'Offre Alezio O Hybrid'!D247,\"\"))))))))))","v":"EH60"},{"$f":"IF($D$71=$B$52,'OFFRE HPI M'!E243,IF(OR($D$71=$B$38,$D$71=$B$39),'Offre HPI - CAELIA'!E264,IF($D$71=$B$51,'Offre Strateo'!E184,IF($D$71=$B$40,'Offre S Compact - ERIA FIT IN'!E96,IF(OR($D$71=$B$36,$D$71=$B$37),'Offre SV200 - ERIA N DUO '!E121,IF(OR($D$71=$B$34,$D$71=$B$35),'Offre Alezio S - ERIA '!E181,IF(OR($D$71=$B$50,$D$71=$B$49),'Offre GSHP'!E227,IF($D$71=\"\",'Offre Alezio G hybrid'!E210,IF(OR($D$71=$B$45,$D$71=$B$46,$D$71=$B$47,$D$71=$B$48),'Offre HPI - G Hybrid'!E245,IF(OR($D$71=$B$41,$D$71=$B$42,$D$71=$B$43,$D$71=$B$44),'Offre Alezio O Hybrid'!E247,\"\"))))))))))","v":857},{"$f":"IF($D$71=$B$52,'OFFRE HPI M'!F243,IF(OR($D$71=$B$38,$D$71=$B$39),'Offre HPI - CAELIA'!F264,IF($D$71=$B$51,'Offre Strateo'!F184,IF($D$71=$B$40,'Offre S Compact - ERIA FIT IN'!F96,IF(OR($D$71=$B$36,$D$71=$B$37),'Offre SV200 - ERIA N DUO '!F121,IF(OR($D$71=$B$34,$D$71=$B$35),'Offre Alezio S - ERIA '!F181,IF(OR($D$71=$B$50,$D$71=$B$49),'Offre GSHP'!F227,IF($D$71=\"\",'Offre Alezio G hybrid'!F210,IF(OR($D$71=$B$45,$D$71=$B$46,$D$71=$B$47,$D$71=$B$48),'Offre HPI - G Hybrid'!F245,IF(OR($D$71=$B$41,$D$71=$B$42,$D$71=$B$43,$D$71=$B$44),'Offre Alezio O Hybrid'!F247,\"\"))))))))))","v":""},{"$f":"Chiffrage!M132","v":0},""]
[18,null,{"$f":"IF($D$71=$B$52,'OFFRE HPI M'!B244,IF(OR($D$71=$B$38,$D$71=$B$39),'Offre HPI - CAELIA'!B265,IF($D$71=$B$51,'Offre Strateo'!B185,IF($D$71=$B$40,'Offre S Compact - ERIA FIT IN'!B97,IF(OR($D$71=$B$36,$D$71=$B$37),'Offre SV200 - ERIA N DUO '!B122,IF(OR($D$71=$B$34,$D$71=$B$35),'Offre Alezio S - ERIA '!B182,IF(OR($D$71=$B$49,$D$71=$B$50),'Offre GSHP'!B228,IF($D$71=\"\",'Offre Alezio G hybrid'!B211,IF(OR($D$71=$B$45,$D$71=$B$46,$D$71=$B$47,$D$71=$B$48),'Offre HPI - G Hybrid'!B246,IF(OR($D$71=$B$41,$D$71=$B$42,$D$71=$B$43,$D$71=$B$44),'Offre Alezio O Hybrid'!B248,\"\"))))))))))","v":""},{"$f":"IF($D$71=$B$52,'OFFRE HPI M'!C244,IF(OR($D$71=$B$38,$D$71=$B$39),'Offre HPI - CAELIA'!C265,IF($D$71=$B$51,'Offre Strateo'!C185,IF($D$71=$B$40,'Offre S Compact - ERIA FIT IN'!C97,IF(OR($D$71=$B$36,$D$71=$B$37),'Offre SV200 - ERIA N DUO '!C122,IF(OR($D$71=$B$34,$D$71=$B$35),'Offre Alezio S - ERIA '!C182,IF(OR($D$71=$B$49,$D$71=$B$50),'Offre GSHP'!C228,IF($D$71=\"\",'Offre Alezio G hybrid'!C211,IF(OR($D$71=$B$45,$D$71=$B$46,$D$71=$B$47,$D$71=$B$48),'Offre HPI - G Hybrid'!C246,IF(OR($D$71=$B$41,$D$71=$B$42,$D$71=$B$43,$D$71=$B$44),'Offre Alezio O Hybrid'!C248,\"\"))))))))))","v":""},null,null,null,{"$f":"IF($D$71=$B$52,'OFFRE HPI M'!D244,IF(OR($D$71=$B$38,$D$71=$B$39),'Offre HPI - CAELIA'!D265,IF($D$71=$B$51,'Offre Strateo'!D185,IF($D$71=$B$40,'Offre S Compact - ERIA FIT IN'!D97,IF(OR($D$71=$B$36,$D$71=$B$37),'Offre SV200 - ERIA N DUO '!D122,IF(OR($D$71=$B$34,$D$71=$B$35),'Offre Alezio S - ERIA '!D182,IF(OR($D$71=$B$50,$D$71=$B$49),'Offre GSHP'!D228,IF($D$71=\"\",'Offre Alezio G hybrid'!D211,IF(OR($D$71=$B$45,$D$71=$B$46,$D$71=$B$47,$D$71=$B$48),'Offre HPI - G Hybrid'!D246,IF(OR($D$71=$B$41,$D$71=$B$42,$D$71=$B$43,$D$71=$B$44),'Offre Alezio O Hybrid'!D248,\"\"))))))))))","v":""},{"$f":"IF($D$71=$B$52,'OFFRE HPI M'!E244,IF(OR($D$71=$B$38,$D$71=$B$39),'Offre HPI - CAELIA'!E265,IF($D$71=$B$51,'Offre Strateo'!E185,IF($D$71=$B$40,'Offre S Compact - ERIA FIT IN'!E97,IF(OR($D$71=$B$36,$D$71=$B$37),'Offre SV200 - ERIA N DUO '!E122,IF(OR($D$71=$B$34,$D$71=$B$35),'Offre Alezio S - ERIA '!E182,IF(OR($D$71=$B$50,$D$71=$B$49),'Offre GSHP'!E228,IF($D$71=\"\",'Offre Alezio G hybrid'!E211,IF(OR($D$71=$B$45,$D$71=$B$46,$D$71=$B$47,$D$71=$B$48),'Offre HPI - G Hybrid'!E246,IF(OR($D$71=$B$41,$D$71=$B$42,$D$71=$B$43,$D$71=$B$44),'Offre Alezio O Hybrid'!E248,\"\"))))))))))","v":""},{"$f":"IF($D$71=$B$52,'OFFRE HPI M'!F244,IF(OR($D$71=$B$38,$D$71=$B$39),'Offre HPI - CAELIA'!F265,IF($D$71=$B$51,'Offre Strateo'!F185,IF($D$71=$B$40,'Offre S Compact - ERIA FIT IN'!F97,IF(OR($D$71=$B$36,$D$71=$B$37),'Offre SV200 - ERIA N DUO '!F122,IF(OR($D$71=$B$34,$D$71=$B$35),'Offre Alezio S - ERIA '!F182,IF(OR($D$71=$B$50,$D$71=$B$49),'Offre GSHP'!F228,IF($D$71=\"\",'Offre Alezio G hybrid'!F211,IF(OR($D$71=$B$45,$D$71=$B$46,$D$71=$B$47,$D$71=$B$48),'Offre HPI - G Hybrid'!F246,IF(OR($D$71=$B$41,$D$71=$B$42,$D$71=$B$43,$D$71=$B$44),'Offre Alezio O Hybrid'!F248,\"\"))))))))))","v":""},{"$f":"Chiffrage!M133","v":0},""]
[19,null,{"$f":"IF($D$71=$B$52,'OFFRE HPI M'!B245,IF(OR($D$71=$B$38,$D$71=$B$39),'Offre HPI - CAELIA'!B266,IF($D$71=$B$51,'Offre Strateo'!B186,IF($D$71=$B$40,'Offre S Compact - ERIA FIT IN'!B98,IF(OR($D$71=$B$36,$D$71=$B$37),'Offre SV200 - ERIA N DUO '!B123,IF(OR($D$71=$B$34,$D$71=$B$35),'Offre Alezio S - ERIA '!B183,IF(OR($D$71=$B$49,$D$71=$B$50),'Offre GSHP'!B229,IF($D$71=\"\",'Offre Alezio G hybrid'!B212,IF(OR($D$71=$B$45,$D$71=$B$46,$D$71=$B$47,$D$71=$B$48),'Offre HPI - G Hybrid'!B247,IF(OR($D$71=$B$41,$D$71=$B$42,$D$71=$B$43,$D$71=$B$44),'Offre Alezio O Hybrid'!B249,\"\"))))))))))","v":""},{"$f":"IF($D$71=$B$52,'OFFRE HPI M'!C245,IF(OR($D$71=$B$38,$D$71=$B$39),'Offre HPI - CAELIA'!C266,IF($D$71=$B$51,'Offre Strateo'!C186,IF($D$71=$B$40,'Offre S Compact - ERIA FIT IN'!C98,IF(OR($D$71=$B$36,$D$71=$B$37),'Offre SV200 - ERIA N DUO '!C123,IF(OR($D$71=$B$34,$D$71=$B$35),'Offre Alezio S - ERIA '!C183,IF(OR($D$71=$B$49,$D$71=$B$50),'Offre GSHP'!C229,IF($D$71=\"\",'Offre Alezio G hybrid'!C212,IF(OR($D$71=$B$45,$D$71=$B$46,$D$71=$B$47,$D$71=$B$48),'Offre HPI - G Hybrid'!C247,IF(OR($D$71=$B$41,$D$71=$B$42,$D$71=$B$43,$D$71=$B$44),'Offre Alezio O Hybrid'!C249,\"\"))))))))))","v":"Accessoires de raccordement hydraulique"},null,null,null,{"$f":"IF($D$71=$B$52,'OFFRE HPI M'!D245,IF(OR($D$71=$B$38,$D$71=$B$39),'Offre HPI - CAELIA'!D266,IF($D$71=$B$51,'Offre Strateo'!D186,IF($D$71=$B$40,'Offre S Compact - ERIA FIT IN'!D98,IF(OR($D$71=$B$36,$D$71=$B$37),'Offre SV200 - ERIA N DUO '!D123,IF(OR($D$71=$B$34,$D$71=$B$35),'Offre Alezio S - ERIA '!D183,IF(OR($D$71=$B$50,$D$71=$B$49),'Offre GSHP'!D229,IF($D$71=\"\",'Offre Alezio G hybrid'!D212,IF(OR($D$71=$B$45,$D$71=$B$46,$D$71=$B$47,$D$71=$B$48),'Offre HPI - G Hybrid'!D247,IF(OR($D$71=$B$41,$D$71=$B$42,$D$71=$B$43,$D$71=$B$44),'Offre Alezio O Hybrid'!D249,\"\"))))))))))","v":""},{"$f":"IF($D$71=$B$52,'OFFRE HPI M'!E245,IF(OR($D$71=$B$38,$D$71=$B$39),'Offre HPI - CAELIA'!E266,IF($D$71=$B$51,'Offre Strateo'!E186,IF($D$71=$B$40,'Offre S Compact - ERIA FIT IN'!E98,IF(OR($D$71=$B$36,$D$71=$B$37),'Offre SV200 - ERIA N DUO '!E123,IF(OR($D$71=$B$34,$D$71=$B$35),'Offre Alezio S - ERIA '!E183,IF(OR($D$71=$B$50,$D$71=$B$49),'Offre GSHP'!E229,IF($D$71=\"\",'Offre Alezio G hybrid'!E212,IF(OR($D$71=$B$45,$D$71=$B$46,$D$71=$B$47,$D$71=$B$48),'Offre HPI - G Hybrid'!E247,IF(OR($D$71=$B$41,$D$71=$B$42,$D$71=$B$43,$D$71=$B$44),'Offre Alezio O Hybrid'!E249,\"\"))))))))))","v":""},{"$f":"IF($D$71=$B$52,'OFFRE HPI M'!F245,IF(OR($D$71=$B$38,$D$71=$B$39),'Offre HPI - CAELIA'!F266,IF($D$71=$B$51,'Offre Strateo'!F186,IF($D$71=$B$40,'Offre S Compact - ERIA FIT IN'!F98,IF(OR($D$71=$B$36,$D$71=$B$37),'Offre SV200 - ERIA N DUO '!F123,IF(OR($D$71=$B$34,$D$71=$B$35),'Offre Alezio S - ERIA '!F183,IF(OR($D$71=$B$50,$D$71=$B$49),'Offre GSHP'!F229,IF($D$71=\"\",'Offre Alezio G hybrid'!F212,IF(OR($D$71=$B$45,$D$71=$B$46,$D$71=$B$47,$D$71=$B$48),'Offre HPI - G Hybrid'!F247,IF(OR($D$71=$B$41,$D$71=$B$42,$D$71=$B$43,$D$71=$B$44),'Offre Alezio O Hybrid'!F249,\"\"))))))))))","v":""},{"$f":"Chiffrage!M134","v":0},""]
[20,null,{"$f":"IF($D$71=$B$52,'OFFRE HPI M'!B246,IF(OR($D$71=$B$38,$D$71=$B$39),'Offre HPI - CAELIA'!B267,IF($D$71=$B$51,'Offre Strateo'!B187,IF($D$71=$B$40,'Offre S Compact - ERIA FIT IN'!B99,IF(OR($D$71=$B$36,$D$71=$B$37),'Offre SV200 - ERIA N DUO '!B124,IF(OR($D$71=$B$34,$D$71=$B$35),'Offre Alezio S - ERIA '!B184,IF(OR($D$71=$B$49,$D$71=$B$50),'Offre GSHP'!B230,IF($D$71=\"\",'Offre Alezio G hybrid'!B213,IF(OR($D$71=$B$45,$D$71=$B$46,$D$71=$B$47,$D$71=$B$48),'Offre HPI - G Hybrid'!B248,IF(OR($D$71=$B$41,$D$71=$B$42,$D$71=$B$43,$D$71=$B$44),'Offre Alezio O Hybrid'!B250,\"\"))))))))))","v":100017830},{"$f":"IF($D$71=$B$52,'OFFRE HPI M'!C246,IF(OR($D$71=$B$38,$D$71=$B$39),'Offre HPI - CAELIA'!C267,IF($D$71=$B$51,'Offre Strateo'!C187,IF($D$71=$B$40,'Offre S Compact - ERIA FIT IN'!C99,IF(OR($D$71=$B$36,$D$71=$B$37),'Offre SV200 - ERIA N DUO '!C124,IF(OR($D$71=$B$34,$D$71=$B$35),'Offre Alezio S - ERIA '!C184,IF(OR($D$71=$B$49,$D$71=$B$50),'Offre GSHP'!C230,IF($D$71=\"\",'Offre Alezio G hybrid'!C213,IF(OR($D$71=$B$45,$D$71=$B$46,$D$71=$B$47,$D$71=$B$48),'Offre HPI - G Hybrid'!C248,IF(OR($D$71=$B$41,$D$71=$B$42,$D$71=$B$43,$D$71=$B$44),'Offre Alezio O Hybrid'!C250,\"\"))))))))))","v":"KIT VANNE 3 VOIES (CIRCUIT B)"},null,null,null,{"$f":"IF($D$71=$B$52,'OFFRE HPI M'!D246,IF(OR($D$71=$B$38,$D$71=$B$39),'Offre HPI - CAELIA'!D267,IF($D$71=$B$51,'Offre Strateo'!D187,IF($D$71=$B$40,'Offre S Compact - ERIA FIT IN'!D99,IF(OR($D$71=$B$36,$D$71=$B$37),'Offre SV200 - ERIA N DUO '!D124,IF(OR($D$71=$B$34,$D$71=$B$35),'Offre Alezio S - ERIA '!D184,IF(OR($D$71=$B$50,$D$71=$B$49),'Offre GSHP'!D230,IF($D$71=\"\",'Offre Alezio G hybrid'!D213,IF(OR($D$71=$B$45,$D$71=$B$46,$D$71=$B$47,$D$71=$B$48),'Offre HPI - G Hybrid'!D248,IF(OR($D$71=$B$41,$D$71=$B$42,$D$71=$B$43,$D$71=$B$44),'Offre Alezio O Hybrid'!D250,\"\"))))))))))","v":"HK21"},{"$f":"IF($D$71=$B$52,'OFFRE HPI M'!E246,IF(OR($D$71=$B$38,$D$71=$B$39),'Offre HPI - CAELIA'!E267,IF($D$71=$B$51,'Offre Strateo'!E187,IF($D$71=$B$40,'Offre S Compact - ERIA FIT IN'!E99,IF(OR($D$71=$B$36,$D$71=$B$37),'Offre SV200 - ERIA N DUO '!E124,IF(OR($D$71=$B$34,$D$71=$B$35),'Offre Alezio S - ERIA '!E184,IF(OR($D$71=$B$50,$D$71=$B$49),'Offre GSHP'!E230,IF($D$71=\"\",'Offre Alezio G hybrid'!E213,IF(OR($D$71=$B$45,$D$71=$B$46,$D$71=$B$47,$D$71=$B$48),'Offre HPI - G Hybrid'!E248,IF(OR($D$71=$B$41,$D$71=$B$42,$D$71=$B$43,$D$71=$B$44),'Offre Alezio O Hybrid'!E250,\"\"))))))))))","v":732},{"$f":"IF($D$71=$B$52,'OFFRE HPI M'!F246,IF(OR($D$71=$B$38,$D$71=$B$39),'Offre HPI - CAELIA'!F267,IF($D$71=$B$51,'Offre Strateo'!F187,IF($D$71=$B$40,'Offre S Compact - ERIA FIT IN'!F99,IF(OR($D$71=$B$36,$D$71=$B$37),'Offre SV200 - ERIA N DUO '!F124,IF(OR($D$71=$B$34,$D$71=$B$35),'Offre Alezio S - ERIA '!F184,IF(OR($D$71=$B$50,$D$71=$B$49),'Offre GSHP'!F230,IF($D$71=\"\",'Offre Alezio G hybrid'!F213,IF(OR($D$71=$B$45,$D$71=$B$46,$D$71=$B$47,$D$71=$B$48),'Offre HPI - G Hybrid'!F248,IF(OR($D$71=$B$41,$D$71=$B$42,$D$71=$B$43,$D$71=$B$44),'Offre Alezio O Hybrid'!F250,\"\"))))))))))","v":""},{"$f":"Chiffrage!M135","v":0},""]
[21,null,{"$f":"IF($D$71=$B$52,'OFFRE HPI M'!B247,IF(OR($D$71=$B$38,$D$71=$B$39),'Offre HPI - CAELIA'!B268,IF($D$71=$B$51,'Offre Strateo'!B188,IF($D$71=$B$40,'Offre S Compact - ERIA FIT IN'!B100,IF(OR($D$71=$B$36,$D$71=$B$37),'Offre SV200 - ERIA N DUO '!B125,IF(OR($D$71=$B$34,$D$71=$B$35),'Offre Alezio S - ERIA '!B185,IF(OR($D$71=$B$49,$D$71=$B$50),'Offre GSHP'!B231,IF($D$71=\"\",'Offre Alezio G hybrid'!B214,IF(OR($D$71=$B$45,$D$71=$B$46,$D$71=$B$47,$D$71=$B$48),'Offre HPI - G Hybrid'!B249,IF(OR($D$71=$B$41,$D$71=$B$42,$D$71=$B$43,$D$71=$B$44),'Offre Alezio O Hybrid'!B251,\"\"))))))))))","v":100017832},{"$f":"IF($D$71=$B$52,'OFFRE HPI M'!C247,IF(OR($D$71=$B$38,$D$71=$B$39),'Offre HPI - CAELIA'!C268,IF($D$71=$B$51,'Offre Strateo'!C188,IF($D$71=$B$40,'Offre S Compact - ERIA FIT IN'!C100,IF(OR($D$71=$B$36,$D$71=$B$37),'Offre SV200 - ERIA N DUO '!C125,IF(OR($D$71=$B$34,$D$71=$B$35),'Offre Alezio S - ERIA '!C185,IF(OR($D$71=$B$49,$D$71=$B$50),'Offre GSHP'!C231,IF($D$71=\"\",'Offre Alezio G hybrid'!C214,IF(OR($D$71=$B$45,$D$71=$B$46,$D$71=$B$47,$D$71=$B$48),'Offre HPI - G Hybrid'!C249,IF(OR($D$71=$B$41,$D$71=$B$42,$D$71=$B$43,$D$71=$B$44),'Offre Alezio O Hybrid'!C251,\"\"))))))))))","v":"KIT TUBULURES 2 CIRCUITS"},null,null,null,{"$f":"IF($D$71=$B$52,'OFFRE HPI M'!D247,IF(OR($D$71=$B$38,$D$71=$B$39),'Offre HPI - CAELIA'!D268,IF($D$71=$B$51,'Offre Strateo'!D188,IF($D$71=$B$40,'Offre S Compact - ERIA FIT IN'!D100,IF(OR($D$71=$B$36,$D$71=$B$37),'Offre SV200 - ERIA N DUO '!D125,IF(OR($D$71=$B$34,$D$71=$B$35),'Offre Alezio S - ERIA '!D185,IF(OR($D$71=$B$50,$D$71=$B$49),'Offre GSHP'!D231,IF($D$71=\"\",'Offre Alezio G hybrid'!D214,IF(OR($D$71=$B$45,$D$71=$B$46,$D$71=$B$47,$D$71=$B$48),'Offre HPI - G Hybrid'!D249,IF(OR($D$71=$B$41,$D$71=$B$42,$D$71=$B$43,$D$71=$B$44),'Offre Alezio O Hybrid'!D251,\"\"))))))))))","v":"HK22"},{"$f":"IF($D$71=$B$52,'OFFRE HPI M'!E247,IF(OR($D$71=$B$38,$D$71=$B$39),'Offre HPI - CAELIA'!E268,IF($D$71=$B$51,'Offre Strateo'!E188,IF($D$71=$B$40,'Offre S Compact - ERIA FIT IN'!E100,IF(OR($D$71=$B$36,$D$71=$B$37),'Offre SV200 - ERIA N DUO '!E125,IF(OR($D$71=$B$34,$D$71=$B$35),'Offre Alezio S - ERIA '!E185,IF(OR($D$71=$B$50,$D$71=$B$49),'Offre GSHP'!E231,IF($D$71=\"\",'Offre Alezio G hybrid'!E214,IF(OR($D$71=$B$45,$D$71=$B$46,$D$71=$B$47,$D$71=$B$48),'Offre HPI - G Hybrid'!E249,IF(OR($D$71=$B$41,$D$71=$B$42,$D$71=$B$43,$D$71=$B$44),'Offre Alezio O Hybrid'!E251,\"\"))))))))))","v":156},{"$f":"IF($D$71=$B$52,'OFFRE HPI M'!F247,IF(OR($D$71=$B$38,$D$71=$B$39),'Offre HPI - CAELIA'!F268,IF($D$71=$B$51,'Offre Strateo'!F188,IF($D$71=$B$40,'Offre S Compact - ERIA FIT IN'!F100,IF(OR($D$71=$B$36,$D$71=$B$37),'Offre SV200 - ERIA N DUO '!F125,IF(OR($D$71=$B$34,$D$71=$B$35),'Offre Alezio S - ERIA '!F185,IF(OR($D$71=$B$50,$D$71=$B$49),'Offre GSHP'!F231,IF($D$71=\"\",'Offre Alezio G hybrid'!F214,IF(OR($D$71=$B$45,$D$71=$B$46,$D$71=$B$47,$D$71=$B$48),'Offre HPI - G Hybrid'!F249,IF(OR($D$71=$B$41,$D$71=$B$42,$D$71=$B$43,$D$71=$B$44),'Offre Alezio O Hybrid'!F251,\"\"))))))))))","v":""},{"$f":"Chiffrage!M136","v":0},""]
[22,null,{"$f":"IF($D$71=$B$52,'OFFRE HPI M'!B248,IF(OR($D$71=$B$38,$D$71=$B$39),'Offre HPI - CAELIA'!B269,IF($D$71=$B$51,'Offre Strateo'!B189,IF($D$71=$B$40,'Offre S Compact - ERIA FIT IN'!B101,IF(OR($D$71=$B$36,$D$71=$B$37),'Offre SV200 - ERIA N DUO '!B126,IF(OR($D$71=$B$34,$D$71=$B$35),'Offre Alezio S - ERIA '!B186,IF(OR($D$71=$B$49,$D$71=$B$50),'Offre GSHP'!B232,IF($D$71=\"\",'Offre Alezio G hybrid'!B215,IF(OR($D$71=$B$45,$D$71=$B$46,$D$71=$B$47,$D$71=$B$48),'Offre HPI - G Hybrid'!B250,IF(OR($D$71=$B$41,$D$71=$B$42,$D$71=$B$43,$D$71=$B$44),'Offre Alezio O Hybrid'!B252,\"\"))))))))))","v":7684175},{"$f":"IF($D$71=$B$52,'OFFRE HPI M'!C248,IF(OR($D$71=$B$38,$D$71=$B$39),'Offre HPI - CAELIA'!C269,IF($D$71=$B$51,'Offre Strateo'!C189,IF($D$71=$B$40,'Offre S Compact - ERIA FIT IN'!C101,IF(OR($D$71=$B$36,$D$71=$B$37),'Offre SV200 - ERIA N DUO '!C126,IF(OR($D$71=$B$34,$D$71=$B$35),'Offre Alezio S - ERIA '!C186,IF(OR($D$71=$B$49,$D$71=$B$50),'Offre GSHP'!C232,IF($D$71=\"\",'Offre Alezio G hybrid'!C215,IF(OR($D$71=$B$45,$D$71=$B$46,$D$71=$B$47,$D$71=$B$48),'Offre HPI - G Hybrid'!C250,IF(OR($D$71=$B$41,$D$71=$B$42,$D$71=$B$43,$D$71=$B$44),'Offre Alezio O Hybrid'!C252,\"\"))))))))))","v":"VANNE D'INVERSION CHAUFFAGE-SANITAIRE"},null,null,null,{"$f":"IF($D$71=$B$52,'OFFRE HPI M'!D248,IF(OR($D$71=$B$38,$D$71=$B$39),'Offre HPI - CAELIA'!D269,IF($D$71=$B$51,'Offre Strateo'!D189,IF($D$71=$B$40,'Offre S Compact - ERIA FIT IN'!D101,IF(OR($D$71=$B$36,$D$71=$B$37),'Offre SV200 - ERIA N DUO '!D126,IF(OR($D$71=$B$34,$D$71=$B$35),'Offre Alezio S - ERIA '!D186,IF(OR($D$71=$B$50,$D$71=$B$49),'Offre GSHP'!D232,IF($D$71=\"\",'Offre Alezio G hybrid'!D215,IF(OR($D$71=$B$45,$D$71=$B$46,$D$71=$B$47,$D$71=$B$48),'Offre HPI - G Hybrid'!D250,IF(OR($D$71=$B$41,$D$71=$B$42,$D$71=$B$43,$D$71=$B$44),'Offre Alezio O Hybrid'!D252,\"\"))))))))))","v":"EH812"},{"$f":"IF($D$71=$B$52,'OFFRE HPI M'!E248,IF(OR($D$71=$B$38,$D$71=$B$39),'Offre HPI - CAELIA'!E269,IF($D$71=$B$51,'Offre Strateo'!E189,IF($D$71=$B$40,'Offre S Compact - ERIA FIT IN'!E101,IF(OR($D$71=$B$36,$D$71=$B$37),'Offre SV200 - ERIA N DUO '!E126,IF(OR($D$71=$B$34,$D$71=$B$35),'Offre Alezio S - ERIA '!E186,IF(OR($D$71=$B$50,$D$71=$B$49),'Offre GSHP'!E232,IF($D$71=\"\",'Offre Alezio G hybrid'!E215,IF(OR($D$71=$B$45,$D$71=$B$46,$D$71=$B$47,$D$71=$B$48),'Offre HPI - G Hybrid'!E250,IF(OR($D$71=$B$41,$D$71=$B$42,$D$71=$B$43,$D$71=$B$44),'Offre Alezio O Hybrid'!E252,\"\"))))))))))","v":134},{"$f":"IF($D$71=$B$52,'OFFRE HPI M'!F248,IF(OR($D$71=$B$38,$D$71=$B$39),'Offre HPI - CAELIA'!F269,IF($D$71=$B$51,'Offre Strateo'!F189,IF($D$71=$B$40,'Offre S Compact - ERIA FIT IN'!F101,IF(OR($D$71=$B$36,$D$71=$B$37),'Offre SV200 - ERIA N DUO '!F126,IF(OR($D$71=$B$34,$D$71=$B$35),'Offre Alezio S - ERIA '!F186,IF(OR($D$71=$B$50,$D$71=$B$49),'Offre GSHP'!F232,IF($D$71=\"\",'Offre Alezio G hybrid'!F215,IF(OR($D$71=$B$45,$D$71=$B$46,$D$71=$B$47,$D$71=$B$48),'Offre HPI - G Hybrid'!F250,IF(OR($D$71=$B$41,$D$71=$B$42,$D$71=$B$43,$D$71=$B$44),'Offre Alezio O Hybrid'!F252,\"\"))))))))))","v":""},{"$f":"Chiffrage!M137","v":0},""]
[23,null,{"$f":"IF($D$71=$B$52,'OFFRE HPI M'!B249,IF(OR($D$71=$B$38,$D$71=$B$39),'Offre HPI - CAELIA'!B270,IF($D$71=$B$51,'Offre Strateo'!B190,IF($D$71=$B$40,'Offre S Compact - ERIA FIT IN'!B102,IF(OR($D$71=$B$36,$D$71=$B$37),'Offre SV200 - ERIA N DUO '!B127,IF(OR($D$71=$B$34,$D$71=$B$35),'Offre Alezio S - ERIA '!B187,IF(OR($D$71=$B$49,$D$71=$B$50),'Offre GSHP'!B233,IF($D$71=\"\",'Offre Alezio G hybrid'!B216,IF(OR($D$71=$B$45,$D$71=$B$46,$D$71=$B$47,$D$71=$B$48),'Offre HPI - G Hybrid'!B251,IF(OR($D$71=$B$41,$D$71=$B$42,$D$71=$B$43,$D$71=$B$44),'Offre Alezio O Hybrid'!B253,\"\"))))))))))","v":100015468},{"$f":"IF($D$71=$B$52,'OFFRE HPI M'!C249,IF(OR($D$71=$B$38,$D$71=$B$39),'Offre HPI - CAELIA'!C270,IF($D$71=$B$51,'Offre Strateo'!C190,IF($D$71=$B$40,'Offre S Compact - ERIA FIT IN'!C102,IF(OR($D$71=$B$36,$D$71=$B$37),'Offre SV200 - ERIA N DUO '!C127,IF(OR($D$71=$B$34,$D$71=$B$35),'Offre Alezio S - ERIA '!C187,IF(OR($D$71=$B$49,$D$71=$B$50),'Offre GSHP'!C233,IF($D$71=\"\",'Offre Alezio G hybrid'!C216,IF(OR($D$71=$B$45,$D$71=$B$46,$D$71=$B$47,$D$71=$B$48),'Offre HPI - G Hybrid'!C251,IF(OR($D$71=$B$41,$D$71=$B$42,$D$71=$B$43,$D$71=$B$44),'Offre Alezio O Hybrid'!C253,\"\"))))))))))","v":"KIT RAC HYDRAULIQUE PAC - BALLON ECS"},null,null,null,{"$f":"IF($D$71=$B$52,'OFFRE HPI M'!D249,IF(OR($D$71=$B$38,$D$71=$B$39),'Offre HPI - CAELIA'!D270,IF($D$71=$B$51,'Offre Strateo'!D190,IF($D$71=$B$40,'Offre S Compact - ERIA FIT IN'!D102,IF(OR($D$71=$B$36,$D$71=$B$37),'Offre SV200 - ERIA N DUO '!D127,IF(OR($D$71=$B$34,$D$71=$B$35),'Offre Alezio S - ERIA '!D187,IF(OR($D$71=$B$50,$D$71=$B$49),'Offre GSHP'!D233,IF($D$71=\"\",'Offre Alezio G hybrid'!D216,IF(OR($D$71=$B$45,$D$71=$B$46,$D$71=$B$47,$D$71=$B$48),'Offre HPI - G Hybrid'!D251,IF(OR($D$71=$B$41,$D$71=$B$42,$D$71=$B$43,$D$71=$B$44),'Offre Alezio O Hybrid'!D253,\"\"))))))))))","v":"EH149"},{"$f":"IF($D$71=$B$52,'OFFRE HPI M'!E249,IF(OR($D$71=$B$38,$D$71=$B$39),'Offre HPI - CAELIA'!E270,IF($D$71=$B$51,'Offre Strateo'!E190,IF($D$71=$B$40,'Offre S Compact - ERIA FIT IN'!E102,IF(OR($D$71=$B$36,$D$71=$B$37),'Offre SV200 - ERIA N DUO '!E127,IF(OR($D$71=$B$34,$D$71=$B$35),'Offre Alezio S - ERIA '!E187,IF(OR($D$71=$B$50,$D$71=$B$49),'Offre GSHP'!E233,IF($D$71=\"\",'Offre Alezio G hybrid'!E216,IF(OR($D$71=$B$45,$D$71=$B$46,$D$71=$B$47,$D$71=$B$48),'Offre HPI - G Hybrid'!E251,IF(OR($D$71=$B$41,$D$71=$B$42,$D$71=$B$43,$D$71=$B$44),'Offre Alezio O Hybrid'!E253,\"\"))))))))))","v":109},{"$f":"IF($D$71=$B$52,'OFFRE HPI M'!F249,IF(OR($D$71=$B$38,$D$71=$B$39),'Offre HPI - CAELIA'!F270,IF($D$71=$B$51,'Offre Strateo'!F190,IF($D$71=$B$40,'Offre S Compact - ERIA FIT IN'!F102,IF(OR($D$71=$B$36,$D$71=$B$37),'Offre SV200 - ERIA N DUO '!F127,IF(OR($D$71=$B$34,$D$71=$B$35),'Offre Alezio S - ERIA '!F187,IF(OR($D$71=$B$50,$D$71=$B$49),'Offre GSHP'!F233,IF($D$71=\"\",'Offre Alezio G hybrid'!F216,IF(OR($D$71=$B$45,$D$71=$B$46,$D$71=$B$47,$D$71=$B$48),'Offre HPI - G Hybrid'!F251,IF(OR($D$71=$B$41,$D$71=$B$42,$D$71=$B$43,$D$71=$B$44),'Offre Alezio O Hybrid'!F253,\"\"))))))))))","v":""},{"$f":"Chiffrage!M138","v":0},""]
[24,null,{"$f":"IF($D$71=$B$52,'OFFRE HPI M'!B250,IF(OR($D$71=$B$38,$D$71=$B$39),'Offre HPI - CAELIA'!B271,IF($D$71=$B$51,'Offre Strateo'!B191,IF($D$71=$B$40,'Offre S Compact - ERIA FIT IN'!B103,IF(OR($D$71=$B$36,$D$71=$B$37),'Offre SV200 - ERIA N DUO '!B128,IF(OR($D$71=$B$34,$D$71=$B$35),'Offre Alezio S - ERIA '!B188,IF(OR($D$71=$B$49,$D$71=$B$50),'Offre GSHP'!B234,IF($D$71=\"\",'Offre Alezio G hybrid'!B217,IF(OR($D$71=$B$45,$D$71=$B$46,$D$71=$B$47,$D$71=$B$48),'Offre HPI - G Hybrid'!B252,IF(OR($D$71=$B$41,$D$71=$B$42,$D$71=$B$43,$D$71=$B$44),'Offre Alezio O Hybrid'!B254,\"\"))))))))))","v":100020164},{"$f":"IF($D$71=$B$52,'OFFRE HPI M'!C250,IF(OR($D$71=$B$38,$D$71=$B$39),'Offre HPI - CAELIA'!C271,IF($D$71=$B$51,'Offre Strateo'!C191,IF($D$71=$B$40,'Offre S Compact - ERIA FIT IN'!C103,IF(OR($D$71=$B$36,$D$71=$B$37),'Offre SV200 - ERIA N DUO '!C128,IF(OR($D$71=$B$34,$D$71=$B$35),'Offre Alezio S - ERIA '!C188,IF(OR($D$71=$B$49,$D$71=$B$50),'Offre GSHP'!C234,IF($D$71=\"\",'Offre Alezio G hybrid'!C217,IF(OR($D$71=$B$45,$D$71=$B$46,$D$71=$B$47,$D$71=$B$48),'Offre HPI - G Hybrid'!C252,IF(OR($D$71=$B$41,$D$71=$B$42,$D$71=$B$43,$D$71=$B$44),'Offre Alezio O Hybrid'!C254,\"\"))))))))))","v":"COLLECTEUR 2/3 CIRCUITS "},null,null,null,{"$f":"IF($D$71=$B$52,'OFFRE HPI M'!D250,IF(OR($D$71=$B$38,$D$71=$B$39),'Offre HPI - CAELIA'!D271,IF($D$71=$B$51,'Offre Strateo'!D191,IF($D$71=$B$40,'Offre S Compact - ERIA FIT IN'!D103,IF(OR($D$71=$B$36,$D$71=$B$37),'Offre SV200 - ERIA N DUO '!D128,IF(OR($D$71=$B$34,$D$71=$B$35),'Offre Alezio S - ERIA '!D188,IF(OR($D$71=$B$50,$D$71=$B$49),'Offre GSHP'!D234,IF($D$71=\"\",'Offre Alezio G hybrid'!D217,IF(OR($D$71=$B$45,$D$71=$B$46,$D$71=$B$47,$D$71=$B$48),'Offre HPI - G Hybrid'!D252,IF(OR($D$71=$B$41,$D$71=$B$42,$D$71=$B$43,$D$71=$B$44),'Offre Alezio O Hybrid'!D254,\"\"))))))))))","v":"EA140"},{"$f":"IF($D$71=$B$52,'OFFRE HPI M'!E250,IF(OR($D$71=$B$38,$D$71=$B$39),'Offre HPI - CAELIA'!E271,IF($D$71=$B$51,'Offre Strateo'!E191,IF($D$71=$B$40,'Offre S Compact - ERIA FIT IN'!E103,IF(OR($D$71=$B$36,$D$71=$B$37),'Offre SV200 - ERIA N DUO '!E128,IF(OR($D$71=$B$34,$D$71=$B$35),'Offre Alezio S - ERIA '!E188,IF(OR($D$71=$B$50,$D$71=$B$49),'Offre GSHP'!E234,IF($D$71=\"\",'Offre Alezio G hybrid'!E217,IF(OR($D$71=$B$45,$D$71=$B$46,$D$71=$B$47,$D$71=$B$48),'Offre HPI - G Hybrid'!E252,IF(OR($D$71=$B$41,$D$71=$B$42,$D$71=$B$43,$D$71=$B$44),'Offre Alezio O Hybrid'!E254,\"\"))))))))))","v":382},{"$f":"IF($D$71=$B$52,'OFFRE HPI M'!F250,IF(OR($D$71=$B$38,$D$71=$B$39),'Offre HPI - CAELIA'!F271,IF($D$71=$B$51,'Offre Strateo'!F191,IF($D$71=$B$40,'Offre S Compact - ERIA FIT IN'!F103,IF(OR($D$71=$B$36,$D$71=$B$37),'Offre SV200 - ERIA N DUO '!F128,IF(OR($D$71=$B$34,$D$71=$B$35),'Offre Alezio S - ERIA '!F188,IF(OR($D$71=$B$50,$D$71=$B$49),'Offre GSHP'!F234,IF($D$71=\"\",'Offre Alezio G hybrid'!F217,IF(OR($D$71=$B$45,$D$71=$B$46,$D$71=$B$47,$D$71=$B$48),'Offre HPI - G Hybrid'!F252,IF(OR($D$71=$B$41,$D$71=$B$42,$D$71=$B$43,$D$71=$B$44),'Offre Alezio O Hybrid'!F254,\"\"))))))))))","v":""},{"$f":"Chiffrage!M139","v":0},""]
[25,null,{"$f":"IF($D$71=$B$52,'OFFRE HPI M'!B251,IF(OR($D$71=$B$38,$D$71=$B$39),'Offre HPI - CAELIA'!B272,IF($D$71=$B$51,'Offre Strateo'!B192,IF($D$71=$B$40,'Offre S Compact - ERIA FIT IN'!B104,IF(OR($D$71=$B$36,$D$71=$B$37),'Offre SV200 - ERIA N DUO '!B129,IF(OR($D$71=$B$34,$D$71=$B$35),'Offre Alezio S - ERIA '!B189,IF(OR($D$71=$B$49,$D$71=$B$50),'Offre GSHP'!B235,IF($D$71=\"\",'Offre Alezio G hybrid'!B218,IF(OR($D$71=$B$45,$D$71=$B$46,$D$71=$B$47,$D$71=$B$48),'Offre HPI - G Hybrid'!B253,IF(OR($D$71=$B$41,$D$71=$B$42,$D$71=$B$43,$D$71=$B$44),'Offre Alezio O Hybrid'!B255,\"\"))))))))))","v":100020167},{"$f":"IF($D$71=$B$52,'OFFRE HPI M'!C251,IF(OR($D$71=$B$38,$D$71=$B$39),'Offre HPI - CAELIA'!C272,IF($D$71=$B$51,'Offre Strateo'!C192,IF($D$71=$B$40,'Offre S Compact - ERIA FIT IN'!C104,IF(OR($D$71=$B$36,$D$71=$B$37),'Offre SV200 - ERIA N DUO '!C129,IF(OR($D$71=$B$34,$D$71=$B$35),'Offre Alezio S - ERIA '!C189,IF(OR($D$71=$B$49,$D$71=$B$50),'Offre GSHP'!C235,IF($D$71=\"\",'Offre Alezio G hybrid'!C218,IF(OR($D$71=$B$45,$D$71=$B$46,$D$71=$B$47,$D$71=$B$48),'Offre HPI - G Hybrid'!C253,IF(OR($D$71=$B$41,$D$71=$B$42,$D$71=$B$43,$D$71=$B$44),'Offre Alezio O Hybrid'!C255,\"\"))))))))))","v":"CIRCUIT DIRECT P.ELEC CLASSE A  "},null,null,null,{"$f":"IF($D$71=$B$52,'OFFRE HPI M'!D251,IF(OR($D$71=$B$38,$D$71=$B$39),'Offre HPI - CAELIA'!D272,IF($D$71=$B$51,'Offre Strateo'!D192,IF($D$71=$B$40,'Offre S Compact - ERIA FIT IN'!D104,IF(OR($D$71=$B$36,$D$71=$B$37),'Offre SV200 - ERIA N DUO '!D129,IF(OR($D$71=$B$34,$D$71=$B$35),'Offre Alezio S - ERIA '!D189,IF(OR($D$71=$B$50,$D$71=$B$49),'Offre GSHP'!D235,IF($D$71=\"\",'Offre Alezio G hybrid'!D218,IF(OR($D$71=$B$45,$D$71=$B$46,$D$71=$B$47,$D$71=$B$48),'Offre HPI - G Hybrid'!D253,IF(OR($D$71=$B$41,$D$71=$B$42,$D$71=$B$43,$D$71=$B$44),'Offre Alezio O Hybrid'!D255,\"\"))))))))))","v":"EA143"},{"$f":"IF($D$71=$B$52,'OFFRE HPI M'!E251,IF(OR($D$71=$B$38,$D$71=$B$39),'Offre HPI - CAELIA'!E272,IF($D$71=$B$51,'Offre Strateo'!E192,IF($D$71=$B$40,'Offre S Compact - ERIA FIT IN'!E104,IF(OR($D$71=$B$36,$D$71=$B$37),'Offre SV200 - ERIA N DUO '!E129,IF(OR($D$71=$B$34,$D$71=$B$35),'Offre Alezio S - ERIA '!E189,IF(OR($D$71=$B$50,$D$71=$B$49),'Offre GSHP'!E235,IF($D$71=\"\",'Offre Alezio G hybrid'!E218,IF(OR($D$71=$B$45,$D$71=$B$46,$D$71=$B$47,$D$71=$B$48),'Offre HPI - G Hybrid'!E253,IF(OR($D$71=$B$41,$D$71=$B$42,$D$71=$B$43,$D$71=$B$44),'Offre Alezio O Hybrid'!E255,\"\"))))))))))","v":720},{"$f":"IF($D$71=$B$52,'OFFRE HPI M'!F251,IF(OR($D$71=$B$38,$D$71=$B$39),'Offre HPI - CAELIA'!F272,IF($D$71=$B$51,'Offre Strateo'!F192,IF($D$71=$B$40,'Offre S Compact - ERIA FIT IN'!F104,IF(OR($D$71=$B$36,$D$71=$B$37),'Offre SV200 - ERIA N DUO '!F129,IF(OR($D$71=$B$34,$D$71=$B$35),'Offre Alezio S - ERIA '!F189,IF(OR($D$71=$B$50,$D$71=$B$49),'Offre GSHP'!F235,IF($D$71=\"\",'Offre Alezio G hybrid'!F218,IF(OR($D$71=$B$45,$D$71=$B$46,$D$71=$B$47,$D$71=$B$48),'Offre HPI - G Hybrid'!F253,IF(OR($D$71=$B$41,$D$71=$B$42,$D$71=$B$43,$D$71=$B$44),'Offre Alezio O Hybrid'!F255,\"\"))))))))))","v":""},{"$f":"Chiffrage!M140","v":0},""]
[26,null,{"$f":"IF($D$71=$B$52,'OFFRE HPI M'!B252,IF(OR($D$71=$B$38,$D$71=$B$39),'Offre HPI - CAELIA'!B273,IF($D$71=$B$51,'Offre Strateo'!B193,IF($D$71=$B$40,'Offre S Compact - ERIA FIT IN'!B105,IF(OR($D$71=$B$36,$D$71=$B$37),'Offre SV200 - ERIA N DUO '!B130,IF(OR($D$71=$B$34,$D$71=$B$35),'Offre Alezio S - ERIA '!B190,IF(OR($D$71=$B$49,$D$71=$B$50),'Offre GSHP'!B236,IF($D$71=\"\",'Offre Alezio G hybrid'!B219,IF(OR($D$71=$B$45,$D$71=$B$46,$D$71=$B$47,$D$71=$B$48),'Offre HPI - G Hybrid'!B254,IF(OR($D$71=$B$41,$D$71=$B$42,$D$71=$B$43,$D$71=$B$44),'Offre Alezio O Hybrid'!B256,\"\"))))))))))","v":100020168},{"$f":"IF($D$71=$B$52,'OFFRE HPI M'!C252,IF(OR($D$71=$B$38,$D$71=$B$39),'Offre HPI - CAELIA'!C273,IF($D$71=$B$51,'Offre Strateo'!C193,IF($D$71=$B$40,'Offre S Compact - ERIA FIT IN'!C105,IF(OR($D$71=$B$36,$D$71=$B$37),'Offre SV200 - ERIA N DUO '!C130,IF(OR($D$71=$B$34,$D$71=$B$35),'Offre Alezio S - ERIA '!C190,IF(OR($D$71=$B$49,$D$71=$B$50),'Offre GSHP'!C236,IF($D$71=\"\",'Offre Alezio G hybrid'!C219,IF(OR($D$71=$B$45,$D$71=$B$46,$D$71=$B$47,$D$71=$B$48),'Offre HPI - G Hybrid'!C254,IF(OR($D$71=$B$41,$D$71=$B$42,$D$71=$B$43,$D$71=$B$44),'Offre Alezio O Hybrid'!C256,\"\"))))))))))","v":"CIRCUIT V3V P.ELEC"},null,null,null,{"$f":"IF($D$71=$B$52,'OFFRE HPI M'!D252,IF(OR($D$71=$B$38,$D$71=$B$39),'Offre HPI - CAELIA'!D273,IF($D$71=$B$51,'Offre Strateo'!D193,IF($D$71=$B$40,'Offre S Compact - ERIA FIT IN'!D105,IF(OR($D$71=$B$36,$D$71=$B$37),'Offre SV200 - ERIA N DUO '!D130,IF(OR($D$71=$B$34,$D$71=$B$35),'Offre Alezio S - ERIA '!D190,IF(OR($D$71=$B$50,$D$71=$B$49),'Offre GSHP'!D236,IF($D$71=\"\",'Offre Alezio G hybrid'!D219,IF(OR($D$71=$B$45,$D$71=$B$46,$D$71=$B$47,$D$71=$B$48),'Offre HPI - G Hybrid'!D254,IF(OR($D$71=$B$41,$D$71=$B$42,$D$71=$B$43,$D$71=$B$44),'Offre Alezio O Hybrid'!D256,\"\"))))))))))","v":"EA144"},{"$f":"IF($D$71=$B$52,'OFFRE HPI M'!E252,IF(OR($D$71=$B$38,$D$71=$B$39),'Offre HPI - CAELIA'!E273,IF($D$71=$B$51,'Offre Strateo'!E193,IF($D$71=$B$40,'Offre S Compact - ERIA FIT IN'!E105,IF(OR($D$71=$B$36,$D$71=$B$37),'Offre SV200 - ERIA N DUO '!E130,IF(OR($D$71=$B$34,$D$71=$B$35),'Offre Alezio S - ERIA '!E190,IF(OR($D$71=$B$50,$D$71=$B$49),'Offre GSHP'!E236,IF($D$71=\"\",'Offre Alezio G hybrid'!E219,IF(OR($D$71=$B$45,$D$71=$B$46,$D$71=$B$47,$D$71=$B$48),'Offre HPI - G Hybrid'!E254,IF(OR($D$71=$B$41,$D$71=$B$42,$D$71=$B$43,$D$71=$B$44),'Offre Alezio O Hybrid'!E256,\"\"))))))))))","v":1023},{"$f":"IF($D$71=$B$52,'OFFRE HPI M'!F252,IF(OR($D$71=$B$38,$D$71=$B$39),'Offre HPI - CAELIA'!F273,IF($D$71=$B$51,'Offre Strateo'!F193,IF($D$71=$B$40,'Offre S Compact - ERIA FIT IN'!F105,IF(OR($D$71=$B$36,$D$71=$B$37),'Offre SV200 - ERIA N DUO '!F130,IF(OR($D$71=$B$34,$D$71=$B$35),'Offre Alezio S - ERIA '!F190,IF(OR($D$71=$B$50,$D$71=$B$49),'Offre GSHP'!F236,IF($D$71=\"\",'Offre Alezio G hybrid'!F219,IF(OR($D$71=$B$45,$D$71=$B$46,$D$71=$B$47,$D$71=$B$48),'Offre HPI - G Hybrid'!F254,IF(OR($D$71=$B$41,$D$71=$B$42,$D$71=$B$43,$D$71=$B$44),'Offre Alezio O Hybrid'!F256,\"\"))))))))))","v":""},{"$f":"Chiffrage!M141","v":0},""]
[27,null,{"$f":"IF($D$71=$B$52,'OFFRE HPI M'!B253,IF(OR($D$71=$B$38,$D$71=$B$39),'Offre HPI - CAELIA'!B274,IF($D$71=$B$51,'Offre Strateo'!B194,IF($D$71=$B$40,'Offre S Compact - ERIA FIT IN'!B106,IF(OR($D$71=$B$36,$D$71=$B$37),'Offre SV200 - ERIA N DUO '!B131,IF(OR($D$71=$B$34,$D$71=$B$35),'Offre Alezio S - ERIA '!B191,IF(OR($D$71=$B$49,$D$71=$B$50),'Offre GSHP'!B237,IF($D$71=\"\",'Offre Alezio G hybrid'!B220,IF(OR($D$71=$B$45,$D$71=$B$46,$D$71=$B$47,$D$71=$B$48),'Offre HPI - G Hybrid'!B255,IF(OR($D$71=$B$41,$D$71=$B$42,$D$71=$B$43,$D$71=$B$44),'Offre Alezio O Hybrid'!B257,\"\"))))))))))","v":100020165},{"$f":"IF($D$71=$B$52,'OFFRE HPI M'!C253,IF(OR($D$71=$B$38,$D$71=$B$39),'Offre HPI - CAELIA'!C274,IF($D$71=$B$51,'Offre Strateo'!C194,IF($D$71=$B$40,'Offre S Compact - ERIA FIT IN'!C106,IF(OR($D$71=$B$36,$D$71=$B$37),'Offre SV200 - ERIA N DUO '!C131,IF(OR($D$71=$B$34,$D$71=$B$35),'Offre Alezio S - ERIA '!C191,IF(OR($D$71=$B$49,$D$71=$B$50),'Offre GSHP'!C237,IF($D$71=\"\",'Offre Alezio G hybrid'!C220,IF(OR($D$71=$B$45,$D$71=$B$46,$D$71=$B$47,$D$71=$B$48),'Offre HPI - G Hybrid'!C255,IF(OR($D$71=$B$41,$D$71=$B$42,$D$71=$B$43,$D$71=$B$44),'Offre Alezio O Hybrid'!C257,\"\"))))))))))","v":"CONSOLE MUR COLLECTEUR "},null,null,null,{"$f":"IF($D$71=$B$52,'OFFRE HPI M'!D253,IF(OR($D$71=$B$38,$D$71=$B$39),'Offre HPI - CAELIA'!D274,IF($D$71=$B$51,'Offre Strateo'!D194,IF($D$71=$B$40,'Offre S Compact - ERIA FIT IN'!D106,IF(OR($D$71=$B$36,$D$71=$B$37),'Offre SV200 - ERIA N DUO '!D131,IF(OR($D$71=$B$34,$D$71=$B$35),'Offre Alezio S - ERIA '!D191,IF(OR($D$71=$B$50,$D$71=$B$49),'Offre GSHP'!D237,IF($D$71=\"\",'Offre Alezio G hybrid'!D220,IF(OR($D$71=$B$45,$D$71=$B$46,$D$71=$B$47,$D$71=$B$48),'Offre HPI - G Hybrid'!D255,IF(OR($D$71=$B$41,$D$71=$B$42,$D$71=$B$43,$D$71=$B$44),'Offre Alezio O Hybrid'!D257,\"\"))))))))))","v":"EA141"},{"$f":"IF($D$71=$B$52,'OFFRE HPI M'!E253,IF(OR($D$71=$B$38,$D$71=$B$39),'Offre HPI - CAELIA'!E274,IF($D$71=$B$51,'Offre Strateo'!E194,IF($D$71=$B$40,'Offre S Compact - ERIA FIT IN'!E106,IF(OR($D$71=$B$36,$D$71=$B$37),'Offre SV200 - ERIA N DUO '!E131,IF(OR($D$71=$B$34,$D$71=$B$35),'Offre Alezio S - ERIA '!E191,IF(OR($D$71=$B$50,$D$71=$B$49),'Offre GSHP'!E237,IF($D$71=\"\",'Offre Alezio G hybrid'!E220,IF(OR($D$71=$B$45,$D$71=$B$46,$D$71=$B$47,$D$71=$B$48),'Offre HPI - G Hybrid'!E255,IF(OR($D$71=$B$41,$D$71=$B$42,$D$71=$B$43,$D$71=$B$44),'Offre Alezio O Hybrid'!E257,\"\"))))))))))","v":48},{"$f":"IF($D$71=$B$52,'OFFRE HPI M'!F253,IF(OR($D$71=$B$38,$D$71=$B$39),'Offre HPI - CAELIA'!F274,IF($D$71=$B$51,'Offre Strateo'!F194,IF($D$71=$B$40,'Offre S Compact - ERIA FIT IN'!F106,IF(OR($D$71=$B$36,$D$71=$B$37),'Offre SV200 - ERIA N DUO '!F131,IF(OR($D$71=$B$34,$D$71=$B$35),'Offre Alezio S - ERIA '!F191,IF(OR($D$71=$B$50,$D$71=$B$49),'Offre GSHP'!F237,IF($D$71=\"\",'Offre Alezio G hybrid'!F220,IF(OR($D$71=$B$45,$D$71=$B$46,$D$71=$B$47,$D$71=$B$48),'Offre HPI - G Hybrid'!F255,IF(OR($D$71=$B$41,$D$71=$B$42,$D$71=$B$43,$D$71=$B$44),'Offre Alezio O Hybrid'!F257,\"\"))))))))))","v":""},{"$f":"Chiffrage!M142","v":0},{"$f":"IFERROR(IF($C$86=$C$89,IF(K128=0,\"\",K128*I128),IF(J128=\"\",\"\",J128*I128)),\"\")","v":""}]
[28,null,{"$f":"IF($D$71=$B$52,'OFFRE HPI M'!B254,IF(OR($D$71=$B$38,$D$71=$B$39),'Offre HPI - CAELIA'!B275,IF($D$71=$B$51,'Offre Strateo'!B195,IF($D$71=$B$40,'Offre S Compact - ERIA FIT IN'!B107,IF(OR($D$71=$B$36,$D$71=$B$37),'Offre SV200 - ERIA N DUO '!B132,IF(OR($D$71=$B$34,$D$71=$B$35),'Offre Alezio S - ERIA '!B192,IF(OR($D$71=$B$49,$D$71=$B$50),'Offre GSHP'!B238,IF($D$71=\"\",'Offre Alezio G hybrid'!B221,IF(OR($D$71=$B$45,$D$71=$B$46,$D$71=$B$47,$D$71=$B$48),'Offre HPI - G Hybrid'!B256,IF(OR($D$71=$B$41,$D$71=$B$42,$D$71=$B$43,$D$71=$B$44),'Offre Alezio O Hybrid'!B258,\"\"))))))))))","v":100020166},{"$f":"IF($D$71=$B$52,'OFFRE HPI M'!C254,IF(OR($D$71=$B$38,$D$71=$B$39),'Offre HPI - CAELIA'!C275,IF($D$71=$B$51,'Offre Strateo'!C195,IF($D$71=$B$40,'Offre S Compact - ERIA FIT IN'!C107,IF(OR($D$71=$B$36,$D$71=$B$37),'Offre SV200 - ERIA N DUO '!C132,IF(OR($D$71=$B$34,$D$71=$B$35),'Offre Alezio S - ERIA '!C192,IF(OR($D$71=$B$49,$D$71=$B$50),'Offre GSHP'!C238,IF($D$71=\"\",'Offre Alezio G hybrid'!C221,IF(OR($D$71=$B$45,$D$71=$B$46,$D$71=$B$47,$D$71=$B$48),'Offre HPI - G Hybrid'!C256,IF(OR($D$71=$B$41,$D$71=$B$42,$D$71=$B$43,$D$71=$B$44),'Offre Alezio O Hybrid'!C258,\"\"))))))))))","v":"CONSOLE MUR 1 MODULE "},null,null,null,{"$f":"IF($D$71=$B$52,'OFFRE HPI M'!D254,IF(OR($D$71=$B$38,$D$71=$B$39),'Offre HPI - CAELIA'!D275,IF($D$71=$B$51,'Offre Strateo'!D195,IF($D$71=$B$40,'Offre S Compact - ERIA FIT IN'!D107,IF(OR($D$71=$B$36,$D$71=$B$37),'Offre SV200 - ERIA N DUO '!D132,IF(OR($D$71=$B$34,$D$71=$B$35),'Offre Alezio S - ERIA '!D192,IF(OR($D$71=$B$50,$D$71=$B$49),'Offre GSHP'!D238,IF($D$71=\"\",'Offre Alezio G hybrid'!D221,IF(OR($D$71=$B$45,$D$71=$B$46,$D$71=$B$47,$D$71=$B$48),'Offre HPI - G Hybrid'!D256,IF(OR($D$71=$B$41,$D$71=$B$42,$D$71=$B$43,$D$71=$B$44),'Offre Alezio O Hybrid'!D258,\"\"))))))))))","v":"EA142"},{"$f":"IF($D$71=$B$52,'OFFRE HPI M'!E254,IF(OR($D$71=$B$38,$D$71=$B$39),'Offre HPI - CAELIA'!E275,IF($D$71=$B$51,'Offre Strateo'!E195,IF($D$71=$B$40,'Offre S Compact - ERIA FIT IN'!E107,IF(OR($D$71=$B$36,$D$71=$B$37),'Offre SV200 - ERIA N DUO '!E132,IF(OR($D$71=$B$34,$D$71=$B$35),'Offre Alezio S - ERIA '!E192,IF(OR($D$71=$B$50,$D$71=$B$49),'Offre GSHP'!E238,IF($D$71=\"\",'Offre Alezio G hybrid'!E221,IF(OR($D$71=$B$45,$D$71=$B$46,$D$71=$B$47,$D$71=$B$48),'Offre HPI - G Hybrid'!E256,IF(OR($D$71=$B$41,$D$71=$B$42,$D$71=$B$43,$D$71=$B$44),'Offre Alezio O Hybrid'!E258,\"\"))))))))))","v":129},{"$f":"IF($D$71=$B$52,'OFFRE HPI M'!F254,IF(OR($D$71=$B$38,$D$71=$B$39),'Offre HPI - CAELIA'!F275,IF($D$71=$B$51,'Offre Strateo'!F195,IF($D$71=$B$40,'Offre S Compact - ERIA FIT IN'!F107,IF(OR($D$71=$B$36,$D$71=$B$37),'Offre SV200 - ERIA N DUO '!F132,IF(OR($D$71=$B$34,$D$71=$B$35),'Offre Alezio S - ERIA '!F192,IF(OR($D$71=$B$50,$D$71=$B$49),'Offre GSHP'!F238,IF($D$71=\"\",'Offre Alezio G hybrid'!F221,IF(OR($D$71=$B$45,$D$71=$B$46,$D$71=$B$47,$D$71=$B$48),'Offre HPI - G Hybrid'!F256,IF(OR($D$71=$B$41,$D$71=$B$42,$D$71=$B$43,$D$71=$B$44),'Offre Alezio O Hybrid'!F258,\"\"))))))))))","v":""},{"$f":"Chiffrage!M143","v":0},""]
[29,null,{"$f":"IF($D$71=$B$52,'OFFRE HPI M'!B255,IF(OR($D$71=$B$38,$D$71=$B$39),'Offre HPI - CAELIA'!B276,IF($D$71=$B$51,'Offre Strateo'!B196,IF($D$71=$B$40,'Offre S Compact - ERIA FIT IN'!B108,IF(OR($D$71=$B$36,$D$71=$B$37),'Offre SV200 - ERIA N DUO '!B133,IF(OR($D$71=$B$34,$D$71=$B$35),'Offre Alezio S - ERIA '!B193,IF(OR($D$71=$B$49,$D$71=$B$50),'Offre GSHP'!B239,IF($D$71=\"\",'Offre Alezio G hybrid'!B222,IF(OR($D$71=$B$45,$D$71=$B$46,$D$71=$B$47,$D$71=$B$48),'Offre HPI - G Hybrid'!B257,IF(OR($D$71=$B$41,$D$71=$B$42,$D$71=$B$43,$D$71=$B$44),'Offre Alezio O Hybrid'!B259,\"\"))))))))))","v":100020045},{"$f":"IF($D$71=$B$52,'OFFRE HPI M'!C255,IF(OR($D$71=$B$38,$D$71=$B$39),'Offre HPI - CAELIA'!C276,IF($D$71=$B$51,'Offre Strateo'!C196,IF($D$71=$B$40,'Offre S Compact - ERIA FIT IN'!C108,IF(OR($D$71=$B$36,$D$71=$B$37),'Offre SV200 - ERIA N DUO '!C133,IF(OR($D$71=$B$34,$D$71=$B$35),'Offre Alezio S - ERIA '!C193,IF(OR($D$71=$B$49,$D$71=$B$50),'Offre GSHP'!C239,IF($D$71=\"\",'Offre Alezio G hybrid'!C222,IF(OR($D$71=$B$45,$D$71=$B$46,$D$71=$B$47,$D$71=$B$48),'Offre HPI - G Hybrid'!C257,IF(OR($D$71=$B$41,$D$71=$B$42,$D$71=$B$43,$D$71=$B$44),'Offre Alezio O Hybrid'!C259,\"\"))))))))))","v":"KIT FILTRE FERNOX TF1"},null,null,null,{"$f":"IF($D$71=$B$52,'OFFRE HPI M'!D255,IF(OR($D$71=$B$38,$D$71=$B$39),'Offre HPI - CAELIA'!D276,IF($D$71=$B$51,'Offre Strateo'!D196,IF($D$71=$B$40,'Offre S Compact - ERIA FIT IN'!D108,IF(OR($D$71=$B$36,$D$71=$B$37),'Offre SV200 - ERIA N DUO '!D133,IF(OR($D$71=$B$34,$D$71=$B$35),'Offre Alezio S - ERIA '!D193,IF(OR($D$71=$B$50,$D$71=$B$49),'Offre GSHP'!D239,IF($D$71=\"\",'Offre Alezio G hybrid'!D222,IF(OR($D$71=$B$45,$D$71=$B$46,$D$71=$B$47,$D$71=$B$48),'Offre HPI - G Hybrid'!D257,IF(OR($D$71=$B$41,$D$71=$B$42,$D$71=$B$43,$D$71=$B$44),'Offre Alezio O Hybrid'!D259,\"\"))))))))))","v":"EH896"},{"$f":"IF($D$71=$B$52,'OFFRE HPI M'!E255,IF(OR($D$71=$B$38,$D$71=$B$39),'Offre HPI - CAELIA'!E276,IF($D$71=$B$51,'Offre Strateo'!E196,IF($D$71=$B$40,'Offre S Compact - ERIA FIT IN'!E108,IF(OR($D$71=$B$36,$D$71=$B$37),'Offre SV200 - ERIA N DUO '!E133,IF(OR($D$71=$B$34,$D$71=$B$35),'Offre Alezio S - ERIA '!E193,IF(OR($D$71=$B$50,$D$71=$B$49),'Offre GSHP'!E239,IF($D$71=\"\",'Offre Alezio G hybrid'!E222,IF(OR($D$71=$B$45,$D$71=$B$46,$D$71=$B$47,$D$71=$B$48),'Offre HPI - G Hybrid'!E257,IF(OR($D$71=$B$41,$D$71=$B$42,$D$71=$B$43,$D$71=$B$44),'Offre Alezio O Hybrid'!E259,\"\"))))))))))","v":288},{"$f":"IF($D$71=$B$52,'OFFRE HPI M'!F255,IF(OR($D$71=$B$38,$D$71=$B$39),'Offre HPI - CAELIA'!F276,IF($D$71=$B$51,'Offre Strateo'!F196,IF($D$71=$B$40,'Offre S Compact - ERIA FIT IN'!F108,IF(OR($D$71=$B$36,$D$71=$B$37),'Offre SV200 - ERIA N DUO '!F133,IF(OR($D$71=$B$34,$D$71=$B$35),'Offre Alezio S - ERIA '!F193,IF(OR($D$71=$B$50,$D$71=$B$49),'Offre GSHP'!F239,IF($D$71=\"\",'Offre Alezio G hybrid'!F222,IF(OR($D$71=$B$45,$D$71=$B$46,$D$71=$B$47,$D$71=$B$48),'Offre HPI - G Hybrid'!F257,IF(OR($D$71=$B$41,$D$71=$B$42,$D$71=$B$43,$D$71=$B$44),'Offre Alezio O Hybrid'!F259,\"\"))))))))))","v":1},{"$f":"Chiffrage!M144","v":0},288]
[30,null,{"$f":"IF($D$71=$B$52,'OFFRE HPI M'!B256,IF(OR($D$71=$B$38,$D$71=$B$39),'Offre HPI - CAELIA'!B277,IF($D$71=$B$51,'Offre Strateo'!B197,IF($D$71=$B$40,'Offre S Compact - ERIA FIT IN'!B109,IF(OR($D$71=$B$36,$D$71=$B$37),'Offre SV200 - ERIA N DUO '!B134,IF(OR($D$71=$B$34,$D$71=$B$35),'Offre Alezio S - ERIA '!B194,IF(OR($D$71=$B$49,$D$71=$B$50),'Offre GSHP'!B240,IF($D$71=\"\",'Offre Alezio G hybrid'!B223,IF(OR($D$71=$B$45,$D$71=$B$46,$D$71=$B$47,$D$71=$B$48),'Offre HPI - G Hybrid'!B258,IF(OR($D$71=$B$41,$D$71=$B$42,$D$71=$B$43,$D$71=$B$44),'Offre Alezio O Hybrid'!B260,\"\"))))))))))","v":7746242},{"$f":"IF($D$71=$B$52,'OFFRE HPI M'!C256,IF(OR($D$71=$B$38,$D$71=$B$39),'Offre HPI - CAELIA'!C277,IF($D$71=$B$51,'Offre Strateo'!C197,IF($D$71=$B$40,'Offre S Compact - ERIA FIT IN'!C109,IF(OR($D$71=$B$36,$D$71=$B$37),'Offre SV200 - ERIA N DUO '!C134,IF(OR($D$71=$B$34,$D$71=$B$35),'Offre Alezio S - ERIA '!C194,IF(OR($D$71=$B$49,$D$71=$B$50),'Offre GSHP'!C240,IF($D$71=\"\",'Offre Alezio G hybrid'!C223,IF(OR($D$71=$B$45,$D$71=$B$46,$D$71=$B$47,$D$71=$B$48),'Offre HPI - G Hybrid'!C258,IF(OR($D$71=$B$41,$D$71=$B$42,$D$71=$B$43,$D$71=$B$44),'Offre Alezio O Hybrid'!C260,\"\"))))))))))","v":"SOUPAPE DIFFERENTIELLE "},null,null,null,{"$f":"IF($D$71=$B$52,'OFFRE HPI M'!D256,IF(OR($D$71=$B$38,$D$71=$B$39),'Offre HPI - CAELIA'!D277,IF($D$71=$B$51,'Offre Strateo'!D197,IF($D$71=$B$40,'Offre S Compact - ERIA FIT IN'!D109,IF(OR($D$71=$B$36,$D$71=$B$37),'Offre SV200 - ERIA N DUO '!D134,IF(OR($D$71=$B$34,$D$71=$B$35),'Offre Alezio S - ERIA '!D194,IF(OR($D$71=$B$50,$D$71=$B$49),'Offre GSHP'!D240,IF($D$71=\"\",'Offre Alezio G hybrid'!D223,IF(OR($D$71=$B$45,$D$71=$B$46,$D$71=$B$47,$D$71=$B$48),'Offre HPI - G Hybrid'!D258,IF(OR($D$71=$B$41,$D$71=$B$42,$D$71=$B$43,$D$71=$B$44),'Offre Alezio O Hybrid'!D260,\"\"))))))))))","v":"HK150"},{"$f":"IF($D$71=$B$52,'OFFRE HPI M'!E256,IF(OR($D$71=$B$38,$D$71=$B$39),'Offre HPI - CAELIA'!E277,IF($D$71=$B$51,'Offre Strateo'!E197,IF($D$71=$B$40,'Offre S Compact - ERIA FIT IN'!E109,IF(OR($D$71=$B$36,$D$71=$B$37),'Offre SV200 - ERIA N DUO '!E134,IF(OR($D$71=$B$34,$D$71=$B$35),'Offre Alezio S - ERIA '!E194,IF(OR($D$71=$B$50,$D$71=$B$49),'Offre GSHP'!E240,IF($D$71=\"\",'Offre Alezio G hybrid'!E223,IF(OR($D$71=$B$45,$D$71=$B$46,$D$71=$B$47,$D$71=$B$48),'Offre HPI - G Hybrid'!E258,IF(OR($D$71=$B$41,$D$71=$B$42,$D$71=$B$43,$D$71=$B$44),'Offre Alezio O Hybrid'!E260,\"\"))))))))))","v":59},{"$f":"IF($D$71=$B$52,'OFFRE HPI M'!F256,IF(OR($D$71=$B$38,$D$71=$B$39),'Offre HPI - CAELIA'!F277,IF($D$71=$B$51,'Offre Strateo'!F197,IF($D$71=$B$40,'Offre S Compact - ERIA FIT IN'!F109,IF(OR($D$71=$B$36,$D$71=$B$37),'Offre SV200 - ERIA N DUO '!F134,IF(OR($D$71=$B$34,$D$71=$B$35),'Offre Alezio S - ERIA '!F194,IF(OR($D$71=$B$50,$D$71=$B$49),'Offre GSHP'!F240,IF($D$71=\"\",'Offre Alezio G hybrid'!F223,IF(OR($D$71=$B$45,$D$71=$B$46,$D$71=$B$47,$D$71=$B$48),'Offre HPI - G Hybrid'!F258,IF(OR($D$71=$B$41,$D$71=$B$42,$D$71=$B$43,$D$71=$B$44),'Offre Alezio O Hybrid'!F260,\"\"))))))))))","v":1},{"$f":"Chiffrage!M145","v":0},59]
[31,null,{"$f":"IF($D$71=$B$52,'OFFRE HPI M'!B257,IF(OR($D$71=$B$38,$D$71=$B$39),'Offre HPI - CAELIA'!B278,IF($D$71=$B$51,'Offre Strateo'!B198,IF($D$71=$B$40,'Offre S Compact - ERIA FIT IN'!B110,IF(OR($D$71=$B$36,$D$71=$B$37),'Offre SV200 - ERIA N DUO '!B135,IF(OR($D$71=$B$34,$D$71=$B$35),'Offre Alezio S - ERIA '!B195,IF(OR($D$71=$B$49,$D$71=$B$50),'Offre GSHP'!B241,IF($D$71=\"\",'Offre Alezio G hybrid'!B224,IF(OR($D$71=$B$45,$D$71=$B$46,$D$71=$B$47,$D$71=$B$48),'Offre HPI - G Hybrid'!B259,IF(OR($D$71=$B$41,$D$71=$B$42,$D$71=$B$43,$D$71=$B$44),'Offre Alezio O Hybrid'!B261,\"\"))))))))))","v":""},{"$f":"IF($D$71=$B$52,'OFFRE HPI M'!C257,IF(OR($D$71=$B$38,$D$71=$B$39),'Offre HPI - CAELIA'!C278,IF($D$71=$B$51,'Offre Strateo'!C198,IF($D$71=$B$40,'Offre S Compact - ERIA FIT IN'!C110,IF(OR($D$71=$B$36,$D$71=$B$37),'Offre SV200 - ERIA N DUO '!C135,IF(OR($D$71=$B$34,$D$71=$B$35),'Offre Alezio S - ERIA '!C195,IF(OR($D$71=$B$49,$D$71=$B$50),'Offre GSHP'!C241,IF($D$71=\"\",'Offre Alezio G hybrid'!C224,IF(OR($D$71=$B$45,$D$71=$B$46,$D$71=$B$47,$D$71=$B$48),'Offre HPI - G Hybrid'!C259,IF(OR($D$71=$B$41,$D$71=$B$42,$D$71=$B$43,$D$71=$B$44),'Offre Alezio O Hybrid'!C261,\"\"))))))))))","v":""},null,null,null,{"$f":"IF($D$71=$B$52,'OFFRE HPI M'!D257,IF(OR($D$71=$B$38,$D$71=$B$39),'Offre HPI - CAELIA'!D278,IF($D$71=$B$51,'Offre Strateo'!D198,IF($D$71=$B$40,'Offre S Compact - ERIA FIT IN'!D110,IF(OR($D$71=$B$36,$D$71=$B$37),'Offre SV200 - ERIA N DUO '!D135,IF(OR($D$71=$B$34,$D$71=$B$35),'Offre Alezio S - ERIA '!D195,IF(OR($D$71=$B$50,$D$71=$B$49),'Offre GSHP'!D241,IF($D$71=\"\",'Offre Alezio G hybrid'!D224,IF(OR($D$71=$B$45,$D$71=$B$46,$D$71=$B$47,$D$71=$B$48),'Offre HPI - G Hybrid'!D259,IF(OR($D$71=$B$41,$D$71=$B$42,$D$71=$B$43,$D$71=$B$44),'Offre Alezio O Hybrid'!D261,\"\"))))))))))","v":""},{"$f":"IF($D$71=$B$52,'OFFRE HPI M'!E257,IF(OR($D$71=$B$38,$D$71=$B$39),'Offre HPI - CAELIA'!E278,IF($D$71=$B$51,'Offre Strateo'!E198,IF($D$71=$B$40,'Offre S Compact - ERIA FIT IN'!E110,IF(OR($D$71=$B$36,$D$71=$B$37),'Offre SV200 - ERIA N DUO '!E135,IF(OR($D$71=$B$34,$D$71=$B$35),'Offre Alezio S - ERIA '!E195,IF(OR($D$71=$B$50,$D$71=$B$49),'Offre GSHP'!E241,IF($D$71=\"\",'Offre Alezio G hybrid'!E224,IF(OR($D$71=$B$45,$D$71=$B$46,$D$71=$B$47,$D$71=$B$48),'Offre HPI - G Hybrid'!E259,IF(OR($D$71=$B$41,$D$71=$B$42,$D$71=$B$43,$D$71=$B$44),'Offre Alezio O Hybrid'!E261,\"\"))))))))))","v":""},{"$f":"IF($D$71=$B$52,'OFFRE HPI M'!F257,IF(OR($D$71=$B$38,$D$71=$B$39),'Offre HPI - CAELIA'!F278,IF($D$71=$B$51,'Offre Strateo'!F198,IF($D$71=$B$40,'Offre S Compact - ERIA FIT IN'!F110,IF(OR($D$71=$B$36,$D$71=$B$37),'Offre SV200 - ERIA N DUO '!F135,IF(OR($D$71=$B$34,$D$71=$B$35),'Offre Alezio S - ERIA '!F195,IF(OR($D$71=$B$50,$D$71=$B$49),'Offre GSHP'!F241,IF($D$71=\"\",'Offre Alezio G hybrid'!F224,IF(OR($D$71=$B$45,$D$71=$B$46,$D$71=$B$47,$D$71=$B$48),'Offre HPI - G Hybrid'!F259,IF(OR($D$71=$B$41,$D$71=$B$42,$D$71=$B$43,$D$71=$B$44),'Offre Alezio O Hybrid'!F261,\"\"))))))))))","v":""},{"$f":"Chiffrage!M146","v":0},""]
[32,null,{"$f":"IF($D$71=$B$52,'OFFRE HPI M'!B258,IF(OR($D$71=$B$38,$D$71=$B$39),'Offre HPI - CAELIA'!B279,IF($D$71=$B$51,'Offre Strateo'!B199,IF($D$71=$B$40,'Offre S Compact - ERIA FIT IN'!B111,IF(OR($D$71=$B$36,$D$71=$B$37),'Offre SV200 - ERIA N DUO '!B136,IF(OR($D$71=$B$34,$D$71=$B$35),'Offre Alezio S - ERIA '!B196,IF(OR($D$71=$B$49,$D$71=$B$50),'Offre GSHP'!B242,IF($D$71=\"\",'Offre Alezio G hybrid'!B225,IF(OR($D$71=$B$45,$D$71=$B$46,$D$71=$B$47,$D$71=$B$48),'Offre HPI - G Hybrid'!B260,IF(OR($D$71=$B$41,$D$71=$B$42,$D$71=$B$43,$D$71=$B$44),'Offre Alezio O Hybrid'!B262,\"\"))))))))))","v":""},{"$f":"IF($D$71=$B$52,'OFFRE HPI M'!C258,IF(OR($D$71=$B$38,$D$71=$B$39),'Offre HPI - CAELIA'!C279,IF($D$71=$B$51,'Offre Strateo'!C199,IF($D$71=$B$40,'Offre S Compact - ERIA FIT IN'!C111,IF(OR($D$71=$B$36,$D$71=$B$37),'Offre SV200 - ERIA N DUO '!C136,IF(OR($D$71=$B$34,$D$71=$B$35),'Offre Alezio S - ERIA '!C196,IF(OR($D$71=$B$49,$D$71=$B$50),'Offre GSHP'!C242,IF($D$71=\"\",'Offre Alezio G hybrid'!C225,IF(OR($D$71=$B$45,$D$71=$B$46,$D$71=$B$47,$D$71=$B$48),'Offre HPI - G Hybrid'!C260,IF(OR($D$71=$B$41,$D$71=$B$42,$D$71=$B$43,$D$71=$B$44),'Offre Alezio O Hybrid'!C262,\"\"))))))))))","v":""},null,null,null,{"$f":"IF($D$71=$B$52,'OFFRE HPI M'!D258,IF(OR($D$71=$B$38,$D$71=$B$39),'Offre HPI - CAELIA'!D279,IF($D$71=$B$51,'Offre Strateo'!D199,IF($D$71=$B$40,'Offre S Compact - ERIA FIT IN'!D111,IF(OR($D$71=$B$36,$D$71=$B$37),'Offre SV200 - ERIA N DUO '!D136,IF(OR($D$71=$B$34,$D$71=$B$35),'Offre Alezio S - ERIA '!D196,IF(OR($D$71=$B$50,$D$71=$B$49),'Offre GSHP'!D242,IF($D$71=\"\",'Offre Alezio G hybrid'!D225,IF(OR($D$71=$B$45,$D$71=$B$46,$D$71=$B$47,$D$71=$B$48),'Offre HPI - G Hybrid'!D260,IF(OR($D$71=$B$41,$D$71=$B$42,$D$71=$B$43,$D$71=$B$44),'Offre Alezio O Hybrid'!D262,\"\"))))))))))","v":""},{"$f":"IF($D$71=$B$52,'OFFRE HPI M'!E258,IF(OR($D$71=$B$38,$D$71=$B$39),'Offre HPI - CAELIA'!E279,IF($D$71=$B$51,'Offre Strateo'!E199,IF($D$71=$B$40,'Offre S Compact - ERIA FIT IN'!E111,IF(OR($D$71=$B$36,$D$71=$B$37),'Offre SV200 - ERIA N DUO '!E136,IF(OR($D$71=$B$34,$D$71=$B$35),'Offre Alezio S - ERIA '!E196,IF(OR($D$71=$B$50,$D$71=$B$49),'Offre GSHP'!E242,IF($D$71=\"\",'Offre Alezio G hybrid'!E225,IF(OR($D$71=$B$45,$D$71=$B$46,$D$71=$B$47,$D$71=$B$48),'Offre HPI - G Hybrid'!E260,IF(OR($D$71=$B$41,$D$71=$B$42,$D$71=$B$43,$D$71=$B$44),'Offre Alezio O Hybrid'!E262,\"\"))))))))))","v":""},{"$f":"IF($D$71=$B$52,'OFFRE HPI M'!F258,IF(OR($D$71=$B$38,$D$71=$B$39),'Offre HPI - CAELIA'!F279,IF($D$71=$B$51,'Offre Strateo'!F199,IF($D$71=$B$40,'Offre S Compact - ERIA FIT IN'!F111,IF(OR($D$71=$B$36,$D$71=$B$37),'Offre SV200 - ERIA N DUO '!F136,IF(OR($D$71=$B$34,$D$71=$B$35),'Offre Alezio S - ERIA '!F196,IF(OR($D$71=$B$50,$D$71=$B$49),'Offre GSHP'!F242,IF($D$71=\"\",'Offre Alezio G hybrid'!F225,IF(OR($D$71=$B$45,$D$71=$B$46,$D$71=$B$47,$D$71=$B$48),'Offre HPI - G Hybrid'!F260,IF(OR($D$71=$B$41,$D$71=$B$42,$D$71=$B$43,$D$71=$B$44),'Offre Alezio O Hybrid'!F262,\"\"))))))))))","v":""},{"$f":"Chiffrage!M147","v":0},""]
[33,null,{"$f":"IF($D$71=$B$52,'OFFRE HPI M'!B259,IF(OR($D$71=$B$38,$D$71=$B$39),'Offre HPI - CAELIA'!B280,IF($D$71=$B$51,'Offre Strateo'!B200,IF($D$71=$B$40,'Offre S Compact - ERIA FIT IN'!B112,IF(OR($D$71=$B$36,$D$71=$B$37),'Offre SV200 - ERIA N DUO '!B137,IF(OR($D$71=$B$34,$D$71=$B$35),'Offre Alezio S - ERIA '!B197,IF(OR($D$71=$B$49,$D$71=$B$50),'Offre GSHP'!B243,IF($D$71=\"\",'Offre Alezio G hybrid'!B226,IF(OR($D$71=$B$45,$D$71=$B$46,$D$71=$B$47,$D$71=$B$48),'Offre HPI - G Hybrid'!B261,IF(OR($D$71=$B$41,$D$71=$B$42,$D$71=$B$43,$D$71=$B$44),'Offre Alezio O Hybrid'!B263,\"\"))))))))))","v":""},{"$f":"IF($D$71=$B$52,'OFFRE HPI M'!C259,IF(OR($D$71=$B$38,$D$71=$B$39),'Offre HPI - CAELIA'!C280,IF($D$71=$B$51,'Offre Strateo'!C200,IF($D$71=$B$40,'Offre S Compact - ERIA FIT IN'!C112,IF(OR($D$71=$B$36,$D$71=$B$37),'Offre SV200 - ERIA N DUO '!C137,IF(OR($D$71=$B$34,$D$71=$B$35),'Offre Alezio S - ERIA '!C197,IF(OR($D$71=$B$49,$D$71=$B$50),'Offre GSHP'!C243,IF($D$71=\"\",'Offre Alezio G hybrid'!C226,IF(OR($D$71=$B$45,$D$71=$B$46,$D$71=$B$47,$D$71=$B$48),'Offre HPI - G Hybrid'!C261,IF(OR($D$71=$B$41,$D$71=$B$42,$D$71=$B$43,$D$71=$B$44),'Offre Alezio O Hybrid'!C263,\"\"))))))))))","v":""},null,null,null,{"$f":"IF($D$71=$B$52,'OFFRE HPI M'!D259,IF(OR($D$71=$B$38,$D$71=$B$39),'Offre HPI - CAELIA'!D280,IF($D$71=$B$51,'Offre Strateo'!D200,IF($D$71=$B$40,'Offre S Compact - ERIA FIT IN'!D112,IF(OR($D$71=$B$36,$D$71=$B$37),'Offre SV200 - ERIA N DUO '!D137,IF(OR($D$71=$B$34,$D$71=$B$35),'Offre Alezio S - ERIA '!D197,IF(OR($D$71=$B$50,$D$71=$B$49),'Offre GSHP'!D243,IF($D$71=\"\",'Offre Alezio G hybrid'!D226,IF(OR($D$71=$B$45,$D$71=$B$46,$D$71=$B$47,$D$71=$B$48),'Offre HPI - G Hybrid'!D261,IF(OR($D$71=$B$41,$D$71=$B$42,$D$71=$B$43,$D$71=$B$44),'Offre Alezio O Hybrid'!D263,\"\"))))))))))","v":""},{"$f":"IF($D$71=$B$52,'OFFRE HPI M'!E259,IF(OR($D$71=$B$38,$D$71=$B$39),'Offre HPI - CAELIA'!E280,IF($D$71=$B$51,'Offre Strateo'!E200,IF($D$71=$B$40,'Offre S Compact - ERIA FIT IN'!E112,IF(OR($D$71=$B$36,$D$71=$B$37),'Offre SV200 - ERIA N DUO '!E137,IF(OR($D$71=$B$34,$D$71=$B$35),'Offre Alezio S - ERIA '!E197,IF(OR($D$71=$B$50,$D$71=$B$49),'Offre GSHP'!E243,IF($D$71=\"\",'Offre Alezio G hybrid'!E226,IF(OR($D$71=$B$45,$D$71=$B$46,$D$71=$B$47,$D$71=$B$48),'Offre HPI - G Hybrid'!E261,IF(OR($D$71=$B$41,$D$71=$B$42,$D$71=$B$43,$D$71=$B$44),'Offre Alezio O Hybrid'!E263,\"\"))))))))))","v":""},{"$f":"IF($D$71=$B$52,'OFFRE HPI M'!F259,IF(OR($D$71=$B$38,$D$71=$B$39),'Offre HPI - CAELIA'!F280,IF($D$71=$B$51,'Offre Strateo'!F200,IF($D$71=$B$40,'Offre S Compact - ERIA FIT IN'!F112,IF(OR($D$71=$B$36,$D$71=$B$37),'Offre SV200 - ERIA N DUO '!F137,IF(OR($D$71=$B$34,$D$71=$B$35),'Offre Alezio S - ERIA '!F197,IF(OR($D$71=$B$50,$D$71=$B$49),'Offre GSHP'!F243,IF($D$71=\"\",'Offre Alezio G hybrid'!F226,IF(OR($D$71=$B$45,$D$71=$B$46,$D$71=$B$47,$D$71=$B$48),'Offre HPI - G Hybrid'!F261,IF(OR($D$71=$B$41,$D$71=$B$42,$D$71=$B$43,$D$71=$B$44),'Offre Alezio O Hybrid'!F263,\"\"))))))))))","v":""},{"$f":"Chiffrage!M148","v":0},""]
[34,null,{"$f":"IF($D$71=$B$52,'OFFRE HPI M'!B260,IF(OR($D$71=$B$38,$D$71=$B$39),'Offre HPI - CAELIA'!B281,IF($D$71=$B$51,'Offre Strateo'!B201,IF($D$71=$B$40,'Offre S Compact - ERIA FIT IN'!B113,IF(OR($D$71=$B$36,$D$71=$B$37),'Offre SV200 - ERIA N DUO '!B138,IF(OR($D$71=$B$34,$D$71=$B$35),'Offre Alezio S - ERIA '!B198,IF(OR($D$71=$B$49,$D$71=$B$50),'Offre GSHP'!B244,IF($D$71=\"\",'Offre Alezio G hybrid'!B227,IF(OR($D$71=$B$45,$D$71=$B$46,$D$71=$B$47,$D$71=$B$48),'Offre HPI - G Hybrid'!B262,IF(OR($D$71=$B$41,$D$71=$B$42,$D$71=$B$43,$D$71=$B$44),'Offre Alezio O Hybrid'!B264,\"\"))))))))))","v":""},{"$f":"IF($D$71=$B$52,'OFFRE HPI M'!C260,IF(OR($D$71=$B$38,$D$71=$B$39),'Offre HPI - CAELIA'!C281,IF($D$71=$B$51,'Offre Strateo'!C201,IF($D$71=$B$40,'Offre S Compact - ERIA FIT IN'!C113,IF(OR($D$71=$B$36,$D$71=$B$37),'Offre SV200 - ERIA N DUO '!C138,IF(OR($D$71=$B$34,$D$71=$B$35),'Offre Alezio S - ERIA '!C198,IF(OR($D$71=$B$49,$D$71=$B$50),'Offre GSHP'!C244,IF($D$71=\"\",'Offre Alezio G hybrid'!C227,IF(OR($D$71=$B$45,$D$71=$B$46,$D$71=$B$47,$D$71=$B$48),'Offre HPI - G Hybrid'!C262,IF(OR($D$71=$B$41,$D$71=$B$42,$D$71=$B$43,$D$71=$B$44),'Offre Alezio O Hybrid'!C264,\"\"))))))))))","v":""},null,null,null,{"$f":"IF($D$71=$B$52,'OFFRE HPI M'!D260,IF(OR($D$71=$B$38,$D$71=$B$39),'Offre HPI - CAELIA'!D281,IF($D$71=$B$51,'Offre Strateo'!D201,IF($D$71=$B$40,'Offre S Compact - ERIA FIT IN'!D113,IF(OR($D$71=$B$36,$D$71=$B$37),'Offre SV200 - ERIA N DUO '!D138,IF(OR($D$71=$B$34,$D$71=$B$35),'Offre Alezio S - ERIA '!D198,IF(OR($D$71=$B$50,$D$71=$B$49),'Offre GSHP'!D244,IF($D$71=\"\",'Offre Alezio G hybrid'!D227,IF(OR($D$71=$B$45,$D$71=$B$46,$D$71=$B$47,$D$71=$B$48),'Offre HPI - G Hybrid'!D262,IF(OR($D$71=$B$41,$D$71=$B$42,$D$71=$B$43,$D$71=$B$44),'Offre Alezio O Hybrid'!D264,\"\"))))))))))","v":""},{"$f":"IF($D$71=$B$52,'OFFRE HPI M'!E260,IF(OR($D$71=$B$38,$D$71=$B$39),'Offre HPI - CAELIA'!E281,IF($D$71=$B$51,'Offre Strateo'!E201,IF($D$71=$B$40,'Offre S Compact - ERIA FIT IN'!E113,IF(OR($D$71=$B$36,$D$71=$B$37),'Offre SV200 - ERIA N DUO '!E138,IF(OR($D$71=$B$34,$D$71=$B$35),'Offre Alezio S - ERIA '!E198,IF(OR($D$71=$B$50,$D$71=$B$49),'Offre GSHP'!E244,IF($D$71=\"\",'Offre Alezio G hybrid'!E227,IF(OR($D$71=$B$45,$D$71=$B$46,$D$71=$B$47,$D$71=$B$48),'Offre HPI - G Hybrid'!E262,IF(OR($D$71=$B$41,$D$71=$B$42,$D$71=$B$43,$D$71=$B$44),'Offre Alezio O Hybrid'!E264,\"\"))))))))))","v":""},{"$f":"IF($D$71=$B$52,'OFFRE HPI M'!F260,IF(OR($D$71=$B$38,$D$71=$B$39),'Offre HPI - CAELIA'!F281,IF($D$71=$B$51,'Offre Strateo'!F201,IF($D$71=$B$40,'Offre S Compact - ERIA FIT IN'!F113,IF(OR($D$71=$B$36,$D$71=$B$37),'Offre SV200 - ERIA N DUO '!F138,IF(OR($D$71=$B$34,$D$71=$B$35),'Offre Alezio S - ERIA '!F198,IF(OR($D$71=$B$50,$D$71=$B$49),'Offre GSHP'!F244,IF($D$71=\"\",'Offre Alezio G hybrid'!F227,IF(OR($D$71=$B$45,$D$71=$B$46,$D$71=$B$47,$D$71=$B$48),'Offre HPI - G Hybrid'!F262,IF(OR($D$71=$B$41,$D$71=$B$42,$D$71=$B$43,$D$71=$B$44),'Offre Alezio O Hybrid'!F264,\"\"))))))))))","v":""},{"$f":"Chiffrage!M149","v":0},""]
[35,null,{"$f":"IF($D$71=$B$52,'OFFRE HPI M'!B261,IF(OR($D$71=$B$38,$D$71=$B$39),'Offre HPI - CAELIA'!B282,IF($D$71=$B$51,'Offre Strateo'!B202,IF($D$71=$B$40,'Offre S Compact - ERIA FIT IN'!B114,IF(OR($D$71=$B$36,$D$71=$B$37),'Offre SV200 - ERIA N DUO '!B139,IF(OR($D$71=$B$34,$D$71=$B$35),'Offre Alezio S - ERIA '!B199,IF(OR($D$71=$B$49,$D$71=$B$50),'Offre GSHP'!B245,IF($D$71=\"\",'Offre Alezio G hybrid'!B228,IF(OR($D$71=$B$45,$D$71=$B$46,$D$71=$B$47,$D$71=$B$48),'Offre HPI - G Hybrid'!B263,IF(OR($D$71=$B$41,$D$71=$B$42,$D$71=$B$43,$D$71=$B$44),'Offre Alezio O Hybrid'!B265,\"\"))))))))))","v":""},{"$f":"IF($D$71=$B$52,'OFFRE HPI M'!C261,IF(OR($D$71=$B$38,$D$71=$B$39),'Offre HPI - CAELIA'!C282,IF($D$71=$B$51,'Offre Strateo'!C202,IF($D$71=$B$40,'Offre S Compact - ERIA FIT IN'!C114,IF(OR($D$71=$B$36,$D$71=$B$37),'Offre SV200 - ERIA N DUO '!C139,IF(OR($D$71=$B$34,$D$71=$B$35),'Offre Alezio S - ERIA '!C199,IF(OR($D$71=$B$49,$D$71=$B$50),'Offre GSHP'!C245,IF($D$71=\"\",'Offre Alezio G hybrid'!C228,IF(OR($D$71=$B$45,$D$71=$B$46,$D$71=$B$47,$D$71=$B$48),'Offre HPI - G Hybrid'!C263,IF(OR($D$71=$B$41,$D$71=$B$42,$D$71=$B$43,$D$71=$B$44),'Offre Alezio O Hybrid'!C265,\"\"))))))))))","v":""},null,null,null,{"$f":"IF($D$71=$B$52,'OFFRE HPI M'!D261,IF(OR($D$71=$B$38,$D$71=$B$39),'Offre HPI - CAELIA'!D282,IF($D$71=$B$51,'Offre Strateo'!D202,IF($D$71=$B$40,'Offre S Compact - ERIA FIT IN'!D114,IF(OR($D$71=$B$36,$D$71=$B$37),'Offre SV200 - ERIA N DUO '!D139,IF(OR($D$71=$B$34,$D$71=$B$35),'Offre Alezio S - ERIA '!D199,IF(OR($D$71=$B$50,$D$71=$B$49),'Offre GSHP'!D245,IF($D$71=\"\",'Offre Alezio G hybrid'!D228,IF(OR($D$71=$B$45,$D$71=$B$46,$D$71=$B$47,$D$71=$B$48),'Offre HPI - G Hybrid'!D263,IF(OR($D$71=$B$41,$D$71=$B$42,$D$71=$B$43,$D$71=$B$44),'Offre Alezio O Hybrid'!D265,\"\"))))))))))","v":""},{"$f":"IF($D$71=$B$52,'OFFRE HPI M'!E261,IF(OR($D$71=$B$38,$D$71=$B$39),'Offre HPI - CAELIA'!E282,IF($D$71=$B$51,'Offre Strateo'!E202,IF($D$71=$B$40,'Offre S Compact - ERIA FIT IN'!E114,IF(OR($D$71=$B$36,$D$71=$B$37),'Offre SV200 - ERIA N DUO '!E139,IF(OR($D$71=$B$34,$D$71=$B$35),'Offre Alezio S - ERIA '!E199,IF(OR($D$71=$B$50,$D$71=$B$49),'Offre GSHP'!E245,IF($D$71=\"\",'Offre Alezio G hybrid'!E228,IF(OR($D$71=$B$45,$D$71=$B$46,$D$71=$B$47,$D$71=$B$48),'Offre HPI - G Hybrid'!E263,IF(OR($D$71=$B$41,$D$71=$B$42,$D$71=$B$43,$D$71=$B$44),'Offre Alezio O Hybrid'!E265,\"\"))))))))))","v":""},{"$f":"IF($D$71=$B$52,'OFFRE HPI M'!F261,IF(OR($D$71=$B$38,$D$71=$B$39),'Offre HPI - CAELIA'!F282,IF($D$71=$B$51,'Offre Strateo'!F202,IF($D$71=$B$40,'Offre S Compact - ERIA FIT IN'!F114,IF(OR($D$71=$B$36,$D$71=$B$37),'Offre SV200 - ERIA N DUO '!F139,IF(OR($D$71=$B$34,$D$71=$B$35),'Offre Alezio S - ERIA '!F199,IF(OR($D$71=$B$50,$D$71=$B$49),'Offre GSHP'!F245,IF($D$71=\"\",'Offre Alezio G hybrid'!F228,IF(OR($D$71=$B$45,$D$71=$B$46,$D$71=$B$47,$D$71=$B$48),'Offre HPI - G Hybrid'!F263,IF(OR($D$71=$B$41,$D$71=$B$42,$D$71=$B$43,$D$71=$B$44),'Offre Alezio O Hybrid'!F265,\"\"))))))))))","v":""},{"$f":"Chiffrage!M150","v":0},""]
[36,null,{"$f":"IF($D$71=$B$52,'OFFRE HPI M'!B262,IF(OR($D$71=$B$38,$D$71=$B$39),'Offre HPI - CAELIA'!B283,IF($D$71=$B$51,'Offre Strateo'!B203,IF($D$71=$B$40,'Offre S Compact - ERIA FIT IN'!B115,IF(OR($D$71=$B$36,$D$71=$B$37),'Offre SV200 - ERIA N DUO '!B140,IF(OR($D$71=$B$34,$D$71=$B$35),'Offre Alezio S - ERIA '!B200,IF(OR($D$71=$B$49,$D$71=$B$50),'Offre GSHP'!B246,IF($D$71=\"\",'Offre Alezio G hybrid'!B229,IF(OR($D$71=$B$45,$D$71=$B$46,$D$71=$B$47,$D$71=$B$48),'Offre HPI - G Hybrid'!B264,IF(OR($D$71=$B$41,$D$71=$B$42,$D$71=$B$43,$D$71=$B$44),'Offre Alezio O Hybrid'!B266,\"\"))))))))))","v":""},{"$f":"IF($D$71=$B$52,'OFFRE HPI M'!C262,IF(OR($D$71=$B$38,$D$71=$B$39),'Offre HPI - CAELIA'!C283,IF($D$71=$B$51,'Offre Strateo'!C203,IF($D$71=$B$40,'Offre S Compact - ERIA FIT IN'!C115,IF(OR($D$71=$B$36,$D$71=$B$37),'Offre SV200 - ERIA N DUO '!C140,IF(OR($D$71=$B$34,$D$71=$B$35),'Offre Alezio S - ERIA '!C200,IF(OR($D$71=$B$49,$D$71=$B$50),'Offre GSHP'!C246,IF($D$71=\"\",'Offre Alezio G hybrid'!C229,IF(OR($D$71=$B$45,$D$71=$B$46,$D$71=$B$47,$D$71=$B$48),'Offre HPI - G Hybrid'!C264,IF(OR($D$71=$B$41,$D$71=$B$42,$D$71=$B$43,$D$71=$B$44),'Offre Alezio O Hybrid'!C266,\"\"))))))))))","v":""},null,null,null,{"$f":"IF($D$71=$B$52,'OFFRE HPI M'!D262,IF(OR($D$71=$B$38,$D$71=$B$39),'Offre HPI - CAELIA'!D283,IF($D$71=$B$51,'Offre Strateo'!D203,IF($D$71=$B$40,'Offre S Compact - ERIA FIT IN'!D115,IF(OR($D$71=$B$36,$D$71=$B$37),'Offre SV200 - ERIA N DUO '!D140,IF(OR($D$71=$B$34,$D$71=$B$35),'Offre Alezio S - ERIA '!D200,IF(OR($D$71=$B$50,$D$71=$B$49),'Offre GSHP'!D246,IF($D$71=\"\",'Offre Alezio G hybrid'!D229,IF(OR($D$71=$B$45,$D$71=$B$46,$D$71=$B$47,$D$71=$B$48),'Offre HPI - G Hybrid'!D264,IF(OR($D$71=$B$41,$D$71=$B$42,$D$71=$B$43,$D$71=$B$44),'Offre Alezio O Hybrid'!D266,\"\"))))))))))","v":""},{"$f":"IF($D$71=$B$52,'OFFRE HPI M'!E262,IF(OR($D$71=$B$38,$D$71=$B$39),'Offre HPI - CAELIA'!E283,IF($D$71=$B$51,'Offre Strateo'!E203,IF($D$71=$B$40,'Offre S Compact - ERIA FIT IN'!E115,IF(OR($D$71=$B$36,$D$71=$B$37),'Offre SV200 - ERIA N DUO '!E140,IF(OR($D$71=$B$34,$D$71=$B$35),'Offre Alezio S - ERIA '!E200,IF(OR($D$71=$B$50,$D$71=$B$49),'Offre GSHP'!E246,IF($D$71=\"\",'Offre Alezio G hybrid'!E229,IF(OR($D$71=$B$45,$D$71=$B$46,$D$71=$B$47,$D$71=$B$48),'Offre HPI - G Hybrid'!E264,IF(OR($D$71=$B$41,$D$71=$B$42,$D$71=$B$43,$D$71=$B$44),'Offre Alezio O Hybrid'!E266,\"\"))))))))))","v":""},{"$f":"IF($D$71=$B$52,'OFFRE HPI M'!F262,IF(OR($D$71=$B$38,$D$71=$B$39),'Offre HPI - CAELIA'!F283,IF($D$71=$B$51,'Offre Strateo'!F203,IF($D$71=$B$40,'Offre S Compact - ERIA FIT IN'!F115,IF(OR($D$71=$B$36,$D$71=$B$37),'Offre SV200 - ERIA N DUO '!F140,IF(OR($D$71=$B$34,$D$71=$B$35),'Offre Alezio S - ERIA '!F200,IF(OR($D$71=$B$50,$D$71=$B$49),'Offre GSHP'!F246,IF($D$71=\"\",'Offre Alezio G hybrid'!F229,IF(OR($D$71=$B$45,$D$71=$B$46,$D$71=$B$47,$D$71=$B$48),'Offre HPI - G Hybrid'!F264,IF(OR($D$71=$B$41,$D$71=$B$42,$D$71=$B$43,$D$71=$B$44),'Offre Alezio O Hybrid'!F266,\"\"))))))))))","v":""},{"$f":"Chiffrage!M151","v":0},""]
[37,null,{"$f":"IF($D$71=$B$52,'OFFRE HPI M'!B263,IF(OR($D$71=$B$38,$D$71=$B$39),'Offre HPI - CAELIA'!B284,IF($D$71=$B$51,'Offre Strateo'!B204,IF($D$71=$B$40,'Offre S Compact - ERIA FIT IN'!B116,IF(OR($D$71=$B$36,$D$71=$B$37),'Offre SV200 - ERIA N DUO '!B141,IF(OR($D$71=$B$34,$D$71=$B$35),'Offre Alezio S - ERIA '!B201,IF(OR($D$71=$B$49,$D$71=$B$50),'Offre GSHP'!B247,IF($D$71=\"\",'Offre Alezio G hybrid'!B230,IF(OR($D$71=$B$45,$D$71=$B$46,$D$71=$B$47,$D$71=$B$48),'Offre HPI - G Hybrid'!B265,IF(OR($D$71=$B$41,$D$71=$B$42,$D$71=$B$43,$D$71=$B$44),'Offre Alezio O Hybrid'!B267,\"\"))))))))))","v":""},{"$f":"IF($D$71=$B$52,'OFFRE HPI M'!C263,IF(OR($D$71=$B$38,$D$71=$B$39),'Offre HPI - CAELIA'!C284,IF($D$71=$B$51,'Offre Strateo'!C204,IF($D$71=$B$40,'Offre S Compact - ERIA FIT IN'!C116,IF(OR($D$71=$B$36,$D$71=$B$37),'Offre SV200 - ERIA N DUO '!C141,IF(OR($D$71=$B$34,$D$71=$B$35),'Offre Alezio S - ERIA '!C201,IF(OR($D$71=$B$49,$D$71=$B$50),'Offre GSHP'!C247,IF($D$71=\"\",'Offre Alezio G hybrid'!C230,IF(OR($D$71=$B$45,$D$71=$B$46,$D$71=$B$47,$D$71=$B$48),'Offre HPI - G Hybrid'!C265,IF(OR($D$71=$B$41,$D$71=$B$42,$D$71=$B$43,$D$71=$B$44),'Offre Alezio O Hybrid'!C267,\"\"))))))))))","v":""},null,null,null,{"$f":"IF($D$71=$B$52,'OFFRE HPI M'!D263,IF(OR($D$71=$B$38,$D$71=$B$39),'Offre HPI - CAELIA'!D284,IF($D$71=$B$51,'Offre Strateo'!D204,IF($D$71=$B$40,'Offre S Compact - ERIA FIT IN'!D116,IF(OR($D$71=$B$36,$D$71=$B$37),'Offre SV200 - ERIA N DUO '!D141,IF(OR($D$71=$B$34,$D$71=$B$35),'Offre Alezio S - ERIA '!D201,IF(OR($D$71=$B$50,$D$71=$B$49),'Offre GSHP'!D247,IF($D$71=\"\",'Offre Alezio G hybrid'!D230,IF(OR($D$71=$B$45,$D$71=$B$46,$D$71=$B$47,$D$71=$B$48),'Offre HPI - G Hybrid'!D265,IF(OR($D$71=$B$41,$D$71=$B$42,$D$71=$B$43,$D$71=$B$44),'Offre Alezio O Hybrid'!D267,\"\"))))))))))","v":""},{"$f":"IF($D$71=$B$52,'OFFRE HPI M'!E263,IF(OR($D$71=$B$38,$D$71=$B$39),'Offre HPI - CAELIA'!E284,IF($D$71=$B$51,'Offre Strateo'!E204,IF($D$71=$B$40,'Offre S Compact - ERIA FIT IN'!E116,IF(OR($D$71=$B$36,$D$71=$B$37),'Offre SV200 - ERIA N DUO '!E141,IF(OR($D$71=$B$34,$D$71=$B$35),'Offre Alezio S - ERIA '!E201,IF(OR($D$71=$B$50,$D$71=$B$49),'Offre GSHP'!E247,IF($D$71=\"\",'Offre Alezio G hybrid'!E230,IF(OR($D$71=$B$45,$D$71=$B$46,$D$71=$B$47,$D$71=$B$48),'Offre HPI - G Hybrid'!E265,IF(OR($D$71=$B$41,$D$71=$B$42,$D$71=$B$43,$D$71=$B$44),'Offre Alezio O Hybrid'!E267,\"\"))))))))))","v":""},{"$f":"IF($D$71=$B$52,'OFFRE HPI M'!F263,IF(OR($D$71=$B$38,$D$71=$B$39),'Offre HPI - CAELIA'!F284,IF($D$71=$B$51,'Offre Strateo'!F204,IF($D$71=$B$40,'Offre S Compact - ERIA FIT IN'!F116,IF(OR($D$71=$B$36,$D$71=$B$37),'Offre SV200 - ERIA N DUO '!F141,IF(OR($D$71=$B$34,$D$71=$B$35),'Offre Alezio S - ERIA '!F201,IF(OR($D$71=$B$50,$D$71=$B$49),'Offre GSHP'!F247,IF($D$71=\"\",'Offre Alezio G hybrid'!F230,IF(OR($D$71=$B$45,$D$71=$B$46,$D$71=$B$47,$D$71=$B$48),'Offre HPI - G Hybrid'!F265,IF(OR($D$71=$B$41,$D$71=$B$42,$D$71=$B$43,$D$71=$B$44),'Offre Alezio O Hybrid'!F267,\"\"))))))))))","v":""},{"$f":"Chiffrage!M152","v":0},""]
[38,null,{"$f":"IF($D$71=$B$52,'OFFRE HPI M'!B264,IF(OR($D$71=$B$38,$D$71=$B$39),'Offre HPI - CAELIA'!B285,IF($D$71=$B$51,'Offre Strateo'!B205,IF($D$71=$B$40,'Offre S Compact - ERIA FIT IN'!B117,IF(OR($D$71=$B$36,$D$71=$B$37),'Offre SV200 - ERIA N DUO '!B142,IF(OR($D$71=$B$34,$D$71=$B$35),'Offre Alezio S - ERIA '!B202,IF(OR($D$71=$B$49,$D$71=$B$50),'Offre GSHP'!B248,IF($D$71=\"\",'Offre Alezio G hybrid'!B231,IF(OR($D$71=$B$45,$D$71=$B$46,$D$71=$B$47,$D$71=$B$48),'Offre HPI - G Hybrid'!B266,IF(OR($D$71=$B$41,$D$71=$B$42,$D$71=$B$43,$D$71=$B$44),'Offre Alezio O Hybrid'!B268,\"\"))))))))))","v":""},{"$f":"IF($D$71=$B$52,'OFFRE HPI M'!C264,IF(OR($D$71=$B$38,$D$71=$B$39),'Offre HPI - CAELIA'!C285,IF($D$71=$B$51,'Offre Strateo'!C205,IF($D$71=$B$40,'Offre S Compact - ERIA FIT IN'!C117,IF(OR($D$71=$B$36,$D$71=$B$37),'Offre SV200 - ERIA N DUO '!C142,IF(OR($D$71=$B$34,$D$71=$B$35),'Offre Alezio S - ERIA '!C202,IF(OR($D$71=$B$49,$D$71=$B$50),'Offre GSHP'!C248,IF($D$71=\"\",'Offre Alezio G hybrid'!C231,IF(OR($D$71=$B$45,$D$71=$B$46,$D$71=$B$47,$D$71=$B$48),'Offre HPI - G Hybrid'!C266,IF(OR($D$71=$B$41,$D$71=$B$42,$D$71=$B$43,$D$71=$B$44),'Offre Alezio O Hybrid'!C268,\"\"))))))))))","v":""},null,null,null,{"$f":"IF($D$71=$B$52,'OFFRE HPI M'!D264,IF(OR($D$71=$B$38,$D$71=$B$39),'Offre HPI - CAELIA'!D285,IF($D$71=$B$51,'Offre Strateo'!D205,IF($D$71=$B$40,'Offre S Compact - ERIA FIT IN'!D117,IF(OR($D$71=$B$36,$D$71=$B$37),'Offre SV200 - ERIA N DUO '!D142,IF(OR($D$71=$B$34,$D$71=$B$35),'Offre Alezio S - ERIA '!D202,IF(OR($D$71=$B$50,$D$71=$B$49),'Offre GSHP'!D248,IF($D$71=\"\",'Offre Alezio G hybrid'!D231,IF(OR($D$71=$B$45,$D$71=$B$46,$D$71=$B$47,$D$71=$B$48),'Offre HPI - G Hybrid'!D266,IF(OR($D$71=$B$41,$D$71=$B$42,$D$71=$B$43,$D$71=$B$44),'Offre Alezio O Hybrid'!D268,\"\"))))))))))","v":""},{"$f":"IF($D$71=$B$52,'OFFRE HPI M'!E264,IF(OR($D$71=$B$38,$D$71=$B$39),'Offre HPI - CAELIA'!E285,IF($D$71=$B$51,'Offre Strateo'!E205,IF($D$71=$B$40,'Offre S Compact - ERIA FIT IN'!E117,IF(OR($D$71=$B$36,$D$71=$B$37),'Offre SV200 - ERIA N DUO '!E142,IF(OR($D$71=$B$34,$D$71=$B$35),'Offre Alezio S - ERIA '!E202,IF(OR($D$71=$B$50,$D$71=$B$49),'Offre GSHP'!E248,IF($D$71=\"\",'Offre Alezio G hybrid'!E231,IF(OR($D$71=$B$45,$D$71=$B$46,$D$71=$B$47,$D$71=$B$48),'Offre HPI - G Hybrid'!E266,IF(OR($D$71=$B$41,$D$71=$B$42,$D$71=$B$43,$D$71=$B$44),'Offre Alezio O Hybrid'!E268,\"\"))))))))))","v":""},{"$f":"IF($D$71=$B$52,'OFFRE HPI M'!F264,IF(OR($D$71=$B$38,$D$71=$B$39),'Offre HPI - CAELIA'!F285,IF($D$71=$B$51,'Offre Strateo'!F205,IF($D$71=$B$40,'Offre S Compact - ERIA FIT IN'!F117,IF(OR($D$71=$B$36,$D$71=$B$37),'Offre SV200 - ERIA N DUO '!F142,IF(OR($D$71=$B$34,$D$71=$B$35),'Offre Alezio S - ERIA '!F202,IF(OR($D$71=$B$50,$D$71=$B$49),'Offre GSHP'!F248,IF($D$71=\"\",'Offre Alezio G hybrid'!F231,IF(OR($D$71=$B$45,$D$71=$B$46,$D$71=$B$47,$D$71=$B$48),'Offre HPI - G Hybrid'!F266,IF(OR($D$71=$B$41,$D$71=$B$42,$D$71=$B$43,$D$71=$B$44),'Offre Alezio O Hybrid'!F268,\"\"))))))))))","v":""},{"$f":"Chiffrage!M153","v":0},""]
[39,null,{"$f":"IF($D$71=$B$52,'OFFRE HPI M'!B265,IF(OR($D$71=$B$38,$D$71=$B$39),'Offre HPI - CAELIA'!B286,IF($D$71=$B$51,'Offre Strateo'!B206,IF($D$71=$B$40,'Offre S Compact - ERIA FIT IN'!B118,IF(OR($D$71=$B$36,$D$71=$B$37),'Offre SV200 - ERIA N DUO '!B143,IF(OR($D$71=$B$34,$D$71=$B$35),'Offre Alezio S - ERIA '!B203,IF(OR($D$71=$B$49,$D$71=$B$50),'Offre GSHP'!B249,IF($D$71=\"\",'Offre Alezio G hybrid'!B232,IF(OR($D$71=$B$45,$D$71=$B$46,$D$71=$B$47,$D$71=$B$48),'Offre HPI - G Hybrid'!B267,IF(OR($D$71=$B$41,$D$71=$B$42,$D$71=$B$43,$D$71=$B$44),'Offre Alezio O Hybrid'!B269,\"\"))))))))))","v":""},{"$f":"IF($D$71=$B$52,'OFFRE HPI M'!C265,IF(OR($D$71=$B$38,$D$71=$B$39),'Offre HPI - CAELIA'!C286,IF($D$71=$B$51,'Offre Strateo'!C206,IF($D$71=$B$40,'Offre S Compact - ERIA FIT IN'!C118,IF(OR($D$71=$B$36,$D$71=$B$37),'Offre SV200 - ERIA N DUO '!C143,IF(OR($D$71=$B$34,$D$71=$B$35),'Offre Alezio S - ERIA '!C203,IF(OR($D$71=$B$49,$D$71=$B$50),'Offre GSHP'!C249,IF($D$71=\"\",'Offre Alezio G hybrid'!C232,IF(OR($D$71=$B$45,$D$71=$B$46,$D$71=$B$47,$D$71=$B$48),'Offre HPI - G Hybrid'!C267,IF(OR($D$71=$B$41,$D$71=$B$42,$D$71=$B$43,$D$71=$B$44),'Offre Alezio O Hybrid'!C269,\"\"))))))))))","v":""},null,null,null,{"$f":"IF($D$71=$B$52,'OFFRE HPI M'!D265,IF(OR($D$71=$B$38,$D$71=$B$39),'Offre HPI - CAELIA'!D286,IF($D$71=$B$51,'Offre Strateo'!D206,IF($D$71=$B$40,'Offre S Compact - ERIA FIT IN'!D118,IF(OR($D$71=$B$36,$D$71=$B$37),'Offre SV200 - ERIA N DUO '!D143,IF(OR($D$71=$B$34,$D$71=$B$35),'Offre Alezio S - ERIA '!D203,IF(OR($D$71=$B$50,$D$71=$B$49),'Offre GSHP'!D249,IF($D$71=\"\",'Offre Alezio G hybrid'!D232,IF(OR($D$71=$B$45,$D$71=$B$46,$D$71=$B$47,$D$71=$B$48),'Offre HPI - G Hybrid'!D267,IF(OR($D$71=$B$41,$D$71=$B$42,$D$71=$B$43,$D$71=$B$44),'Offre Alezio O Hybrid'!D269,\"\"))))))))))","v":""},{"$f":"IF($D$71=$B$52,'OFFRE HPI M'!E265,IF(OR($D$71=$B$38,$D$71=$B$39),'Offre HPI - CAELIA'!E286,IF($D$71=$B$51,'Offre Strateo'!E206,IF($D$71=$B$40,'Offre S Compact - ERIA FIT IN'!E118,IF(OR($D$71=$B$36,$D$71=$B$37),'Offre SV200 - ERIA N DUO '!E143,IF(OR($D$71=$B$34,$D$71=$B$35),'Offre Alezio S - ERIA '!E203,IF(OR($D$71=$B$50,$D$71=$B$49),'Offre GSHP'!E249,IF($D$71=\"\",'Offre Alezio G hybrid'!E232,IF(OR($D$71=$B$45,$D$71=$B$46,$D$71=$B$47,$D$71=$B$48),'Offre HPI - G Hybrid'!E267,IF(OR($D$71=$B$41,$D$71=$B$42,$D$71=$B$43,$D$71=$B$44),'Offre Alezio O Hybrid'!E269,\"\"))))))))))","v":""},{"$f":"IF($D$71=$B$52,'OFFRE HPI M'!F265,IF(OR($D$71=$B$38,$D$71=$B$39),'Offre HPI - CAELIA'!F286,IF($D$71=$B$51,'Offre Strateo'!F206,IF($D$71=$B$40,'Offre S Compact - ERIA FIT IN'!F118,IF(OR($D$71=$B$36,$D$71=$B$37),'Offre SV200 - ERIA N DUO '!F143,IF(OR($D$71=$B$34,$D$71=$B$35),'Offre Alezio S - ERIA '!F203,IF(OR($D$71=$B$50,$D$71=$B$49),'Offre GSHP'!F249,IF($D$71=\"\",'Offre Alezio G hybrid'!F232,IF(OR($D$71=$B$45,$D$71=$B$46,$D$71=$B$47,$D$71=$B$48),'Offre HPI - G Hybrid'!F267,IF(OR($D$71=$B$41,$D$71=$B$42,$D$71=$B$43,$D$71=$B$44),'Offre Alezio O Hybrid'!F269,\"\"))))))))))","v":""},{"$f":"Chiffrage!M154","v":0},""]
[40,null,{"$f":"IF($D$71=$B$52,'OFFRE HPI M'!B266,IF(OR($D$71=$B$38,$D$71=$B$39),'Offre HPI - CAELIA'!B287,IF($D$71=$B$51,'Offre Strateo'!B207,IF($D$71=$B$40,'Offre S Compact - ERIA FIT IN'!B119,IF(OR($D$71=$B$36,$D$71=$B$37),'Offre SV200 - ERIA N DUO '!B144,IF(OR($D$71=$B$34,$D$71=$B$35),'Offre Alezio S - ERIA '!B204,IF(OR($D$71=$B$49,$D$71=$B$50),'Offre GSHP'!B250,IF($D$71=\"\",'Offre Alezio G hybrid'!B233,IF(OR($D$71=$B$45,$D$71=$B$46,$D$71=$B$47,$D$71=$B$48),'Offre HPI - G Hybrid'!B268,IF(OR($D$71=$B$41,$D$71=$B$42,$D$71=$B$43,$D$71=$B$44),'Offre Alezio O Hybrid'!B270,\"\"))))))))))","v":""},{"$f":"IF($D$71=$B$52,'OFFRE HPI M'!C266,IF(OR($D$71=$B$38,$D$71=$B$39),'Offre HPI - CAELIA'!C287,IF($D$71=$B$51,'Offre Strateo'!C207,IF($D$71=$B$40,'Offre S Compact - ERIA FIT IN'!C119,IF(OR($D$71=$B$36,$D$71=$B$37),'Offre SV200 - ERIA N DUO '!C144,IF(OR($D$71=$B$34,$D$71=$B$35),'Offre Alezio S - ERIA '!C204,IF(OR($D$71=$B$49,$D$71=$B$50),'Offre GSHP'!C250,IF($D$71=\"\",'Offre Alezio G hybrid'!C233,IF(OR($D$71=$B$45,$D$71=$B$46,$D$71=$B$47,$D$71=$B$48),'Offre HPI - G Hybrid'!C268,IF(OR($D$71=$B$41,$D$71=$B$42,$D$71=$B$43,$D$71=$B$44),'Offre Alezio O Hybrid'!C270,\"\"))))))))))","v":""},null,null,null,{"$f":"IF($D$71=$B$52,'OFFRE HPI M'!D266,IF(OR($D$71=$B$38,$D$71=$B$39),'Offre HPI - CAELIA'!D287,IF($D$71=$B$51,'Offre Strateo'!D207,IF($D$71=$B$40,'Offre S Compact - ERIA FIT IN'!D119,IF(OR($D$71=$B$36,$D$71=$B$37),'Offre SV200 - ERIA N DUO '!D144,IF(OR($D$71=$B$34,$D$71=$B$35),'Offre Alezio S - ERIA '!D204,IF(OR($D$71=$B$50,$D$71=$B$49),'Offre GSHP'!D250,IF($D$71=\"\",'Offre Alezio G hybrid'!D233,IF(OR($D$71=$B$45,$D$71=$B$46,$D$71=$B$47,$D$71=$B$48),'Offre HPI - G Hybrid'!D268,IF(OR($D$71=$B$41,$D$71=$B$42,$D$71=$B$43,$D$71=$B$44),'Offre Alezio O Hybrid'!D270,\"\"))))))))))","v":""},{"$f":"IF($D$71=$B$52,'OFFRE HPI M'!E266,IF(OR($D$71=$B$38,$D$71=$B$39),'Offre HPI - CAELIA'!E287,IF($D$71=$B$51,'Offre Strateo'!E207,IF($D$71=$B$40,'Offre S Compact - ERIA FIT IN'!E119,IF(OR($D$71=$B$36,$D$71=$B$37),'Offre SV200 - ERIA N DUO '!E144,IF(OR($D$71=$B$34,$D$71=$B$35),'Offre Alezio S - ERIA '!E204,IF(OR($D$71=$B$50,$D$71=$B$49),'Offre GSHP'!E250,IF($D$71=\"\",'Offre Alezio G hybrid'!E233,IF(OR($D$71=$B$45,$D$71=$B$46,$D$71=$B$47,$D$71=$B$48),'Offre HPI - G Hybrid'!E268,IF(OR($D$71=$B$41,$D$71=$B$42,$D$71=$B$43,$D$71=$B$44),'Offre Alezio O Hybrid'!E270,\"\"))))))))))","v":""},{"$f":"IF($D$71=$B$52,'OFFRE HPI M'!F266,IF(OR($D$71=$B$38,$D$71=$B$39),'Offre HPI - CAELIA'!F287,IF($D$71=$B$51,'Offre Strateo'!F207,IF($D$71=$B$40,'Offre S Compact - ERIA FIT IN'!F119,IF(OR($D$71=$B$36,$D$71=$B$37),'Offre SV200 - ERIA N DUO '!F144,IF(OR($D$71=$B$34,$D$71=$B$35),'Offre Alezio S - ERIA '!F204,IF(OR($D$71=$B$50,$D$71=$B$49),'Offre GSHP'!F250,IF($D$71=\"\",'Offre Alezio G hybrid'!F233,IF(OR($D$71=$B$45,$D$71=$B$46,$D$71=$B$47,$D$71=$B$48),'Offre HPI - G Hybrid'!F268,IF(OR($D$71=$B$41,$D$71=$B$42,$D$71=$B$43,$D$71=$B$44),'Offre Alezio O Hybrid'!F270,\"\"))))))))))","v":""},{"$f":"Chiffrage!M155","v":0},""]
[41,null,{"$f":"IF($D$71=$B$52,'OFFRE HPI M'!B267,IF(OR($D$71=$B$38,$D$71=$B$39),'Offre HPI - CAELIA'!B288,IF($D$71=$B$51,'Offre Strateo'!B208,IF($D$71=$B$40,'Offre S Compact - ERIA FIT IN'!B120,IF(OR($D$71=$B$36,$D$71=$B$37),'Offre SV200 - ERIA N DUO '!B145,IF(OR($D$71=$B$34,$D$71=$B$35),'Offre Alezio S - ERIA '!B205,IF(OR($D$71=$B$49,$D$71=$B$50),'Offre GSHP'!B251,IF($D$71=\"\",'Offre Alezio G hybrid'!B234,IF(OR($D$71=$B$45,$D$71=$B$46,$D$71=$B$47,$D$71=$B$48),'Offre HPI - G Hybrid'!B269,IF(OR($D$71=$B$41,$D$71=$B$42,$D$71=$B$43,$D$71=$B$44),'Offre Alezio O Hybrid'!B271,\"\"))))))))))","v":""},{"$f":"IF($D$71=$B$52,'OFFRE HPI M'!C267,IF(OR($D$71=$B$38,$D$71=$B$39),'Offre HPI - CAELIA'!C288,IF($D$71=$B$51,'Offre Strateo'!C208,IF($D$71=$B$40,'Offre S Compact - ERIA FIT IN'!C120,IF(OR($D$71=$B$36,$D$71=$B$37),'Offre SV200 - ERIA N DUO '!C145,IF(OR($D$71=$B$34,$D$71=$B$35),'Offre Alezio S - ERIA '!C205,IF(OR($D$71=$B$49,$D$71=$B$50),'Offre GSHP'!C251,IF($D$71=\"\",'Offre Alezio G hybrid'!C234,IF(OR($D$71=$B$45,$D$71=$B$46,$D$71=$B$47,$D$71=$B$48),'Offre HPI - G Hybrid'!C269,IF(OR($D$71=$B$41,$D$71=$B$42,$D$71=$B$43,$D$71=$B$44),'Offre Alezio O Hybrid'!C271,\"\"))))))))))","v":"Kit de fonction réversible"},null,null,null,{"$f":"IF($D$71=$B$52,'OFFRE HPI M'!D267,IF(OR($D$71=$B$38,$D$71=$B$39),'Offre HPI - CAELIA'!D288,IF($D$71=$B$51,'Offre Strateo'!D208,IF($D$71=$B$40,'Offre S Compact - ERIA FIT IN'!D120,IF(OR($D$71=$B$36,$D$71=$B$37),'Offre SV200 - ERIA N DUO '!D145,IF(OR($D$71=$B$34,$D$71=$B$35),'Offre Alezio S - ERIA '!D205,IF(OR($D$71=$B$50,$D$71=$B$49),'Offre GSHP'!D251,IF($D$71=\"\",'Offre Alezio G hybrid'!D234,IF(OR($D$71=$B$45,$D$71=$B$46,$D$71=$B$47,$D$71=$B$48),'Offre HPI - G Hybrid'!D269,IF(OR($D$71=$B$41,$D$71=$B$42,$D$71=$B$43,$D$71=$B$44),'Offre Alezio O Hybrid'!D271,\"\"))))))))))","v":""},{"$f":"IF($D$71=$B$52,'OFFRE HPI M'!E267,IF(OR($D$71=$B$38,$D$71=$B$39),'Offre HPI - CAELIA'!E288,IF($D$71=$B$51,'Offre Strateo'!E208,IF($D$71=$B$40,'Offre S Compact - ERIA FIT IN'!E120,IF(OR($D$71=$B$36,$D$71=$B$37),'Offre SV200 - ERIA N DUO '!E145,IF(OR($D$71=$B$34,$D$71=$B$35),'Offre Alezio S - ERIA '!E205,IF(OR($D$71=$B$50,$D$71=$B$49),'Offre GSHP'!E251,IF($D$71=\"\",'Offre Alezio G hybrid'!E234,IF(OR($D$71=$B$45,$D$71=$B$46,$D$71=$B$47,$D$71=$B$48),'Offre HPI - G Hybrid'!E269,IF(OR($D$71=$B$41,$D$71=$B$42,$D$71=$B$43,$D$71=$B$44),'Offre Alezio O Hybrid'!E271,\"\"))))))))))","v":""},{"$f":"IF($D$71=$B$52,'OFFRE HPI M'!F267,IF(OR($D$71=$B$38,$D$71=$B$39),'Offre HPI - CAELIA'!F288,IF($D$71=$B$51,'Offre Strateo'!F208,IF($D$71=$B$40,'Offre S Compact - ERIA FIT IN'!F120,IF(OR($D$71=$B$36,$D$71=$B$37),'Offre SV200 - ERIA N DUO '!F145,IF(OR($D$71=$B$34,$D$71=$B$35),'Offre Alezio S - ERIA '!F205,IF(OR($D$71=$B$50,$D$71=$B$49),'Offre GSHP'!F251,IF($D$71=\"\",'Offre Alezio G hybrid'!F234,IF(OR($D$71=$B$45,$D$71=$B$46,$D$71=$B$47,$D$71=$B$48),'Offre HPI - G Hybrid'!F269,IF(OR($D$71=$B$41,$D$71=$B$42,$D$71=$B$43,$D$71=$B$44),'Offre Alezio O Hybrid'!F271,\"\"))))))))))","v":""},{"$f":"Chiffrage!M156","v":0},""]
[42,null,{"$f":"IF($D$71=$B$52,'OFFRE HPI M'!B268,IF(OR($D$71=$B$38,$D$71=$B$39),'Offre HPI - CAELIA'!B289,IF($D$71=$B$51,'Offre Strateo'!B209,IF($D$71=$B$40,'Offre S Compact - ERIA FIT IN'!B121,IF(OR($D$71=$B$36,$D$71=$B$37),'Offre SV200 - ERIA N DUO '!B146,IF(OR($D$71=$B$34,$D$71=$B$35),'Offre Alezio S - ERIA '!B206,IF(OR($D$71=$B$49,$D$71=$B$50),'Offre GSHP'!B252,IF($D$71=\"\",'Offre Alezio G hybrid'!B235,IF(OR($D$71=$B$45,$D$71=$B$46,$D$71=$B$47,$D$71=$B$48),'Offre HPI - G Hybrid'!B270,IF(OR($D$71=$B$41,$D$71=$B$42,$D$71=$B$43,$D$71=$B$44),'Offre Alezio O Hybrid'!B272,\"\"))))))))))","v":7682396},{"$f":"IF($D$71=$B$52,'OFFRE HPI M'!C268,IF(OR($D$71=$B$38,$D$71=$B$39),'Offre HPI - CAELIA'!C289,IF($D$71=$B$51,'Offre Strateo'!C209,IF($D$71=$B$40,'Offre S Compact - ERIA FIT IN'!C121,IF(OR($D$71=$B$36,$D$71=$B$37),'Offre SV200 - ERIA N DUO '!C146,IF(OR($D$71=$B$34,$D$71=$B$35),'Offre Alezio S - ERIA '!C206,IF(OR($D$71=$B$49,$D$71=$B$50),'Offre GSHP'!C252,IF($D$71=\"\",'Offre Alezio G hybrid'!C235,IF(OR($D$71=$B$45,$D$71=$B$46,$D$71=$B$47,$D$71=$B$48),'Offre HPI - G Hybrid'!C270,IF(OR($D$71=$B$41,$D$71=$B$42,$D$71=$B$43,$D$71=$B$44),'Offre Alezio O Hybrid'!C272,\"\"))))))))))","v":"KIT ISOLATION MODE CLIMATISATION "},null,null,null,{"$f":"IF($D$71=$B$52,'OFFRE HPI M'!D268,IF(OR($D$71=$B$38,$D$71=$B$39),'Offre HPI - CAELIA'!D289,IF($D$71=$B$51,'Offre Strateo'!D209,IF($D$71=$B$40,'Offre S Compact - ERIA FIT IN'!D121,IF(OR($D$71=$B$36,$D$71=$B$37),'Offre SV200 - ERIA N DUO '!D146,IF(OR($D$71=$B$34,$D$71=$B$35),'Offre Alezio S - ERIA '!D206,IF(OR($D$71=$B$50,$D$71=$B$49),'Offre GSHP'!D252,IF($D$71=\"\",'Offre Alezio G hybrid'!D235,IF(OR($D$71=$B$45,$D$71=$B$46,$D$71=$B$47,$D$71=$B$48),'Offre HPI - G Hybrid'!D270,IF(OR($D$71=$B$41,$D$71=$B$42,$D$71=$B$43,$D$71=$B$44),'Offre Alezio O Hybrid'!D272,\"\"))))))))))","v":"EH811"},{"$f":"IF($D$71=$B$52,'OFFRE HPI M'!E268,IF(OR($D$71=$B$38,$D$71=$B$39),'Offre HPI - CAELIA'!E289,IF($D$71=$B$51,'Offre Strateo'!E209,IF($D$71=$B$40,'Offre S Compact - ERIA FIT IN'!E121,IF(OR($D$71=$B$36,$D$71=$B$37),'Offre SV200 - ERIA N DUO '!E146,IF(OR($D$71=$B$34,$D$71=$B$35),'Offre Alezio S - ERIA '!E206,IF(OR($D$71=$B$50,$D$71=$B$49),'Offre GSHP'!E252,IF($D$71=\"\",'Offre Alezio G hybrid'!E235,IF(OR($D$71=$B$45,$D$71=$B$46,$D$71=$B$47,$D$71=$B$48),'Offre HPI - G Hybrid'!E270,IF(OR($D$71=$B$41,$D$71=$B$42,$D$71=$B$43,$D$71=$B$44),'Offre Alezio O Hybrid'!E272,\"\"))))))))))","v":101},{"$f":"IF($D$71=$B$52,'OFFRE HPI M'!F268,IF(OR($D$71=$B$38,$D$71=$B$39),'Offre HPI - CAELIA'!F289,IF($D$71=$B$51,'Offre Strateo'!F209,IF($D$71=$B$40,'Offre S Compact - ERIA FIT IN'!F121,IF(OR($D$71=$B$36,$D$71=$B$37),'Offre SV200 - ERIA N DUO '!F146,IF(OR($D$71=$B$34,$D$71=$B$35),'Offre Alezio S - ERIA '!F206,IF(OR($D$71=$B$50,$D$71=$B$49),'Offre GSHP'!F252,IF($D$71=\"\",'Offre Alezio G hybrid'!F235,IF(OR($D$71=$B$45,$D$71=$B$46,$D$71=$B$47,$D$71=$B$48),'Offre HPI - G Hybrid'!F270,IF(OR($D$71=$B$41,$D$71=$B$42,$D$71=$B$43,$D$71=$B$44),'Offre Alezio O Hybrid'!F272,\"\"))))))))))","v":""},{"$f":"Chiffrage!M157","v":0},""]
[43,null,{"$f":"IF($D$71=$B$52,'OFFRE HPI M'!B269,IF(OR($D$71=$B$38,$D$71=$B$39),'Offre HPI - CAELIA'!B290,IF($D$71=$B$51,'Offre Strateo'!B210,IF($D$71=$B$40,'Offre S Compact - ERIA FIT IN'!B122,IF(OR($D$71=$B$36,$D$71=$B$37),'Offre SV200 - ERIA N DUO '!B147,IF(OR($D$71=$B$34,$D$71=$B$35),'Offre Alezio S - ERIA '!B207,IF(OR($D$71=$B$49,$D$71=$B$50),'Offre GSHP'!B253,IF($D$71=\"\",'Offre Alezio G hybrid'!B236,IF(OR($D$71=$B$45,$D$71=$B$46,$D$71=$B$47,$D$71=$B$48),'Offre HPI - G Hybrid'!B271,IF(OR($D$71=$B$41,$D$71=$B$42,$D$71=$B$43,$D$71=$B$44),'Offre Alezio O Hybrid'!B273,\"\"))))))))))","v":100018411},{"$f":"IF($D$71=$B$52,'OFFRE HPI M'!C269,IF(OR($D$71=$B$38,$D$71=$B$39),'Offre HPI - CAELIA'!C290,IF($D$71=$B$51,'Offre Strateo'!C210,IF($D$71=$B$40,'Offre S Compact - ERIA FIT IN'!C122,IF(OR($D$71=$B$36,$D$71=$B$37),'Offre SV200 - ERIA N DUO '!C147,IF(OR($D$71=$B$34,$D$71=$B$35),'Offre Alezio S - ERIA '!C207,IF(OR($D$71=$B$49,$D$71=$B$50),'Offre GSHP'!C253,IF($D$71=\"\",'Offre Alezio G hybrid'!C236,IF(OR($D$71=$B$45,$D$71=$B$46,$D$71=$B$47,$D$71=$B$48),'Offre HPI - G Hybrid'!C271,IF(OR($D$71=$B$41,$D$71=$B$42,$D$71=$B$43,$D$71=$B$44),'Offre Alezio O Hybrid'!C273,\"\"))))))))))","v":"KIT ISOLATION MODE FROID KIT VANNE 3 VOIES (CIRCUIT B)"},null,null,null,{"$f":"IF($D$71=$B$52,'OFFRE HPI M'!D269,IF(OR($D$71=$B$38,$D$71=$B$39),'Offre HPI - CAELIA'!D290,IF($D$71=$B$51,'Offre Strateo'!D210,IF($D$71=$B$40,'Offre S Compact - ERIA FIT IN'!D122,IF(OR($D$71=$B$36,$D$71=$B$37),'Offre SV200 - ERIA N DUO '!D147,IF(OR($D$71=$B$34,$D$71=$B$35),'Offre Alezio S - ERIA '!D207,IF(OR($D$71=$B$50,$D$71=$B$49),'Offre GSHP'!D253,IF($D$71=\"\",'Offre Alezio G hybrid'!D236,IF(OR($D$71=$B$45,$D$71=$B$46,$D$71=$B$47,$D$71=$B$48),'Offre HPI - G Hybrid'!D271,IF(OR($D$71=$B$41,$D$71=$B$42,$D$71=$B$43,$D$71=$B$44),'Offre Alezio O Hybrid'!D273,\"\"))))))))))","v":"HK25"},{"$f":"IF($D$71=$B$52,'OFFRE HPI M'!E269,IF(OR($D$71=$B$38,$D$71=$B$39),'Offre HPI - CAELIA'!E290,IF($D$71=$B$51,'Offre Strateo'!E210,IF($D$71=$B$40,'Offre S Compact - ERIA FIT IN'!E122,IF(OR($D$71=$B$36,$D$71=$B$37),'Offre SV200 - ERIA N DUO '!E147,IF(OR($D$71=$B$34,$D$71=$B$35),'Offre Alezio S - ERIA '!E207,IF(OR($D$71=$B$50,$D$71=$B$49),'Offre GSHP'!E253,IF($D$71=\"\",'Offre Alezio G hybrid'!E236,IF(OR($D$71=$B$45,$D$71=$B$46,$D$71=$B$47,$D$71=$B$48),'Offre HPI - G Hybrid'!E271,IF(OR($D$71=$B$41,$D$71=$B$42,$D$71=$B$43,$D$71=$B$44),'Offre Alezio O Hybrid'!E273,\"\"))))))))))","v":168},{"$f":"IF($D$71=$B$52,'OFFRE HPI M'!F269,IF(OR($D$71=$B$38,$D$71=$B$39),'Offre HPI - CAELIA'!F290,IF($D$71=$B$51,'Offre Strateo'!F210,IF($D$71=$B$40,'Offre S Compact - ERIA FIT IN'!F122,IF(OR($D$71=$B$36,$D$71=$B$37),'Offre SV200 - ERIA N DUO '!F147,IF(OR($D$71=$B$34,$D$71=$B$35),'Offre Alezio S - ERIA '!F207,IF(OR($D$71=$B$50,$D$71=$B$49),'Offre GSHP'!F253,IF($D$71=\"\",'Offre Alezio G hybrid'!F236,IF(OR($D$71=$B$45,$D$71=$B$46,$D$71=$B$47,$D$71=$B$48),'Offre HPI - G Hybrid'!F271,IF(OR($D$71=$B$41,$D$71=$B$42,$D$71=$B$43,$D$71=$B$44),'Offre Alezio O Hybrid'!F273,\"\"))))))))))","v":""},{"$f":"Chiffrage!M158","v":0},""]
[44,null,{"$f":"IF($D$71=$B$52,'OFFRE HPI M'!B270,IF(OR($D$71=$B$38,$D$71=$B$39),'Offre HPI - CAELIA'!B291,IF($D$71=$B$51,'Offre Strateo'!B211,IF($D$71=$B$40,'Offre S Compact - ERIA FIT IN'!B123,IF(OR($D$71=$B$36,$D$71=$B$37),'Offre SV200 - ERIA N DUO '!B148,IF(OR($D$71=$B$34,$D$71=$B$35),'Offre Alezio S - ERIA '!B208,IF(OR($D$71=$B$49,$D$71=$B$50),'Offre GSHP'!B254,IF($D$71=\"\",'Offre Alezio G hybrid'!B237,IF(OR($D$71=$B$45,$D$71=$B$46,$D$71=$B$47,$D$71=$B$48),'Offre HPI - G Hybrid'!B272,IF(OR($D$71=$B$41,$D$71=$B$42,$D$71=$B$43,$D$71=$B$44),'Offre Alezio O Hybrid'!B274,\"\"))))))))))","v":""},{"$f":"IF($D$71=$B$52,'OFFRE HPI M'!C270,IF(OR($D$71=$B$38,$D$71=$B$39),'Offre HPI - CAELIA'!C291,IF($D$71=$B$51,'Offre Strateo'!C211,IF($D$71=$B$40,'Offre S Compact - ERIA FIT IN'!C123,IF(OR($D$71=$B$36,$D$71=$B$37),'Offre SV200 - ERIA N DUO '!C148,IF(OR($D$71=$B$34,$D$71=$B$35),'Offre Alezio S - ERIA '!C208,IF(OR($D$71=$B$49,$D$71=$B$50),'Offre GSHP'!C254,IF($D$71=\"\",'Offre Alezio G hybrid'!C237,IF(OR($D$71=$B$45,$D$71=$B$46,$D$71=$B$47,$D$71=$B$48),'Offre HPI - G Hybrid'!C272,IF(OR($D$71=$B$41,$D$71=$B$42,$D$71=$B$43,$D$71=$B$44),'Offre Alezio O Hybrid'!C274,\"\"))))))))))","v":""},null,null,null,{"$f":"IF($D$71=$B$52,'OFFRE HPI M'!D270,IF(OR($D$71=$B$38,$D$71=$B$39),'Offre HPI - CAELIA'!D291,IF($D$71=$B$51,'Offre Strateo'!D211,IF($D$71=$B$40,'Offre S Compact - ERIA FIT IN'!D123,IF(OR($D$71=$B$36,$D$71=$B$37),'Offre SV200 - ERIA N DUO '!D148,IF(OR($D$71=$B$34,$D$71=$B$35),'Offre Alezio S - ERIA '!D208,IF(OR($D$71=$B$50,$D$71=$B$49),'Offre GSHP'!D254,IF($D$71=\"\",'Offre Alezio G hybrid'!D237,IF(OR($D$71=$B$45,$D$71=$B$46,$D$71=$B$47,$D$71=$B$48),'Offre HPI - G Hybrid'!D272,IF(OR($D$71=$B$41,$D$71=$B$42,$D$71=$B$43,$D$71=$B$44),'Offre Alezio O Hybrid'!D274,\"\"))))))))))","v":""},{"$f":"IF($D$71=$B$52,'OFFRE HPI M'!E270,IF(OR($D$71=$B$38,$D$71=$B$39),'Offre HPI - CAELIA'!E291,IF($D$71=$B$51,'Offre Strateo'!E211,IF($D$71=$B$40,'Offre S Compact - ERIA FIT IN'!E123,IF(OR($D$71=$B$36,$D$71=$B$37),'Offre SV200 - ERIA N DUO '!E148,IF(OR($D$71=$B$34,$D$71=$B$35),'Offre Alezio S - ERIA '!E208,IF(OR($D$71=$B$50,$D$71=$B$49),'Offre GSHP'!E254,IF($D$71=\"\",'Offre Alezio G hybrid'!E237,IF(OR($D$71=$B$45,$D$71=$B$46,$D$71=$B$47,$D$71=$B$48),'Offre HPI - G Hybrid'!E272,IF(OR($D$71=$B$41,$D$71=$B$42,$D$71=$B$43,$D$71=$B$44),'Offre Alezio O Hybrid'!E274,\"\"))))))))))","v":""},{"$f":"IF($D$71=$B$52,'OFFRE HPI M'!F270,IF(OR($D$71=$B$38,$D$71=$B$39),'Offre HPI - CAELIA'!F291,IF($D$71=$B$51,'Offre Strateo'!F211,IF($D$71=$B$40,'Offre S Compact - ERIA FIT IN'!F123,IF(OR($D$71=$B$36,$D$71=$B$37),'Offre SV200 - ERIA N DUO '!F148,IF(OR($D$71=$B$34,$D$71=$B$35),'Offre Alezio S - ERIA '!F208,IF(OR($D$71=$B$50,$D$71=$B$49),'Offre GSHP'!F254,IF($D$71=\"\",'Offre Alezio G hybrid'!F237,IF(OR($D$71=$B$45,$D$71=$B$46,$D$71=$B$47,$D$71=$B$48),'Offre HPI - G Hybrid'!F272,IF(OR($D$71=$B$41,$D$71=$B$42,$D$71=$B$43,$D$71=$B$44),'Offre Alezio O Hybrid'!F274,\"\"))))))))))","v":""},{"$f":"Chiffrage!M159","v":0},""]
[45,null,{"$f":"IF($D$71=$B$52,'OFFRE HPI M'!B271,IF(OR($D$71=$B$38,$D$71=$B$39),'Offre HPI - CAELIA'!B292,IF($D$71=$B$51,'Offre Strateo'!B212,IF($D$71=$B$40,'Offre S Compact - ERIA FIT IN'!B124,IF(OR($D$71=$B$36,$D$71=$B$37),'Offre SV200 - ERIA N DUO '!B149,IF(OR($D$71=$B$34,$D$71=$B$35),'Offre Alezio S - ERIA '!B209,IF(OR($D$71=$B$49,$D$71=$B$50),'Offre GSHP'!B255,IF($D$71=\"\",'Offre Alezio G hybrid'!B238,IF(OR($D$71=$B$45,$D$71=$B$46,$D$71=$B$47,$D$71=$B$48),'Offre HPI - G Hybrid'!B273,IF(OR($D$71=$B$41,$D$71=$B$42,$D$71=$B$43,$D$71=$B$44),'Offre Alezio O Hybrid'!B275,\"\"))))))))))","v":""},{"$f":"IF($D$71=$B$52,'OFFRE HPI M'!C271,IF(OR($D$71=$B$38,$D$71=$B$39),'Offre HPI - CAELIA'!C292,IF($D$71=$B$51,'Offre Strateo'!C212,IF($D$71=$B$40,'Offre S Compact - ERIA FIT IN'!C124,IF(OR($D$71=$B$36,$D$71=$B$37),'Offre SV200 - ERIA N DUO '!C149,IF(OR($D$71=$B$34,$D$71=$B$35),'Offre Alezio S - ERIA '!C209,IF(OR($D$71=$B$49,$D$71=$B$50),'Offre GSHP'!C255,IF($D$71=\"\",'Offre Alezio G hybrid'!C238,IF(OR($D$71=$B$45,$D$71=$B$46,$D$71=$B$47,$D$71=$B$48),'Offre HPI - G Hybrid'!C273,IF(OR($D$71=$B$41,$D$71=$B$42,$D$71=$B$43,$D$71=$B$44),'Offre Alezio O Hybrid'!C275,\"\"))))))))))","v":"Accessoires de régulation"},null,null,null,{"$f":"IF($D$71=$B$52,'OFFRE HPI M'!D271,IF(OR($D$71=$B$38,$D$71=$B$39),'Offre HPI - CAELIA'!D292,IF($D$71=$B$51,'Offre Strateo'!D212,IF($D$71=$B$40,'Offre S Compact - ERIA FIT IN'!D124,IF(OR($D$71=$B$36,$D$71=$B$37),'Offre SV200 - ERIA N DUO '!D149,IF(OR($D$71=$B$34,$D$71=$B$35),'Offre Alezio S - ERIA '!D209,IF(OR($D$71=$B$50,$D$71=$B$49),'Offre GSHP'!D255,IF($D$71=\"\",'Offre Alezio G hybrid'!D238,IF(OR($D$71=$B$45,$D$71=$B$46,$D$71=$B$47,$D$71=$B$48),'Offre HPI - G Hybrid'!D273,IF(OR($D$71=$B$41,$D$71=$B$42,$D$71=$B$43,$D$71=$B$44),'Offre Alezio O Hybrid'!D275,\"\"))))))))))","v":""},{"$f":"IF($D$71=$B$52,'OFFRE HPI M'!E271,IF(OR($D$71=$B$38,$D$71=$B$39),'Offre HPI - CAELIA'!E292,IF($D$71=$B$51,'Offre Strateo'!E212,IF($D$71=$B$40,'Offre S Compact - ERIA FIT IN'!E124,IF(OR($D$71=$B$36,$D$71=$B$37),'Offre SV200 - ERIA N DUO '!E149,IF(OR($D$71=$B$34,$D$71=$B$35),'Offre Alezio S - ERIA '!E209,IF(OR($D$71=$B$50,$D$71=$B$49),'Offre GSHP'!E255,IF($D$71=\"\",'Offre Alezio G hybrid'!E238,IF(OR($D$71=$B$45,$D$71=$B$46,$D$71=$B$47,$D$71=$B$48),'Offre HPI - G Hybrid'!E273,IF(OR($D$71=$B$41,$D$71=$B$42,$D$71=$B$43,$D$71=$B$44),'Offre Alezio O Hybrid'!E275,\"\"))))))))))","v":""},{"$f":"IF($D$71=$B$52,'OFFRE HPI M'!F271,IF(OR($D$71=$B$38,$D$71=$B$39),'Offre HPI - CAELIA'!F292,IF($D$71=$B$51,'Offre Strateo'!F212,IF($D$71=$B$40,'Offre S Compact - ERIA FIT IN'!F124,IF(OR($D$71=$B$36,$D$71=$B$37),'Offre SV200 - ERIA N DUO '!F149,IF(OR($D$71=$B$34,$D$71=$B$35),'Offre Alezio S - ERIA '!F209,IF(OR($D$71=$B$50,$D$71=$B$49),'Offre GSHP'!F255,IF($D$71=\"\",'Offre Alezio G hybrid'!F238,IF(OR($D$71=$B$45,$D$71=$B$46,$D$71=$B$47,$D$71=$B$48),'Offre HPI - G Hybrid'!F273,IF(OR($D$71=$B$41,$D$71=$B$42,$D$71=$B$43,$D$71=$B$44),'Offre Alezio O Hybrid'!F275,\"\"))))))))))","v":""},{"$f":"Chiffrage!M160","v":0},""]
[46,null,{"$f":"IF($D$71=$B$52,'OFFRE HPI M'!B272,IF(OR($D$71=$B$38,$D$71=$B$39),'Offre HPI - CAELIA'!B293,IF($D$71=$B$51,'Offre Strateo'!B213,IF($D$71=$B$40,'Offre S Compact - ERIA FIT IN'!B125,IF(OR($D$71=$B$36,$D$71=$B$37),'Offre SV200 - ERIA N DUO '!B150,IF(OR($D$71=$B$34,$D$71=$B$35),'Offre Alezio S - ERIA '!B210,IF(OR($D$71=$B$49,$D$71=$B$50),'Offre GSHP'!B256,IF($D$71=\"\",'Offre Alezio G hybrid'!B239,IF(OR($D$71=$B$45,$D$71=$B$46,$D$71=$B$47,$D$71=$B$48),'Offre HPI - G Hybrid'!B274,IF(OR($D$71=$B$41,$D$71=$B$42,$D$71=$B$43,$D$71=$B$44),'Offre Alezio O Hybrid'!B276,\"\"))))))))))","v":100013304},{"$f":"IF($D$71=$B$52,'OFFRE HPI M'!C272,IF(OR($D$71=$B$38,$D$71=$B$39),'Offre HPI - CAELIA'!C293,IF($D$71=$B$51,'Offre Strateo'!C213,IF($D$71=$B$40,'Offre S Compact - ERIA FIT IN'!C125,IF(OR($D$71=$B$36,$D$71=$B$37),'Offre SV200 - ERIA N DUO '!C150,IF(OR($D$71=$B$34,$D$71=$B$35),'Offre Alezio S - ERIA '!C210,IF(OR($D$71=$B$49,$D$71=$B$50),'Offre GSHP'!C256,IF($D$71=\"\",'Offre Alezio G hybrid'!C239,IF(OR($D$71=$B$45,$D$71=$B$46,$D$71=$B$47,$D$71=$B$48),'Offre HPI - G Hybrid'!C274,IF(OR($D$71=$B$41,$D$71=$B$42,$D$71=$B$43,$D$71=$B$44),'Offre Alezio O Hybrid'!C276,\"\"))))))))))","v":"COLIS OPTION V3V OE-TRONIC 4"},null,null,null,{"$f":"IF($D$71=$B$52,'OFFRE HPI M'!D272,IF(OR($D$71=$B$38,$D$71=$B$39),'Offre HPI - CAELIA'!D293,IF($D$71=$B$51,'Offre Strateo'!D213,IF($D$71=$B$40,'Offre S Compact - ERIA FIT IN'!D125,IF(OR($D$71=$B$36,$D$71=$B$37),'Offre SV200 - ERIA N DUO '!D150,IF(OR($D$71=$B$34,$D$71=$B$35),'Offre Alezio S - ERIA '!D210,IF(OR($D$71=$B$50,$D$71=$B$49),'Offre GSHP'!D256,IF($D$71=\"\",'Offre Alezio G hybrid'!D239,IF(OR($D$71=$B$45,$D$71=$B$46,$D$71=$B$47,$D$71=$B$48),'Offre HPI - G Hybrid'!D274,IF(OR($D$71=$B$41,$D$71=$B$42,$D$71=$B$43,$D$71=$B$44),'Offre Alezio O Hybrid'!D276,\"\"))))))))))","v":"AD249"},{"$f":"IF($D$71=$B$52,'OFFRE HPI M'!E272,IF(OR($D$71=$B$38,$D$71=$B$39),'Offre HPI - CAELIA'!E293,IF($D$71=$B$51,'Offre Strateo'!E213,IF($D$71=$B$40,'Offre S Compact - ERIA FIT IN'!E125,IF(OR($D$71=$B$36,$D$71=$B$37),'Offre SV200 - ERIA N DUO '!E150,IF(OR($D$71=$B$34,$D$71=$B$35),'Offre Alezio S - ERIA '!E210,IF(OR($D$71=$B$50,$D$71=$B$49),'Offre GSHP'!E256,IF($D$71=\"\",'Offre Alezio G hybrid'!E239,IF(OR($D$71=$B$45,$D$71=$B$46,$D$71=$B$47,$D$71=$B$48),'Offre HPI - G Hybrid'!E274,IF(OR($D$71=$B$41,$D$71=$B$42,$D$71=$B$43,$D$71=$B$44),'Offre Alezio O Hybrid'!E276,\"\"))))))))))","v":170},{"$f":"IF($D$71=$B$52,'OFFRE HPI M'!F272,IF(OR($D$71=$B$38,$D$71=$B$39),'Offre HPI - CAELIA'!F293,IF($D$71=$B$51,'Offre Strateo'!F213,IF($D$71=$B$40,'Offre S Compact - ERIA FIT IN'!F125,IF(OR($D$71=$B$36,$D$71=$B$37),'Offre SV200 - ERIA N DUO '!F150,IF(OR($D$71=$B$34,$D$71=$B$35),'Offre Alezio S - ERIA '!F210,IF(OR($D$71=$B$50,$D$71=$B$49),'Offre GSHP'!F256,IF($D$71=\"\",'Offre Alezio G hybrid'!F239,IF(OR($D$71=$B$45,$D$71=$B$46,$D$71=$B$47,$D$71=$B$48),'Offre HPI - G Hybrid'!F274,IF(OR($D$71=$B$41,$D$71=$B$42,$D$71=$B$43,$D$71=$B$44),'Offre Alezio O Hybrid'!F276,\"\"))))))))))","v":""},{"$f":"Chiffrage!M161","v":0},""]
[47,null,{"$f":"IF($D$71=$B$52,'OFFRE HPI M'!B273,IF(OR($D$71=$B$38,$D$71=$B$39),'Offre HPI - CAELIA'!B294,IF($D$71=$B$51,'Offre Strateo'!B214,IF($D$71=$B$40,'Offre S Compact - ERIA FIT IN'!B126,IF(OR($D$71=$B$36,$D$71=$B$37),'Offre SV200 - ERIA N DUO '!B151,IF(OR($D$71=$B$34,$D$71=$B$35),'Offre Alezio S - ERIA '!B211,IF(OR($D$71=$B$49,$D$71=$B$50),'Offre GSHP'!B257,IF($D$71=\"\",'Offre Alezio G hybrid'!B240,IF(OR($D$71=$B$45,$D$71=$B$46,$D$71=$B$47,$D$71=$B$48),'Offre HPI - G Hybrid'!B275,IF(OR($D$71=$B$41,$D$71=$B$42,$D$71=$B$43,$D$71=$B$44),'Offre Alezio O Hybrid'!B277,\"\"))))))))))","v":88017017},{"$f":"IF($D$71=$B$52,'OFFRE HPI M'!C273,IF(OR($D$71=$B$38,$D$71=$B$39),'Offre HPI - CAELIA'!C294,IF($D$71=$B$51,'Offre Strateo'!C214,IF($D$71=$B$40,'Offre S Compact - ERIA FIT IN'!C126,IF(OR($D$71=$B$36,$D$71=$B$37),'Offre SV200 - ERIA N DUO '!C151,IF(OR($D$71=$B$34,$D$71=$B$35),'Offre Alezio S - ERIA '!C211,IF(OR($D$71=$B$49,$D$71=$B$50),'Offre GSHP'!C257,IF($D$71=\"\",'Offre Alezio G hybrid'!C240,IF(OR($D$71=$B$45,$D$71=$B$46,$D$71=$B$47,$D$71=$B$48),'Offre HPI - G Hybrid'!C275,IF(OR($D$71=$B$41,$D$71=$B$42,$D$71=$B$43,$D$71=$B$44),'Offre Alezio O Hybrid'!C277,\"\"))))))))))","v":"SONDE DEPART v3v"},null,null,null,{"$f":"IF($D$71=$B$52,'OFFRE HPI M'!D273,IF(OR($D$71=$B$38,$D$71=$B$39),'Offre HPI - CAELIA'!D294,IF($D$71=$B$51,'Offre Strateo'!D214,IF($D$71=$B$40,'Offre S Compact - ERIA FIT IN'!D126,IF(OR($D$71=$B$36,$D$71=$B$37),'Offre SV200 - ERIA N DUO '!D151,IF(OR($D$71=$B$34,$D$71=$B$35),'Offre Alezio S - ERIA '!D211,IF(OR($D$71=$B$50,$D$71=$B$49),'Offre GSHP'!D257,IF($D$71=\"\",'Offre Alezio G hybrid'!D240,IF(OR($D$71=$B$45,$D$71=$B$46,$D$71=$B$47,$D$71=$B$48),'Offre HPI - G Hybrid'!D275,IF(OR($D$71=$B$41,$D$71=$B$42,$D$71=$B$43,$D$71=$B$44),'Offre Alezio O Hybrid'!D277,\"\"))))))))))","v":"AD199"},{"$f":"IF($D$71=$B$52,'OFFRE HPI M'!E273,IF(OR($D$71=$B$38,$D$71=$B$39),'Offre HPI - CAELIA'!E294,IF($D$71=$B$51,'Offre Strateo'!E214,IF($D$71=$B$40,'Offre S Compact - ERIA FIT IN'!E126,IF(OR($D$71=$B$36,$D$71=$B$37),'Offre SV200 - ERIA N DUO '!E151,IF(OR($D$71=$B$34,$D$71=$B$35),'Offre Alezio S - ERIA '!E211,IF(OR($D$71=$B$50,$D$71=$B$49),'Offre GSHP'!E257,IF($D$71=\"\",'Offre Alezio G hybrid'!E240,IF(OR($D$71=$B$45,$D$71=$B$46,$D$71=$B$47,$D$71=$B$48),'Offre HPI - G Hybrid'!E275,IF(OR($D$71=$B$41,$D$71=$B$42,$D$71=$B$43,$D$71=$B$44),'Offre Alezio O Hybrid'!E277,\"\"))))))))))","v":85},{"$f":"IF($D$71=$B$52,'OFFRE HPI M'!F273,IF(OR($D$71=$B$38,$D$71=$B$39),'Offre HPI - CAELIA'!F294,IF($D$71=$B$51,'Offre Strateo'!F214,IF($D$71=$B$40,'Offre S Compact - ERIA FIT IN'!F126,IF(OR($D$71=$B$36,$D$71=$B$37),'Offre SV200 - ERIA N DUO '!F151,IF(OR($D$71=$B$34,$D$71=$B$35),'Offre Alezio S - ERIA '!F211,IF(OR($D$71=$B$50,$D$71=$B$49),'Offre GSHP'!F257,IF($D$71=\"\",'Offre Alezio G hybrid'!F240,IF(OR($D$71=$B$45,$D$71=$B$46,$D$71=$B$47,$D$71=$B$48),'Offre HPI - G Hybrid'!F275,IF(OR($D$71=$B$41,$D$71=$B$42,$D$71=$B$43,$D$71=$B$44),'Offre Alezio O Hybrid'!F277,\"\"))))))))))","v":""},{"$f":"Chiffrage!M162","v":0},""]
[48,null,{"$f":"IF($D$71=$B$52,'OFFRE HPI M'!B274,IF(OR($D$71=$B$38,$D$71=$B$39),'Offre HPI - CAELIA'!B295,IF($D$71=$B$51,'Offre Strateo'!B215,IF($D$71=$B$40,'Offre S Compact - ERIA FIT IN'!B127,IF(OR($D$71=$B$36,$D$71=$B$37),'Offre SV200 - ERIA N DUO '!B152,IF(OR($D$71=$B$34,$D$71=$B$35),'Offre Alezio S - ERIA '!B212,IF(OR($D$71=$B$49,$D$71=$B$50),'Offre GSHP'!B258,IF($D$71=\"\",'Offre Alezio G hybrid'!B241,IF(OR($D$71=$B$45,$D$71=$B$46,$D$71=$B$47,$D$71=$B$48),'Offre HPI - G Hybrid'!B276,IF(OR($D$71=$B$41,$D$71=$B$42,$D$71=$B$43,$D$71=$B$44),'Offre Alezio O Hybrid'!B278,\"\"))))))))))","v":7708345},{"$f":"IF($D$71=$B$52,'OFFRE HPI M'!C274,IF(OR($D$71=$B$38,$D$71=$B$39),'Offre HPI - CAELIA'!C295,IF($D$71=$B$51,'Offre Strateo'!C215,IF($D$71=$B$40,'Offre S Compact - ERIA FIT IN'!C127,IF(OR($D$71=$B$36,$D$71=$B$37),'Offre SV200 - ERIA N DUO '!C152,IF(OR($D$71=$B$34,$D$71=$B$35),'Offre Alezio S - ERIA '!C212,IF(OR($D$71=$B$49,$D$71=$B$50),'Offre GSHP'!C258,IF($D$71=\"\",'Offre Alezio G hybrid'!C241,IF(OR($D$71=$B$45,$D$71=$B$46,$D$71=$B$47,$D$71=$B$48),'Offre HPI - G Hybrid'!C276,IF(OR($D$71=$B$41,$D$71=$B$42,$D$71=$B$43,$D$71=$B$44),'Offre Alezio O Hybrid'!C278,\"\"))))))))))","v":"KIT DE RACCORDEMENT ELEC. APPOINT ECS"},null,null,null,{"$f":"IF($D$71=$B$52,'OFFRE HPI M'!D274,IF(OR($D$71=$B$38,$D$71=$B$39),'Offre HPI - CAELIA'!D295,IF($D$71=$B$51,'Offre Strateo'!D215,IF($D$71=$B$40,'Offre S Compact - ERIA FIT IN'!D127,IF(OR($D$71=$B$36,$D$71=$B$37),'Offre SV200 - ERIA N DUO '!D152,IF(OR($D$71=$B$34,$D$71=$B$35),'Offre Alezio S - ERIA '!D212,IF(OR($D$71=$B$50,$D$71=$B$49),'Offre GSHP'!D258,IF($D$71=\"\",'Offre Alezio G hybrid'!D241,IF(OR($D$71=$B$45,$D$71=$B$46,$D$71=$B$47,$D$71=$B$48),'Offre HPI - G Hybrid'!D276,IF(OR($D$71=$B$41,$D$71=$B$42,$D$71=$B$43,$D$71=$B$44),'Offre Alezio O Hybrid'!D278,\"\"))))))))))","v":"EH904"},{"$f":"IF($D$71=$B$52,'OFFRE HPI M'!E274,IF(OR($D$71=$B$38,$D$71=$B$39),'Offre HPI - CAELIA'!E295,IF($D$71=$B$51,'Offre Strateo'!E215,IF($D$71=$B$40,'Offre S Compact - ERIA FIT IN'!E127,IF(OR($D$71=$B$36,$D$71=$B$37),'Offre SV200 - ERIA N DUO '!E152,IF(OR($D$71=$B$34,$D$71=$B$35),'Offre Alezio S - ERIA '!E212,IF(OR($D$71=$B$50,$D$71=$B$49),'Offre GSHP'!E258,IF($D$71=\"\",'Offre Alezio G hybrid'!E241,IF(OR($D$71=$B$45,$D$71=$B$46,$D$71=$B$47,$D$71=$B$48),'Offre HPI - G Hybrid'!E276,IF(OR($D$71=$B$41,$D$71=$B$42,$D$71=$B$43,$D$71=$B$44),'Offre Alezio O Hybrid'!E278,\"\"))))))))))","v":43},{"$f":"IF($D$71=$B$52,'OFFRE HPI M'!F274,IF(OR($D$71=$B$38,$D$71=$B$39),'Offre HPI - CAELIA'!F295,IF($D$71=$B$51,'Offre Strateo'!F215,IF($D$71=$B$40,'Offre S Compact - ERIA FIT IN'!F127,IF(OR($D$71=$B$36,$D$71=$B$37),'Offre SV200 - ERIA N DUO '!F152,IF(OR($D$71=$B$34,$D$71=$B$35),'Offre Alezio S - ERIA '!F212,IF(OR($D$71=$B$50,$D$71=$B$49),'Offre GSHP'!F258,IF($D$71=\"\",'Offre Alezio G hybrid'!F241,IF(OR($D$71=$B$45,$D$71=$B$46,$D$71=$B$47,$D$71=$B$48),'Offre HPI - G Hybrid'!F276,IF(OR($D$71=$B$41,$D$71=$B$42,$D$71=$B$43,$D$71=$B$44),'Offre Alezio O Hybrid'!F278,\"\"))))))))))","v":""},{"$f":"Chiffrage!M163","v":0},""]
[49,null,{"$f":"IF($D$71=$B$52,'OFFRE HPI M'!B275,IF(OR($D$71=$B$38,$D$71=$B$39),'Offre HPI - CAELIA'!B296,IF($D$71=$B$51,'Offre Strateo'!B216,IF($D$71=$B$40,'Offre S Compact - ERIA FIT IN'!B128,IF(OR($D$71=$B$36,$D$71=$B$37),'Offre SV200 - ERIA N DUO '!B153,IF(OR($D$71=$B$34,$D$71=$B$35),'Offre Alezio S - ERIA '!B213,IF(OR($D$71=$B$49,$D$71=$B$50),'Offre GSHP'!B259,IF($D$71=\"\",'Offre Alezio G hybrid'!B242,IF(OR($D$71=$B$45,$D$71=$B$46,$D$71=$B$47,$D$71=$B$48),'Offre HPI - G Hybrid'!B277,IF(OR($D$71=$B$41,$D$71=$B$42,$D$71=$B$43,$D$71=$B$44),'Offre Alezio O Hybrid'!B279,\"\"))))))))))","v":7624902},{"$f":"IF($D$71=$B$52,'OFFRE HPI M'!C275,IF(OR($D$71=$B$38,$D$71=$B$39),'Offre HPI - CAELIA'!C296,IF($D$71=$B$51,'Offre Strateo'!C216,IF($D$71=$B$40,'Offre S Compact - ERIA FIT IN'!C128,IF(OR($D$71=$B$36,$D$71=$B$37),'Offre SV200 - ERIA N DUO '!C153,IF(OR($D$71=$B$34,$D$71=$B$35),'Offre Alezio S - ERIA '!C213,IF(OR($D$71=$B$49,$D$71=$B$50),'Offre GSHP'!C259,IF($D$71=\"\",'Offre Alezio G hybrid'!C242,IF(OR($D$71=$B$45,$D$71=$B$46,$D$71=$B$47,$D$71=$B$48),'Offre HPI - G Hybrid'!C277,IF(OR($D$71=$B$41,$D$71=$B$42,$D$71=$B$43,$D$71=$B$44),'Offre Alezio O Hybrid'!C279,\"\"))))))))))","v":"KIT CABLAGE PLANCHER CHAUFFANT DIRECT"},null,null,null,{"$f":"IF($D$71=$B$52,'OFFRE HPI M'!D275,IF(OR($D$71=$B$38,$D$71=$B$39),'Offre HPI - CAELIA'!D296,IF($D$71=$B$51,'Offre Strateo'!D216,IF($D$71=$B$40,'Offre S Compact - ERIA FIT IN'!D128,IF(OR($D$71=$B$36,$D$71=$B$37),'Offre SV200 - ERIA N DUO '!D153,IF(OR($D$71=$B$34,$D$71=$B$35),'Offre Alezio S - ERIA '!D213,IF(OR($D$71=$B$50,$D$71=$B$49),'Offre GSHP'!D259,IF($D$71=\"\",'Offre Alezio G hybrid'!D242,IF(OR($D$71=$B$45,$D$71=$B$46,$D$71=$B$47,$D$71=$B$48),'Offre HPI - G Hybrid'!D277,IF(OR($D$71=$B$41,$D$71=$B$42,$D$71=$B$43,$D$71=$B$44),'Offre Alezio O Hybrid'!D279,\"\"))))))))))","v":"HA255"},{"$f":"IF($D$71=$B$52,'OFFRE HPI M'!E275,IF(OR($D$71=$B$38,$D$71=$B$39),'Offre HPI - CAELIA'!E296,IF($D$71=$B$51,'Offre Strateo'!E216,IF($D$71=$B$40,'Offre S Compact - ERIA FIT IN'!E128,IF(OR($D$71=$B$36,$D$71=$B$37),'Offre SV200 - ERIA N DUO '!E153,IF(OR($D$71=$B$34,$D$71=$B$35),'Offre Alezio S - ERIA '!E213,IF(OR($D$71=$B$50,$D$71=$B$49),'Offre GSHP'!E259,IF($D$71=\"\",'Offre Alezio G hybrid'!E242,IF(OR($D$71=$B$45,$D$71=$B$46,$D$71=$B$47,$D$71=$B$48),'Offre HPI - G Hybrid'!E277,IF(OR($D$71=$B$41,$D$71=$B$42,$D$71=$B$43,$D$71=$B$44),'Offre Alezio O Hybrid'!E279,\"\"))))))))))","v":40},{"$f":"IF($D$71=$B$52,'OFFRE HPI M'!F275,IF(OR($D$71=$B$38,$D$71=$B$39),'Offre HPI - CAELIA'!F296,IF($D$71=$B$51,'Offre Strateo'!F216,IF($D$71=$B$40,'Offre S Compact - ERIA FIT IN'!F128,IF(OR($D$71=$B$36,$D$71=$B$37),'Offre SV200 - ERIA N DUO '!F153,IF(OR($D$71=$B$34,$D$71=$B$35),'Offre Alezio S - ERIA '!F213,IF(OR($D$71=$B$50,$D$71=$B$49),'Offre GSHP'!F259,IF($D$71=\"\",'Offre Alezio G hybrid'!F242,IF(OR($D$71=$B$45,$D$71=$B$46,$D$71=$B$47,$D$71=$B$48),'Offre HPI - G Hybrid'!F277,IF(OR($D$71=$B$41,$D$71=$B$42,$D$71=$B$43,$D$71=$B$44),'Offre Alezio O Hybrid'!F279,\"\"))))))))))","v":""},{"$f":"Chiffrage!M164","v":0},""]
[50,null,{"$f":"IF($D$71=$B$52,'OFFRE HPI M'!B276,IF(OR($D$71=$B$38,$D$71=$B$39),'Offre HPI - CAELIA'!B297,IF($D$71=$B$51,'Offre Strateo'!B217,IF($D$71=$B$40,'Offre S Compact - ERIA FIT IN'!B129,IF(OR($D$71=$B$36,$D$71=$B$37),'Offre SV200 - ERIA N DUO '!B154,IF(OR($D$71=$B$34,$D$71=$B$35),'Offre Alezio S - ERIA '!B214,IF(OR($D$71=$B$49,$D$71=$B$50),'Offre GSHP'!B260,IF($D$71=\"\",'Offre Alezio G hybrid'!B243,IF(OR($D$71=$B$45,$D$71=$B$46,$D$71=$B$47,$D$71=$B$48),'Offre HPI - G Hybrid'!B278,IF(OR($D$71=$B$41,$D$71=$B$42,$D$71=$B$43,$D$71=$B$44),'Offre Alezio O Hybrid'!B280,\"\"))))))))))","v":7688755},{"$f":"IF($D$71=$B$52,'OFFRE HPI M'!C276,IF(OR($D$71=$B$38,$D$71=$B$39),'Offre HPI - CAELIA'!C297,IF($D$71=$B$51,'Offre Strateo'!C217,IF($D$71=$B$40,'Offre S Compact - ERIA FIT IN'!C129,IF(OR($D$71=$B$36,$D$71=$B$37),'Offre SV200 - ERIA N DUO '!C154,IF(OR($D$71=$B$34,$D$71=$B$35),'Offre Alezio S - ERIA '!C214,IF(OR($D$71=$B$49,$D$71=$B$50),'Offre GSHP'!C260,IF($D$71=\"\",'Offre Alezio G hybrid'!C243,IF(OR($D$71=$B$45,$D$71=$B$46,$D$71=$B$47,$D$71=$B$48),'Offre HPI - G Hybrid'!C278,IF(OR($D$71=$B$41,$D$71=$B$42,$D$71=$B$43,$D$71=$B$44),'Offre Alezio O Hybrid'!C280,\"\"))))))))))","v":"KIT SILENCIEUX MODULE EXT. MIT"},null,null,null,{"$f":"IF($D$71=$B$52,'OFFRE HPI M'!D276,IF(OR($D$71=$B$38,$D$71=$B$39),'Offre HPI - CAELIA'!D297,IF($D$71=$B$51,'Offre Strateo'!D217,IF($D$71=$B$40,'Offre S Compact - ERIA FIT IN'!D129,IF(OR($D$71=$B$36,$D$71=$B$37),'Offre SV200 - ERIA N DUO '!D154,IF(OR($D$71=$B$34,$D$71=$B$35),'Offre Alezio S - ERIA '!D214,IF(OR($D$71=$B$50,$D$71=$B$49),'Offre GSHP'!D260,IF($D$71=\"\",'Offre Alezio G hybrid'!D243,IF(OR($D$71=$B$45,$D$71=$B$46,$D$71=$B$47,$D$71=$B$48),'Offre HPI - G Hybrid'!D278,IF(OR($D$71=$B$41,$D$71=$B$42,$D$71=$B$43,$D$71=$B$44),'Offre Alezio O Hybrid'!D280,\"\"))))))))))","v":"EH829"},{"$f":"IF($D$71=$B$52,'OFFRE HPI M'!E276,IF(OR($D$71=$B$38,$D$71=$B$39),'Offre HPI - CAELIA'!E297,IF($D$71=$B$51,'Offre Strateo'!E217,IF($D$71=$B$40,'Offre S Compact - ERIA FIT IN'!E129,IF(OR($D$71=$B$36,$D$71=$B$37),'Offre SV200 - ERIA N DUO '!E154,IF(OR($D$71=$B$34,$D$71=$B$35),'Offre Alezio S - ERIA '!E214,IF(OR($D$71=$B$50,$D$71=$B$49),'Offre GSHP'!E260,IF($D$71=\"\",'Offre Alezio G hybrid'!E243,IF(OR($D$71=$B$45,$D$71=$B$46,$D$71=$B$47,$D$71=$B$48),'Offre HPI - G Hybrid'!E278,IF(OR($D$71=$B$41,$D$71=$B$42,$D$71=$B$43,$D$71=$B$44),'Offre Alezio O Hybrid'!E280,\"\"))))))))))","v":77},{"$f":"IF($D$71=$B$52,'OFFRE HPI M'!F276,IF(OR($D$71=$B$38,$D$71=$B$39),'Offre HPI - CAELIA'!F297,IF($D$71=$B$51,'Offre Strateo'!F217,IF($D$71=$B$40,'Offre S Compact - ERIA FIT IN'!F129,IF(OR($D$71=$B$36,$D$71=$B$37),'Offre SV200 - ERIA N DUO '!F154,IF(OR($D$71=$B$34,$D$71=$B$35),'Offre Alezio S - ERIA '!F214,IF(OR($D$71=$B$50,$D$71=$B$49),'Offre GSHP'!F260,IF($D$71=\"\",'Offre Alezio G hybrid'!F243,IF(OR($D$71=$B$45,$D$71=$B$46,$D$71=$B$47,$D$71=$B$48),'Offre HPI - G Hybrid'!F278,IF(OR($D$71=$B$41,$D$71=$B$42,$D$71=$B$43,$D$71=$B$44),'Offre Alezio O Hybrid'!F280,\"\"))))))))))","v":""},{"$f":"Chiffrage!M165","v":0},""]
[51,null,{"$f":"IF($D$71=$B$52,'OFFRE HPI M'!B277,IF(OR($D$71=$B$38,$D$71=$B$39),'Offre HPI - CAELIA'!B298,IF($D$71=$B$51,'Offre Strateo'!B218,IF($D$71=$B$40,'Offre S Compact - ERIA FIT IN'!B130,IF(OR($D$71=$B$36,$D$71=$B$37),'Offre SV200 - ERIA N DUO '!B155,IF(OR($D$71=$B$34,$D$71=$B$35),'Offre Alezio S - ERIA '!B215,IF(OR($D$71=$B$49,$D$71=$B$50),'Offre GSHP'!B261,IF($D$71=\"\",'Offre Alezio G hybrid'!B244,IF(OR($D$71=$B$45,$D$71=$B$46,$D$71=$B$47,$D$71=$B$48),'Offre HPI - G Hybrid'!B279,IF(OR($D$71=$B$41,$D$71=$B$42,$D$71=$B$43,$D$71=$B$44),'Offre Alezio O Hybrid'!B281,\"\"))))))))))","v":100000030},{"$f":"IF($D$71=$B$52,'OFFRE HPI M'!C277,IF(OR($D$71=$B$38,$D$71=$B$39),'Offre HPI - CAELIA'!C298,IF($D$71=$B$51,'Offre Strateo'!C218,IF($D$71=$B$40,'Offre S Compact - ERIA FIT IN'!C130,IF(OR($D$71=$B$36,$D$71=$B$37),'Offre SV200 - ERIA N DUO '!C155,IF(OR($D$71=$B$34,$D$71=$B$35),'Offre Alezio S - ERIA '!C215,IF(OR($D$71=$B$49,$D$71=$B$50),'Offre GSHP'!C261,IF($D$71=\"\",'Offre Alezio G hybrid'!C244,IF(OR($D$71=$B$45,$D$71=$B$46,$D$71=$B$47,$D$71=$B$48),'Offre HPI - G Hybrid'!C279,IF(OR($D$71=$B$41,$D$71=$B$42,$D$71=$B$43,$D$71=$B$44),'Offre Alezio O Hybrid'!C281,\"\"))))))))))","v":"COLIS OPTION SONDE ECS"},null,null,null,{"$f":"IF($D$71=$B$52,'OFFRE HPI M'!D277,IF(OR($D$71=$B$38,$D$71=$B$39),'Offre HPI - CAELIA'!D298,IF($D$71=$B$51,'Offre Strateo'!D218,IF($D$71=$B$40,'Offre S Compact - ERIA FIT IN'!D130,IF(OR($D$71=$B$36,$D$71=$B$37),'Offre SV200 - ERIA N DUO '!D155,IF(OR($D$71=$B$34,$D$71=$B$35),'Offre Alezio S - ERIA '!D215,IF(OR($D$71=$B$50,$D$71=$B$49),'Offre GSHP'!D261,IF($D$71=\"\",'Offre Alezio G hybrid'!D244,IF(OR($D$71=$B$45,$D$71=$B$46,$D$71=$B$47,$D$71=$B$48),'Offre HPI - G Hybrid'!D279,IF(OR($D$71=$B$41,$D$71=$B$42,$D$71=$B$43,$D$71=$B$44),'Offre Alezio O Hybrid'!D281,\"\"))))))))))","v":"AD212"},{"$f":"IF($D$71=$B$52,'OFFRE HPI M'!E277,IF(OR($D$71=$B$38,$D$71=$B$39),'Offre HPI - CAELIA'!E298,IF($D$71=$B$51,'Offre Strateo'!E218,IF($D$71=$B$40,'Offre S Compact - ERIA FIT IN'!E130,IF(OR($D$71=$B$36,$D$71=$B$37),'Offre SV200 - ERIA N DUO '!E155,IF(OR($D$71=$B$34,$D$71=$B$35),'Offre Alezio S - ERIA '!E215,IF(OR($D$71=$B$50,$D$71=$B$49),'Offre GSHP'!E261,IF($D$71=\"\",'Offre Alezio G hybrid'!E244,IF(OR($D$71=$B$45,$D$71=$B$46,$D$71=$B$47,$D$71=$B$48),'Offre HPI - G Hybrid'!E279,IF(OR($D$71=$B$41,$D$71=$B$42,$D$71=$B$43,$D$71=$B$44),'Offre Alezio O Hybrid'!E281,\"\"))))))))))","v":53},{"$f":"IF($D$71=$B$52,'OFFRE HPI M'!F277,IF(OR($D$71=$B$38,$D$71=$B$39),'Offre HPI - CAELIA'!F298,IF($D$71=$B$51,'Offre Strateo'!F218,IF($D$71=$B$40,'Offre S Compact - ERIA FIT IN'!F130,IF(OR($D$71=$B$36,$D$71=$B$37),'Offre SV200 - ERIA N DUO '!F155,IF(OR($D$71=$B$34,$D$71=$B$35),'Offre Alezio S - ERIA '!F215,IF(OR($D$71=$B$50,$D$71=$B$49),'Offre GSHP'!F261,IF($D$71=\"\",'Offre Alezio G hybrid'!F244,IF(OR($D$71=$B$45,$D$71=$B$46,$D$71=$B$47,$D$71=$B$48),'Offre HPI - G Hybrid'!F279,IF(OR($D$71=$B$41,$D$71=$B$42,$D$71=$B$43,$D$71=$B$44),'Offre Alezio O Hybrid'!F281,\"\"))))))))))","v":""},{"$f":"Chiffrage!M166","v":0},""]
[52,null,{"$f":"IF($D$71=$B$52,'OFFRE HPI M'!B278,IF(OR($D$71=$B$38,$D$71=$B$39),'Offre HPI - CAELIA'!B299,IF($D$71=$B$51,'Offre Strateo'!B219,IF($D$71=$B$40,'Offre S Compact - ERIA FIT IN'!B131,IF(OR($D$71=$B$36,$D$71=$B$37),'Offre SV200 - ERIA N DUO '!B156,IF(OR($D$71=$B$34,$D$71=$B$35),'Offre Alezio S - ERIA '!B216,IF(OR($D$71=$B$49,$D$71=$B$50),'Offre GSHP'!B262,IF($D$71=\"\",'Offre Alezio G hybrid'!B245,IF(OR($D$71=$B$45,$D$71=$B$46,$D$71=$B$47,$D$71=$B$48),'Offre HPI - G Hybrid'!B280,IF(OR($D$71=$B$41,$D$71=$B$42,$D$71=$B$43,$D$71=$B$44),'Offre Alezio O Hybrid'!B282,\"\"))))))))))","v":100019114},{"$f":"IF($D$71=$B$52,'OFFRE HPI M'!C278,IF(OR($D$71=$B$38,$D$71=$B$39),'Offre HPI - CAELIA'!C299,IF($D$71=$B$51,'Offre Strateo'!C219,IF($D$71=$B$40,'Offre S Compact - ERIA FIT IN'!C131,IF(OR($D$71=$B$36,$D$71=$B$37),'Offre SV200 - ERIA N DUO '!C156,IF(OR($D$71=$B$34,$D$71=$B$35),'Offre Alezio S - ERIA '!C216,IF(OR($D$71=$B$49,$D$71=$B$50),'Offre GSHP'!C262,IF($D$71=\"\",'Offre Alezio G hybrid'!C245,IF(OR($D$71=$B$45,$D$71=$B$46,$D$71=$B$47,$D$71=$B$48),'Offre HPI - G Hybrid'!C280,IF(OR($D$71=$B$41,$D$71=$B$42,$D$71=$B$43,$D$71=$B$44),'Offre Alezio O Hybrid'!C282,\"\"))))))))))","v":"KIT SONDE HYGRO RAFRAICHISSEMENT"},null,null,null,{"$f":"IF($D$71=$B$52,'OFFRE HPI M'!D278,IF(OR($D$71=$B$38,$D$71=$B$39),'Offre HPI - CAELIA'!D299,IF($D$71=$B$51,'Offre Strateo'!D219,IF($D$71=$B$40,'Offre S Compact - ERIA FIT IN'!D131,IF(OR($D$71=$B$36,$D$71=$B$37),'Offre SV200 - ERIA N DUO '!D156,IF(OR($D$71=$B$34,$D$71=$B$35),'Offre Alezio S - ERIA '!D216,IF(OR($D$71=$B$50,$D$71=$B$49),'Offre GSHP'!D262,IF($D$71=\"\",'Offre Alezio G hybrid'!D245,IF(OR($D$71=$B$45,$D$71=$B$46,$D$71=$B$47,$D$71=$B$48),'Offre HPI - G Hybrid'!D280,IF(OR($D$71=$B$41,$D$71=$B$42,$D$71=$B$43,$D$71=$B$44),'Offre Alezio O Hybrid'!D282,\"\"))))))))))","v":"HK27"},{"$f":"IF($D$71=$B$52,'OFFRE HPI M'!E278,IF(OR($D$71=$B$38,$D$71=$B$39),'Offre HPI - CAELIA'!E299,IF($D$71=$B$51,'Offre Strateo'!E219,IF($D$71=$B$40,'Offre S Compact - ERIA FIT IN'!E131,IF(OR($D$71=$B$36,$D$71=$B$37),'Offre SV200 - ERIA N DUO '!E156,IF(OR($D$71=$B$34,$D$71=$B$35),'Offre Alezio S - ERIA '!E216,IF(OR($D$71=$B$50,$D$71=$B$49),'Offre GSHP'!E262,IF($D$71=\"\",'Offre Alezio G hybrid'!E245,IF(OR($D$71=$B$45,$D$71=$B$46,$D$71=$B$47,$D$71=$B$48),'Offre HPI - G Hybrid'!E280,IF(OR($D$71=$B$41,$D$71=$B$42,$D$71=$B$43,$D$71=$B$44),'Offre Alezio O Hybrid'!E282,\"\"))))))))))","v":233},{"$f":"IF($D$71=$B$52,'OFFRE HPI M'!F278,IF(OR($D$71=$B$38,$D$71=$B$39),'Offre HPI - CAELIA'!F299,IF($D$71=$B$51,'Offre Strateo'!F219,IF($D$71=$B$40,'Offre S Compact - ERIA FIT IN'!F131,IF(OR($D$71=$B$36,$D$71=$B$37),'Offre SV200 - ERIA N DUO '!F156,IF(OR($D$71=$B$34,$D$71=$B$35),'Offre Alezio S - ERIA '!F216,IF(OR($D$71=$B$50,$D$71=$B$49),'Offre GSHP'!F262,IF($D$71=\"\",'Offre Alezio G hybrid'!F245,IF(OR($D$71=$B$45,$D$71=$B$46,$D$71=$B$47,$D$71=$B$48),'Offre HPI - G Hybrid'!F280,IF(OR($D$71=$B$41,$D$71=$B$42,$D$71=$B$43,$D$71=$B$44),'Offre Alezio O Hybrid'!F282,\"\"))))))))))","v":""},{"$f":"Chiffrage!M167","v":0},""]
[53,null,{"$f":"IF($D$71=$B$52,'OFFRE HPI M'!B279,IF(OR($D$71=$B$38,$D$71=$B$39),'Offre HPI - CAELIA'!B300,IF($D$71=$B$51,'Offre Strateo'!B220,IF($D$71=$B$40,'Offre S Compact - ERIA FIT IN'!B132,IF(OR($D$71=$B$36,$D$71=$B$37),'Offre SV200 - ERIA N DUO '!B157,IF(OR($D$71=$B$34,$D$71=$B$35),'Offre Alezio S - ERIA '!B217,IF(OR($D$71=$B$49,$D$71=$B$50),'Offre GSHP'!B263,IF($D$71=\"\",'Offre Alezio G hybrid'!B246,IF(OR($D$71=$B$45,$D$71=$B$46,$D$71=$B$47,$D$71=$B$48),'Offre HPI - G Hybrid'!B281,IF(OR($D$71=$B$41,$D$71=$B$42,$D$71=$B$43,$D$71=$B$44),'Offre Alezio O Hybrid'!B283,\"\"))))))))))","v":7622433},{"$f":"IF($D$71=$B$52,'OFFRE HPI M'!C279,IF(OR($D$71=$B$38,$D$71=$B$39),'Offre HPI - CAELIA'!C300,IF($D$71=$B$51,'Offre Strateo'!C220,IF($D$71=$B$40,'Offre S Compact - ERIA FIT IN'!C132,IF(OR($D$71=$B$36,$D$71=$B$37),'Offre SV200 - ERIA N DUO '!C157,IF(OR($D$71=$B$34,$D$71=$B$35),'Offre Alezio S - ERIA '!C217,IF(OR($D$71=$B$49,$D$71=$B$50),'Offre GSHP'!C263,IF($D$71=\"\",'Offre Alezio G hybrid'!C246,IF(OR($D$71=$B$45,$D$71=$B$46,$D$71=$B$47,$D$71=$B$48),'Offre HPI - G Hybrid'!C281,IF(OR($D$71=$B$41,$D$71=$B$42,$D$71=$B$43,$D$71=$B$44),'Offre Alezio O Hybrid'!C283,\"\"))))))))))","v":"KIT SONDE CONDENSATION (0-10V)"},null,null,null,{"$f":"IF($D$71=$B$52,'OFFRE HPI M'!D279,IF(OR($D$71=$B$38,$D$71=$B$39),'Offre HPI - CAELIA'!D300,IF($D$71=$B$51,'Offre Strateo'!D220,IF($D$71=$B$40,'Offre S Compact - ERIA FIT IN'!D132,IF(OR($D$71=$B$36,$D$71=$B$37),'Offre SV200 - ERIA N DUO '!D157,IF(OR($D$71=$B$34,$D$71=$B$35),'Offre Alezio S - ERIA '!D217,IF(OR($D$71=$B$50,$D$71=$B$49),'Offre GSHP'!D263,IF($D$71=\"\",'Offre Alezio G hybrid'!D246,IF(OR($D$71=$B$45,$D$71=$B$46,$D$71=$B$47,$D$71=$B$48),'Offre HPI - G Hybrid'!D281,IF(OR($D$71=$B$41,$D$71=$B$42,$D$71=$B$43,$D$71=$B$44),'Offre Alezio O Hybrid'!D283,\"\"))))))))))","v":"HZ64"},{"$f":"IF($D$71=$B$52,'OFFRE HPI M'!E279,IF(OR($D$71=$B$38,$D$71=$B$39),'Offre HPI - CAELIA'!E300,IF($D$71=$B$51,'Offre Strateo'!E220,IF($D$71=$B$40,'Offre S Compact - ERIA FIT IN'!E132,IF(OR($D$71=$B$36,$D$71=$B$37),'Offre SV200 - ERIA N DUO '!E157,IF(OR($D$71=$B$34,$D$71=$B$35),'Offre Alezio S - ERIA '!E217,IF(OR($D$71=$B$50,$D$71=$B$49),'Offre GSHP'!E263,IF($D$71=\"\",'Offre Alezio G hybrid'!E246,IF(OR($D$71=$B$45,$D$71=$B$46,$D$71=$B$47,$D$71=$B$48),'Offre HPI - G Hybrid'!E281,IF(OR($D$71=$B$41,$D$71=$B$42,$D$71=$B$43,$D$71=$B$44),'Offre Alezio O Hybrid'!E283,\"\"))))))))))","v":420},{"$f":"IF($D$71=$B$52,'OFFRE HPI M'!F279,IF(OR($D$71=$B$38,$D$71=$B$39),'Offre HPI - CAELIA'!F300,IF($D$71=$B$51,'Offre Strateo'!F220,IF($D$71=$B$40,'Offre S Compact - ERIA FIT IN'!F132,IF(OR($D$71=$B$36,$D$71=$B$37),'Offre SV200 - ERIA N DUO '!F157,IF(OR($D$71=$B$34,$D$71=$B$35),'Offre Alezio S - ERIA '!F217,IF(OR($D$71=$B$50,$D$71=$B$49),'Offre GSHP'!F263,IF($D$71=\"\",'Offre Alezio G hybrid'!F246,IF(OR($D$71=$B$45,$D$71=$B$46,$D$71=$B$47,$D$71=$B$48),'Offre HPI - G Hybrid'!F281,IF(OR($D$71=$B$41,$D$71=$B$42,$D$71=$B$43,$D$71=$B$44),'Offre Alezio O Hybrid'!F283,\"\"))))))))))","v":""},{"$f":"Chiffrage!M168","v":0},""]
[54,null,{"$f":"IF($D$71=$B$52,'OFFRE HPI M'!B280,IF(OR($D$71=$B$38,$D$71=$B$39),'Offre HPI - CAELIA'!B301,IF($D$71=$B$51,'Offre Strateo'!B221,IF($D$71=$B$40,'Offre S Compact - ERIA FIT IN'!B133,IF(OR($D$71=$B$36,$D$71=$B$37),'Offre SV200 - ERIA N DUO '!B158,IF(OR($D$71=$B$34,$D$71=$B$35),'Offre Alezio S - ERIA '!B218,IF(OR($D$71=$B$49,$D$71=$B$50),'Offre GSHP'!B264,IF($D$71=\"\",'Offre Alezio G hybrid'!B247,IF(OR($D$71=$B$45,$D$71=$B$46,$D$71=$B$47,$D$71=$B$48),'Offre HPI - G Hybrid'!B282,IF(OR($D$71=$B$41,$D$71=$B$42,$D$71=$B$43,$D$71=$B$44),'Offre Alezio O Hybrid'!B284,\"\"))))))))))","v":7691374},{"$f":"IF($D$71=$B$52,'OFFRE HPI M'!C280,IF(OR($D$71=$B$38,$D$71=$B$39),'Offre HPI - CAELIA'!C301,IF($D$71=$B$51,'Offre Strateo'!C221,IF($D$71=$B$40,'Offre S Compact - ERIA FIT IN'!C133,IF(OR($D$71=$B$36,$D$71=$B$37),'Offre SV200 - ERIA N DUO '!C158,IF(OR($D$71=$B$34,$D$71=$B$35),'Offre Alezio S - ERIA '!C218,IF(OR($D$71=$B$49,$D$71=$B$50),'Offre GSHP'!C264,IF($D$71=\"\",'Offre Alezio G hybrid'!C247,IF(OR($D$71=$B$45,$D$71=$B$46,$D$71=$B$47,$D$71=$B$48),'Offre HPI - G Hybrid'!C282,IF(OR($D$71=$B$41,$D$71=$B$42,$D$71=$B$43,$D$71=$B$44),'Offre Alezio O Hybrid'!C284,\"\"))))))))))","v":"THERMOSTAT AMBIANCE OETROSMART (R-BUS)"},null,null,null,{"$f":"IF($D$71=$B$52,'OFFRE HPI M'!D280,IF(OR($D$71=$B$38,$D$71=$B$39),'Offre HPI - CAELIA'!D301,IF($D$71=$B$51,'Offre Strateo'!D221,IF($D$71=$B$40,'Offre S Compact - ERIA FIT IN'!D133,IF(OR($D$71=$B$36,$D$71=$B$37),'Offre SV200 - ERIA N DUO '!D158,IF(OR($D$71=$B$34,$D$71=$B$35),'Offre Alezio S - ERIA '!D218,IF(OR($D$71=$B$50,$D$71=$B$49),'Offre GSHP'!D264,IF($D$71=\"\",'Offre Alezio G hybrid'!D247,IF(OR($D$71=$B$45,$D$71=$B$46,$D$71=$B$47,$D$71=$B$48),'Offre HPI - G Hybrid'!D282,IF(OR($D$71=$B$41,$D$71=$B$42,$D$71=$B$43,$D$71=$B$44),'Offre Alezio O Hybrid'!D284,\"\"))))))))))","v":"AD323"},{"$f":"IF($D$71=$B$52,'OFFRE HPI M'!E280,IF(OR($D$71=$B$38,$D$71=$B$39),'Offre HPI - CAELIA'!E301,IF($D$71=$B$51,'Offre Strateo'!E221,IF($D$71=$B$40,'Offre S Compact - ERIA FIT IN'!E133,IF(OR($D$71=$B$36,$D$71=$B$37),'Offre SV200 - ERIA N DUO '!E158,IF(OR($D$71=$B$34,$D$71=$B$35),'Offre Alezio S - ERIA '!E218,IF(OR($D$71=$B$50,$D$71=$B$49),'Offre GSHP'!E264,IF($D$71=\"\",'Offre Alezio G hybrid'!E247,IF(OR($D$71=$B$45,$D$71=$B$46,$D$71=$B$47,$D$71=$B$48),'Offre HPI - G Hybrid'!E282,IF(OR($D$71=$B$41,$D$71=$B$42,$D$71=$B$43,$D$71=$B$44),'Offre Alezio O Hybrid'!E284,\"\"))))))))))","v":207},{"$f":"IF($D$71=$B$52,'OFFRE HPI M'!F280,IF(OR($D$71=$B$38,$D$71=$B$39),'Offre HPI - CAELIA'!F301,IF($D$71=$B$51,'Offre Strateo'!F221,IF($D$71=$B$40,'Offre S Compact - ERIA FIT IN'!F133,IF(OR($D$71=$B$36,$D$71=$B$37),'Offre SV200 - ERIA N DUO '!F158,IF(OR($D$71=$B$34,$D$71=$B$35),'Offre Alezio S - ERIA '!F218,IF(OR($D$71=$B$50,$D$71=$B$49),'Offre GSHP'!F264,IF($D$71=\"\",'Offre Alezio G hybrid'!F247,IF(OR($D$71=$B$45,$D$71=$B$46,$D$71=$B$47,$D$71=$B$48),'Offre HPI - G Hybrid'!F282,IF(OR($D$71=$B$41,$D$71=$B$42,$D$71=$B$43,$D$71=$B$44),'Offre Alezio O Hybrid'!F284,\"\"))))))))))","v":1},{"$f":"Chiffrage!M169","v":0},207]
[55,null,{"$f":"IF($D$71=$B$52,'OFFRE HPI M'!B281,IF(OR($D$71=$B$38,$D$71=$B$39),'Offre HPI - CAELIA'!B302,IF($D$71=$B$51,'Offre Strateo'!B222,IF($D$71=$B$40,'Offre S Compact - ERIA FIT IN'!B134,IF(OR($D$71=$B$36,$D$71=$B$37),'Offre SV200 - ERIA N DUO '!B159,IF(OR($D$71=$B$34,$D$71=$B$35),'Offre Alezio S - ERIA '!B219,IF(OR($D$71=$B$49,$D$71=$B$50),'Offre GSHP'!B265,IF($D$71=\"\",'Offre Alezio G hybrid'!B248,IF(OR($D$71=$B$45,$D$71=$B$46,$D$71=$B$47,$D$71=$B$48),'Offre HPI - G Hybrid'!B283,IF(OR($D$71=$B$41,$D$71=$B$42,$D$71=$B$43,$D$71=$B$44),'Offre Alezio O Hybrid'!B285,\"\"))))))))))","v":88017018},{"$f":"IF($D$71=$B$52,'OFFRE HPI M'!C281,IF(OR($D$71=$B$38,$D$71=$B$39),'Offre HPI - CAELIA'!C302,IF($D$71=$B$51,'Offre Strateo'!C222,IF($D$71=$B$40,'Offre S Compact - ERIA FIT IN'!C134,IF(OR($D$71=$B$36,$D$71=$B$37),'Offre SV200 - ERIA N DUO '!C159,IF(OR($D$71=$B$34,$D$71=$B$35),'Offre Alezio S - ERIA '!C219,IF(OR($D$71=$B$49,$D$71=$B$50),'Offre GSHP'!C265,IF($D$71=\"\",'Offre Alezio G hybrid'!C248,IF(OR($D$71=$B$45,$D$71=$B$46,$D$71=$B$47,$D$71=$B$48),'Offre HPI - G Hybrid'!C283,IF(OR($D$71=$B$41,$D$71=$B$42,$D$71=$B$43,$D$71=$B$44),'Offre Alezio O Hybrid'!C285,\"\"))))))))))","v":"THERMOSTAT D AMBIANCE PROGRAMMABLE SANS FILS"},null,null,null,{"$f":"IF($D$71=$B$52,'OFFRE HPI M'!D281,IF(OR($D$71=$B$38,$D$71=$B$39),'Offre HPI - CAELIA'!D302,IF($D$71=$B$51,'Offre Strateo'!D222,IF($D$71=$B$40,'Offre S Compact - ERIA FIT IN'!D134,IF(OR($D$71=$B$36,$D$71=$B$37),'Offre SV200 - ERIA N DUO '!D159,IF(OR($D$71=$B$34,$D$71=$B$35),'Offre Alezio S - ERIA '!D219,IF(OR($D$71=$B$50,$D$71=$B$49),'Offre GSHP'!D265,IF($D$71=\"\",'Offre Alezio G hybrid'!D248,IF(OR($D$71=$B$45,$D$71=$B$46,$D$71=$B$47,$D$71=$B$48),'Offre HPI - G Hybrid'!D283,IF(OR($D$71=$B$41,$D$71=$B$42,$D$71=$B$43,$D$71=$B$44),'Offre Alezio O Hybrid'!D285,\"\"))))))))))","v":"AD192"},{"$f":"IF($D$71=$B$52,'OFFRE HPI M'!E281,IF(OR($D$71=$B$38,$D$71=$B$39),'Offre HPI - CAELIA'!E302,IF($D$71=$B$51,'Offre Strateo'!E222,IF($D$71=$B$40,'Offre S Compact - ERIA FIT IN'!E134,IF(OR($D$71=$B$36,$D$71=$B$37),'Offre SV200 - ERIA N DUO '!E159,IF(OR($D$71=$B$34,$D$71=$B$35),'Offre Alezio S - ERIA '!E219,IF(OR($D$71=$B$50,$D$71=$B$49),'Offre GSHP'!E265,IF($D$71=\"\",'Offre Alezio G hybrid'!E248,IF(OR($D$71=$B$45,$D$71=$B$46,$D$71=$B$47,$D$71=$B$48),'Offre HPI - G Hybrid'!E283,IF(OR($D$71=$B$41,$D$71=$B$42,$D$71=$B$43,$D$71=$B$44),'Offre Alezio O Hybrid'!E285,\"\"))))))))))","v":308},{"$f":"IF($D$71=$B$52,'OFFRE HPI M'!F281,IF(OR($D$71=$B$38,$D$71=$B$39),'Offre HPI - CAELIA'!F302,IF($D$71=$B$51,'Offre Strateo'!F222,IF($D$71=$B$40,'Offre S Compact - ERIA FIT IN'!F134,IF(OR($D$71=$B$36,$D$71=$B$37),'Offre SV200 - ERIA N DUO '!F159,IF(OR($D$71=$B$34,$D$71=$B$35),'Offre Alezio S - ERIA '!F219,IF(OR($D$71=$B$50,$D$71=$B$49),'Offre GSHP'!F265,IF($D$71=\"\",'Offre Alezio G hybrid'!F248,IF(OR($D$71=$B$45,$D$71=$B$46,$D$71=$B$47,$D$71=$B$48),'Offre HPI - G Hybrid'!F283,IF(OR($D$71=$B$41,$D$71=$B$42,$D$71=$B$43,$D$71=$B$44),'Offre Alezio O Hybrid'!F285,\"\"))))))))))","v":""},{"$f":"Chiffrage!M170","v":0},""]
[56,null,{"$f":"IF($D$71=$B$52,'OFFRE HPI M'!B282,IF(OR($D$71=$B$38,$D$71=$B$39),'Offre HPI - CAELIA'!B303,IF($D$71=$B$51,'Offre Strateo'!B223,IF($D$71=$B$40,'Offre S Compact - ERIA FIT IN'!B135,IF(OR($D$71=$B$36,$D$71=$B$37),'Offre SV200 - ERIA N DUO '!B160,IF(OR($D$71=$B$34,$D$71=$B$35),'Offre Alezio S - ERIA '!B220,IF(OR($D$71=$B$49,$D$71=$B$50),'Offre GSHP'!B266,IF($D$71=\"\",'Offre Alezio G hybrid'!B249,IF(OR($D$71=$B$45,$D$71=$B$46,$D$71=$B$47,$D$71=$B$48),'Offre HPI - G Hybrid'!B284,IF(OR($D$71=$B$41,$D$71=$B$42,$D$71=$B$43,$D$71=$B$44),'Offre Alezio O Hybrid'!B286,\"\"))))))))))","v":88017859},{"$f":"IF($D$71=$B$52,'OFFRE HPI M'!C282,IF(OR($D$71=$B$38,$D$71=$B$39),'Offre HPI - CAELIA'!C303,IF($D$71=$B$51,'Offre Strateo'!C223,IF($D$71=$B$40,'Offre S Compact - ERIA FIT IN'!C135,IF(OR($D$71=$B$36,$D$71=$B$37),'Offre SV200 - ERIA N DUO '!C160,IF(OR($D$71=$B$34,$D$71=$B$35),'Offre Alezio S - ERIA '!C220,IF(OR($D$71=$B$49,$D$71=$B$50),'Offre GSHP'!C266,IF($D$71=\"\",'Offre Alezio G hybrid'!C249,IF(OR($D$71=$B$45,$D$71=$B$46,$D$71=$B$47,$D$71=$B$48),'Offre HPI - G Hybrid'!C284,IF(OR($D$71=$B$41,$D$71=$B$42,$D$71=$B$43,$D$71=$B$44),'Offre Alezio O Hybrid'!C286,\"\"))))))))))","v":"THERMOSTAT D'AMBIANCE NON PROGRAMMABLE"},null,null,null,{"$f":"IF($D$71=$B$52,'OFFRE HPI M'!D282,IF(OR($D$71=$B$38,$D$71=$B$39),'Offre HPI - CAELIA'!D303,IF($D$71=$B$51,'Offre Strateo'!D223,IF($D$71=$B$40,'Offre S Compact - ERIA FIT IN'!D135,IF(OR($D$71=$B$36,$D$71=$B$37),'Offre SV200 - ERIA N DUO '!D160,IF(OR($D$71=$B$34,$D$71=$B$35),'Offre Alezio S - ERIA '!D220,IF(OR($D$71=$B$50,$D$71=$B$49),'Offre GSHP'!D266,IF($D$71=\"\",'Offre Alezio G hybrid'!D249,IF(OR($D$71=$B$45,$D$71=$B$46,$D$71=$B$47,$D$71=$B$48),'Offre HPI - G Hybrid'!D284,IF(OR($D$71=$B$41,$D$71=$B$42,$D$71=$B$43,$D$71=$B$44),'Offre Alezio O Hybrid'!D286,\"\"))))))))))","v":"AD140"},{"$f":"IF($D$71=$B$52,'OFFRE HPI M'!E282,IF(OR($D$71=$B$38,$D$71=$B$39),'Offre HPI - CAELIA'!E303,IF($D$71=$B$51,'Offre Strateo'!E223,IF($D$71=$B$40,'Offre S Compact - ERIA FIT IN'!E135,IF(OR($D$71=$B$36,$D$71=$B$37),'Offre SV200 - ERIA N DUO '!E160,IF(OR($D$71=$B$34,$D$71=$B$35),'Offre Alezio S - ERIA '!E220,IF(OR($D$71=$B$50,$D$71=$B$49),'Offre GSHP'!E266,IF($D$71=\"\",'Offre Alezio G hybrid'!E249,IF(OR($D$71=$B$45,$D$71=$B$46,$D$71=$B$47,$D$71=$B$48),'Offre HPI - G Hybrid'!E284,IF(OR($D$71=$B$41,$D$71=$B$42,$D$71=$B$43,$D$71=$B$44),'Offre Alezio O Hybrid'!E286,\"\"))))))))))","v":54},{"$f":"IF($D$71=$B$52,'OFFRE HPI M'!F282,IF(OR($D$71=$B$38,$D$71=$B$39),'Offre HPI - CAELIA'!F303,IF($D$71=$B$51,'Offre Strateo'!F223,IF($D$71=$B$40,'Offre S Compact - ERIA FIT IN'!F135,IF(OR($D$71=$B$36,$D$71=$B$37),'Offre SV200 - ERIA N DUO '!F160,IF(OR($D$71=$B$34,$D$71=$B$35),'Offre Alezio S - ERIA '!F220,IF(OR($D$71=$B$50,$D$71=$B$49),'Offre GSHP'!F266,IF($D$71=\"\",'Offre Alezio G hybrid'!F249,IF(OR($D$71=$B$45,$D$71=$B$46,$D$71=$B$47,$D$71=$B$48),'Offre HPI - G Hybrid'!F284,IF(OR($D$71=$B$41,$D$71=$B$42,$D$71=$B$43,$D$71=$B$44),'Offre Alezio O Hybrid'!F286,\"\"))))))))))","v":""},{"$f":"Chiffrage!M171","v":0},""]
[57,null,{"$f":"IF($D$71=$B$52,'OFFRE HPI M'!B283,IF(OR($D$71=$B$38,$D$71=$B$39),'Offre HPI - CAELIA'!B304,IF($D$71=$B$51,'Offre Strateo'!B224,IF($D$71=$B$40,'Offre S Compact - ERIA FIT IN'!B136,IF(OR($D$71=$B$36,$D$71=$B$37),'Offre SV200 - ERIA N DUO '!B161,IF(OR($D$71=$B$34,$D$71=$B$35),'Offre Alezio S - ERIA '!B221,IF(OR($D$71=$B$49,$D$71=$B$50),'Offre GSHP'!B267,IF($D$71=\"\",'Offre Alezio G hybrid'!B250,IF(OR($D$71=$B$45,$D$71=$B$46,$D$71=$B$47,$D$71=$B$48),'Offre HPI - G Hybrid'!B285,IF(OR($D$71=$B$41,$D$71=$B$42,$D$71=$B$43,$D$71=$B$44),'Offre Alezio O Hybrid'!B287,\"\"))))))))))","v":88017904},{"$f":"IF($D$71=$B$52,'OFFRE HPI M'!C283,IF(OR($D$71=$B$38,$D$71=$B$39),'Offre HPI - CAELIA'!C304,IF($D$71=$B$51,'Offre Strateo'!C224,IF($D$71=$B$40,'Offre S Compact - ERIA FIT IN'!C136,IF(OR($D$71=$B$36,$D$71=$B$37),'Offre SV200 - ERIA N DUO '!C161,IF(OR($D$71=$B$34,$D$71=$B$35),'Offre Alezio S - ERIA '!C221,IF(OR($D$71=$B$49,$D$71=$B$50),'Offre GSHP'!C267,IF($D$71=\"\",'Offre Alezio G hybrid'!C250,IF(OR($D$71=$B$45,$D$71=$B$46,$D$71=$B$47,$D$71=$B$48),'Offre HPI - G Hybrid'!C285,IF(OR($D$71=$B$41,$D$71=$B$42,$D$71=$B$43,$D$71=$B$44),'Offre Alezio O Hybrid'!C287,\"\"))))))))))","v":"THERMOSTAT AMBIANCE PROGRAMMABLE (FILAIRE)"},null,null,null,{"$f":"IF($D$71=$B$52,'OFFRE HPI M'!D283,IF(OR($D$71=$B$38,$D$71=$B$39),'Offre HPI - CAELIA'!D304,IF($D$71=$B$51,'Offre Strateo'!D224,IF($D$71=$B$40,'Offre S Compact - ERIA FIT IN'!D136,IF(OR($D$71=$B$36,$D$71=$B$37),'Offre SV200 - ERIA N DUO '!D161,IF(OR($D$71=$B$34,$D$71=$B$35),'Offre Alezio S - ERIA '!D221,IF(OR($D$71=$B$50,$D$71=$B$49),'Offre GSHP'!D267,IF($D$71=\"\",'Offre Alezio G hybrid'!D250,IF(OR($D$71=$B$45,$D$71=$B$46,$D$71=$B$47,$D$71=$B$48),'Offre HPI - G Hybrid'!D285,IF(OR($D$71=$B$41,$D$71=$B$42,$D$71=$B$43,$D$71=$B$44),'Offre Alezio O Hybrid'!D287,\"\"))))))))))","v":"AD191"},{"$f":"IF($D$71=$B$52,'OFFRE HPI M'!E283,IF(OR($D$71=$B$38,$D$71=$B$39),'Offre HPI - CAELIA'!E304,IF($D$71=$B$51,'Offre Strateo'!E224,IF($D$71=$B$40,'Offre S Compact - ERIA FIT IN'!E136,IF(OR($D$71=$B$36,$D$71=$B$37),'Offre SV200 - ERIA N DUO '!E161,IF(OR($D$71=$B$34,$D$71=$B$35),'Offre Alezio S - ERIA '!E221,IF(OR($D$71=$B$50,$D$71=$B$49),'Offre GSHP'!E267,IF($D$71=\"\",'Offre Alezio G hybrid'!E250,IF(OR($D$71=$B$45,$D$71=$B$46,$D$71=$B$47,$D$71=$B$48),'Offre HPI - G Hybrid'!E285,IF(OR($D$71=$B$41,$D$71=$B$42,$D$71=$B$43,$D$71=$B$44),'Offre Alezio O Hybrid'!E287,\"\"))))))))))","v":176},{"$f":"IF($D$71=$B$52,'OFFRE HPI M'!F283,IF(OR($D$71=$B$38,$D$71=$B$39),'Offre HPI - CAELIA'!F304,IF($D$71=$B$51,'Offre Strateo'!F224,IF($D$71=$B$40,'Offre S Compact - ERIA FIT IN'!F136,IF(OR($D$71=$B$36,$D$71=$B$37),'Offre SV200 - ERIA N DUO '!F161,IF(OR($D$71=$B$34,$D$71=$B$35),'Offre Alezio S - ERIA '!F221,IF(OR($D$71=$B$50,$D$71=$B$49),'Offre GSHP'!F267,IF($D$71=\"\",'Offre Alezio G hybrid'!F250,IF(OR($D$71=$B$45,$D$71=$B$46,$D$71=$B$47,$D$71=$B$48),'Offre HPI - G Hybrid'!F285,IF(OR($D$71=$B$41,$D$71=$B$42,$D$71=$B$43,$D$71=$B$44),'Offre Alezio O Hybrid'!F287,\"\"))))))))))","v":""},{"$f":"Chiffrage!M172","v":0},""]
[58,null,{"$f":"IF($D$71=$B$52,'OFFRE HPI M'!B284,IF(OR($D$71=$B$38,$D$71=$B$39),'Offre HPI - CAELIA'!B305,IF($D$71=$B$51,'Offre Strateo'!B225,IF($D$71=$B$40,'Offre S Compact - ERIA FIT IN'!B137,IF(OR($D$71=$B$36,$D$71=$B$37),'Offre SV200 - ERIA N DUO '!B162,IF(OR($D$71=$B$34,$D$71=$B$35),'Offre Alezio S - ERIA '!B222,IF(OR($D$71=$B$49,$D$71=$B$50),'Offre GSHP'!B268,IF($D$71=\"\",'Offre Alezio G hybrid'!B251,IF(OR($D$71=$B$45,$D$71=$B$46,$D$71=$B$47,$D$71=$B$48),'Offre HPI - G Hybrid'!B286,IF(OR($D$71=$B$41,$D$71=$B$42,$D$71=$B$43,$D$71=$B$44),'Offre Alezio O Hybrid'!B288,\"\"))))))))))","v":""},{"$f":"IF($D$71=$B$52,'OFFRE HPI M'!C284,IF(OR($D$71=$B$38,$D$71=$B$39),'Offre HPI - CAELIA'!C305,IF($D$71=$B$51,'Offre Strateo'!C225,IF($D$71=$B$40,'Offre S Compact - ERIA FIT IN'!C137,IF(OR($D$71=$B$36,$D$71=$B$37),'Offre SV200 - ERIA N DUO '!C162,IF(OR($D$71=$B$34,$D$71=$B$35),'Offre Alezio S - ERIA '!C222,IF(OR($D$71=$B$49,$D$71=$B$50),'Offre GSHP'!C268,IF($D$71=\"\",'Offre Alezio G hybrid'!C251,IF(OR($D$71=$B$45,$D$71=$B$46,$D$71=$B$47,$D$71=$B$48),'Offre HPI - G Hybrid'!C286,IF(OR($D$71=$B$41,$D$71=$B$42,$D$71=$B$43,$D$71=$B$44),'Offre Alezio O Hybrid'!C288,\"\"))))))))))","v":""},null,null,null,{"$f":"IF($D$71=$B$52,'OFFRE HPI M'!D284,IF(OR($D$71=$B$38,$D$71=$B$39),'Offre HPI - CAELIA'!D305,IF($D$71=$B$51,'Offre Strateo'!D225,IF($D$71=$B$40,'Offre S Compact - ERIA FIT IN'!D137,IF(OR($D$71=$B$36,$D$71=$B$37),'Offre SV200 - ERIA N DUO '!D162,IF(OR($D$71=$B$34,$D$71=$B$35),'Offre Alezio S - ERIA '!D222,IF(OR($D$71=$B$50,$D$71=$B$49),'Offre GSHP'!D268,IF($D$71=\"\",'Offre Alezio G hybrid'!D251,IF(OR($D$71=$B$45,$D$71=$B$46,$D$71=$B$47,$D$71=$B$48),'Offre HPI - G Hybrid'!D286,IF(OR($D$71=$B$41,$D$71=$B$42,$D$71=$B$43,$D$71=$B$44),'Offre Alezio O Hybrid'!D288,\"\"))))))))))","v":""},{"$f":"IF($D$71=$B$52,'OFFRE HPI M'!E284,IF(OR($D$71=$B$38,$D$71=$B$39),'Offre HPI - CAELIA'!E305,IF($D$71=$B$51,'Offre Strateo'!E225,IF($D$71=$B$40,'Offre S Compact - ERIA FIT IN'!E137,IF(OR($D$71=$B$36,$D$71=$B$37),'Offre SV200 - ERIA N DUO '!E162,IF(OR($D$71=$B$34,$D$71=$B$35),'Offre Alezio S - ERIA '!E222,IF(OR($D$71=$B$50,$D$71=$B$49),'Offre GSHP'!E268,IF($D$71=\"\",'Offre Alezio G hybrid'!E251,IF(OR($D$71=$B$45,$D$71=$B$46,$D$71=$B$47,$D$71=$B$48),'Offre HPI - G Hybrid'!E286,IF(OR($D$71=$B$41,$D$71=$B$42,$D$71=$B$43,$D$71=$B$44),'Offre Alezio O Hybrid'!E288,\"\"))))))))))","v":""},{"$f":"IF($D$71=$B$52,'OFFRE HPI M'!F284,IF(OR($D$71=$B$38,$D$71=$B$39),'Offre HPI - CAELIA'!F305,IF($D$71=$B$51,'Offre Strateo'!F225,IF($D$71=$B$40,'Offre S Compact - ERIA FIT IN'!F137,IF(OR($D$71=$B$36,$D$71=$B$37),'Offre SV200 - ERIA N DUO '!F162,IF(OR($D$71=$B$34,$D$71=$B$35),'Offre Alezio S - ERIA '!F222,IF(OR($D$71=$B$50,$D$71=$B$49),'Offre GSHP'!F268,IF($D$71=\"\",'Offre Alezio G hybrid'!F251,IF(OR($D$71=$B$45,$D$71=$B$46,$D$71=$B$47,$D$71=$B$48),'Offre HPI - G Hybrid'!F286,IF(OR($D$71=$B$41,$D$71=$B$42,$D$71=$B$43,$D$71=$B$44),'Offre Alezio O Hybrid'!F288,\"\"))))))))))","v":""},{"$f":"Chiffrage!M173","v":0},""]
[59,null,{"$f":"IF($D$71=$B$52,'OFFRE HPI M'!B285,IF(OR($D$71=$B$38,$D$71=$B$39),'Offre HPI - CAELIA'!B306,IF($D$71=$B$51,'Offre Strateo'!B226,IF($D$71=$B$40,'Offre S Compact - ERIA FIT IN'!B138,IF(OR($D$71=$B$36,$D$71=$B$37),'Offre SV200 - ERIA N DUO '!B163,IF(OR($D$71=$B$34,$D$71=$B$35),'Offre Alezio S - ERIA '!B223,IF(OR($D$71=$B$49,$D$71=$B$50),'Offre GSHP'!B269,IF($D$71=\"\",'Offre Alezio G hybrid'!B252,IF(OR($D$71=$B$45,$D$71=$B$46,$D$71=$B$47,$D$71=$B$48),'Offre HPI - G Hybrid'!B287,IF(OR($D$71=$B$41,$D$71=$B$42,$D$71=$B$43,$D$71=$B$44),'Offre Alezio O Hybrid'!B289,\"\"))))))))))","v":""},{"$f":"IF($D$71=$B$52,'OFFRE HPI M'!C285,IF(OR($D$71=$B$38,$D$71=$B$39),'Offre HPI - CAELIA'!C306,IF($D$71=$B$51,'Offre Strateo'!C226,IF($D$71=$B$40,'Offre S Compact - ERIA FIT IN'!C138,IF(OR($D$71=$B$36,$D$71=$B$37),'Offre SV200 - ERIA N DUO '!C163,IF(OR($D$71=$B$34,$D$71=$B$35),'Offre Alezio S - ERIA '!C223,IF(OR($D$71=$B$49,$D$71=$B$50),'Offre GSHP'!C269,IF($D$71=\"\",'Offre Alezio G hybrid'!C252,IF(OR($D$71=$B$45,$D$71=$B$46,$D$71=$B$47,$D$71=$B$48),'Offre HPI - G Hybrid'!C287,IF(OR($D$71=$B$41,$D$71=$B$42,$D$71=$B$43,$D$71=$B$44),'Offre Alezio O Hybrid'!C289,\"\"))))))))))","v":""},null,null,null,{"$f":"IF($D$71=$B$52,'OFFRE HPI M'!D285,IF(OR($D$71=$B$38,$D$71=$B$39),'Offre HPI - CAELIA'!D306,IF($D$71=$B$51,'Offre Strateo'!D226,IF($D$71=$B$40,'Offre S Compact - ERIA FIT IN'!D138,IF(OR($D$71=$B$36,$D$71=$B$37),'Offre SV200 - ERIA N DUO '!D163,IF(OR($D$71=$B$34,$D$71=$B$35),'Offre Alezio S - ERIA '!D223,IF(OR($D$71=$B$50,$D$71=$B$49),'Offre GSHP'!D269,IF($D$71=\"\",'Offre Alezio G hybrid'!D252,IF(OR($D$71=$B$45,$D$71=$B$46,$D$71=$B$47,$D$71=$B$48),'Offre HPI - G Hybrid'!D287,IF(OR($D$71=$B$41,$D$71=$B$42,$D$71=$B$43,$D$71=$B$44),'Offre Alezio O Hybrid'!D289,\"\"))))))))))","v":""},{"$f":"IF($D$71=$B$52,'OFFRE HPI M'!E285,IF(OR($D$71=$B$38,$D$71=$B$39),'Offre HPI - CAELIA'!E306,IF($D$71=$B$51,'Offre Strateo'!E226,IF($D$71=$B$40,'Offre S Compact - ERIA FIT IN'!E138,IF(OR($D$71=$B$36,$D$71=$B$37),'Offre SV200 - ERIA N DUO '!E163,IF(OR($D$71=$B$34,$D$71=$B$35),'Offre Alezio S - ERIA '!E223,IF(OR($D$71=$B$50,$D$71=$B$49),'Offre GSHP'!E269,IF($D$71=\"\",'Offre Alezio G hybrid'!E252,IF(OR($D$71=$B$45,$D$71=$B$46,$D$71=$B$47,$D$71=$B$48),'Offre HPI - G Hybrid'!E287,IF(OR($D$71=$B$41,$D$71=$B$42,$D$71=$B$43,$D$71=$B$44),'Offre Alezio O Hybrid'!E289,\"\"))))))))))","v":""},{"$f":"IF($D$71=$B$52,'OFFRE HPI M'!F285,IF(OR($D$71=$B$38,$D$71=$B$39),'Offre HPI - CAELIA'!F306,IF($D$71=$B$51,'Offre Strateo'!F226,IF($D$71=$B$40,'Offre S Compact - ERIA FIT IN'!F138,IF(OR($D$71=$B$36,$D$71=$B$37),'Offre SV200 - ERIA N DUO '!F163,IF(OR($D$71=$B$34,$D$71=$B$35),'Offre Alezio S - ERIA '!F223,IF(OR($D$71=$B$50,$D$71=$B$49),'Offre GSHP'!F269,IF($D$71=\"\",'Offre Alezio G hybrid'!F252,IF(OR($D$71=$B$45,$D$71=$B$46,$D$71=$B$47,$D$71=$B$48),'Offre HPI - G Hybrid'!F287,IF(OR($D$71=$B$41,$D$71=$B$42,$D$71=$B$43,$D$71=$B$44),'Offre Alezio O Hybrid'!F289,\"\"))))))))))","v":""},{"$f":"Chiffrage!M174","v":0},{"$f":"IFERROR(IF($C$86=$C$89,IF(K160=0,\"\",K160*I160),IF(J160=\"\",\"\",J160*I160)),\"\")","v":""}]
[]
[60,null,{"$f":"IF($D$71=$B$52,'OFFRE HPI M'!B286,IF(OR($D$71=$B$38,$D$71=$B$39),'Offre HPI - CAELIA'!B307,IF($D$71=$B$51,'Offre Strateo'!B227,IF($D$71=$B$40,'Offre S Compact - ERIA FIT IN'!B139,IF(OR($D$71=$B$36,$D$71=$B$37),'Offre SV200 - ERIA N DUO '!B164,IF(OR($D$71=$B$34,$D$71=$B$35),'Offre Alezio S - ERIA '!B224,IF(OR($D$71=$B$50,$D$71=$B$49),'Offre GSHP'!B270,IF($D$71=\"\",'Offre Alezio G hybrid'!B253,IF(OR($D$71=$B$45,$D$71=$B$46,$D$71=$B$47,$D$71=$B$48),'Offre HPI - G Hybrid'!B288,IF(OR($D$71=$B$41,$D$71=$B$42,$D$71=$B$43,$D$71=$B$44),'Offre Alezio O Hybrid'!B290,\"\"))))))))))","v":""},{"$f":"IF($D$71=$B$52,'OFFRE HPI M'!C286,IF(OR($D$71=$B$38,$D$71=$B$39),'Offre HPI - CAELIA'!C307,IF($D$71=$B$51,'Offre Strateo'!C227,IF($D$71=$B$40,'Offre S Compact - ERIA FIT IN'!C139,IF(OR($D$71=$B$36,$D$71=$B$37),'Offre SV200 - ERIA N DUO '!C164,IF(OR($D$71=$B$34,$D$71=$B$35),'Offre Alezio S - ERIA '!C224,IF(OR($D$71=$B$50,$D$71=$B$49),'Offre GSHP'!C270,IF($D$71=\"\",'Offre Alezio G hybrid'!C253,IF(OR($D$71=$B$45,$D$71=$B$46,$D$71=$B$47,$D$71=$B$48),'Offre HPI - G Hybrid'!C288,IF(OR($D$71=$B$41,$D$71=$B$42,$D$71=$B$43,$D$71=$B$44),'Offre Alezio O Hybrid'!C290,\"\"))))))))))","v":"Accessoires de régulation nécessaires pour les circuits indiqués :"},null,null,null,{"$f":"IF($D$71=$B$52,'OFFRE HPI M'!D286,IF(OR($D$71=$B$38,$D$71=$B$39),'Offre HPI - CAELIA'!D307,IF($D$71=$B$51,'Offre Strateo'!D227,IF($D$71=$B$40,'Offre S Compact - ERIA FIT IN'!D139,IF(OR($D$71=$B$36,$D$71=$B$37),'Offre SV200 - ERIA N DUO '!D164,IF(OR($D$71=$B$34,$D$71=$B$35),'Offre Alezio S - ERIA '!D224,IF(OR($D$71=$B$50,$D$71=$B$49),'Offre GSHP'!D270,IF($D$71=\"\",'Offre Alezio G hybrid'!D253,IF(OR($D$71=$B$45,$D$71=$B$46,$D$71=$B$47,$D$71=$B$48),'Offre HPI - G Hybrid'!D288,IF(OR($D$71=$B$41,$D$71=$B$42,$D$71=$B$43,$D$71=$B$44),'Offre Alezio O Hybrid'!D290,\"\"))))))))))","v":""},{"$f":"IF($D$71=$B$52,'OFFRE HPI M'!E286,IF(OR($D$71=$B$38,$D$71=$B$39),'Offre HPI - CAELIA'!E307,IF($D$71=$B$51,'Offre Strateo'!E227,IF($D$71=$B$40,'Offre S Compact - ERIA FIT IN'!E139,IF(OR($D$71=$B$36,$D$71=$B$37),'Offre SV200 - ERIA N DUO '!E164,IF(OR($D$71=$B$34,$D$71=$B$35),'Offre Alezio S - ERIA '!E224,IF(OR($D$71=$B$50,$D$71=$B$49),'Offre GSHP'!E270,IF($D$71=\"\",'Offre Alezio G hybrid'!E253,IF(OR($D$71=$B$45,$D$71=$B$46,$D$71=$B$47,$D$71=$B$48),'Offre HPI - G Hybrid'!E288,IF(OR($D$71=$B$41,$D$71=$B$42,$D$71=$B$43,$D$71=$B$44),'Offre Alezio O Hybrid'!E290,\"\"))))))))))","v":""},{"$f":"IF($D$71=$B$52,'OFFRE HPI M'!F286,IF(OR($D$71=$B$38,$D$71=$B$39),'Offre HPI - CAELIA'!F307,IF($D$71=$B$51,'Offre Strateo'!F227,IF($D$71=$B$40,'Offre S Compact - ERIA FIT IN'!F139,IF(OR($D$71=$B$36,$D$71=$B$37),'Offre SV200 - ERIA N DUO '!F164,IF(OR($D$71=$B$34,$D$71=$B$35),'Offre Alezio S - ERIA '!F224,IF(OR($D$71=$B$50,$D$71=$B$49),'Offre GSHP'!F270,IF($D$71=\"\",'Offre Alezio G hybrid'!F253,IF(OR($D$71=$B$45,$D$71=$B$46,$D$71=$B$47,$D$71=$B$48),'Offre HPI - G Hybrid'!F288,IF(OR($D$71=$B$41,$D$71=$B$42,$D$71=$B$43,$D$71=$B$44),'Offre Alezio O Hybrid'!F290,\"\"))))))))))","v":""},{"$f":"Chiffrage!M176","v":0},{"$f":"IFERROR(IF($C$86=$C$88,IF(J162*I162=0,\"\",J162*I162),IF(K162*I162=0,\"\",K162*I162)),\"\")","v":""}]
[61,null,{"$f":"IF($D$71=$B$52,'OFFRE HPI M'!B287,IF(OR($D$71=$B$38,$D$71=$B$39),'Offre HPI - CAELIA'!B308,IF($D$71=$B$51,'Offre Strateo'!B228,IF($D$71=$B$40,'Offre S Compact - ERIA FIT IN'!B140,IF(OR($D$71=$B$36,$D$71=$B$37),'Offre SV200 - ERIA N DUO '!B165,IF(OR($D$71=$B$34,$D$71=$B$35),'Offre Alezio S - ERIA '!B225,IF(OR($D$71=$B$50,$D$71=$B$49),'Offre GSHP'!B271,IF($D$71=\"\",'Offre Alezio G hybrid'!B254,IF(OR($D$71=$B$45,$D$71=$B$46,$D$71=$B$47,$D$71=$B$48),'Offre HPI - G Hybrid'!B289,IF(OR($D$71=$B$41,$D$71=$B$42,$D$71=$B$43,$D$71=$B$44),'Offre Alezio O Hybrid'!B291,\"\"))))))))))","v":""},{"$f":"IF($D$71=$B$52,'OFFRE HPI M'!C287,IF(OR($D$71=$B$38,$D$71=$B$39),'Offre HPI - CAELIA'!C308,IF($D$71=$B$51,'Offre Strateo'!C228,IF($D$71=$B$40,'Offre S Compact - ERIA FIT IN'!C140,IF(OR($D$71=$B$36,$D$71=$B$37),'Offre SV200 - ERIA N DUO '!C165,IF(OR($D$71=$B$34,$D$71=$B$35),'Offre Alezio S - ERIA '!C225,IF(OR($D$71=$B$50,$D$71=$B$49),'Offre GSHP'!C271,IF($D$71=\"\",'Offre Alezio G hybrid'!C254,IF(OR($D$71=$B$45,$D$71=$B$46,$D$71=$B$47,$D$71=$B$48),'Offre HPI - G Hybrid'!C289,IF(OR($D$71=$B$41,$D$71=$B$42,$D$71=$B$43,$D$71=$B$44),'Offre Alezio O Hybrid'!C291,\"\"))))))))))","v":"1 circuit : Vanne"},null,null,null,{"$f":"IF($D$71=$B$52,'OFFRE HPI M'!D287,IF(OR($D$71=$B$38,$D$71=$B$39),'Offre HPI - CAELIA'!D308,IF($D$71=$B$51,'Offre Strateo'!D228,IF($D$71=$B$40,'Offre S Compact - ERIA FIT IN'!D140,IF(OR($D$71=$B$36,$D$71=$B$37),'Offre SV200 - ERIA N DUO '!D165,IF(OR($D$71=$B$34,$D$71=$B$35),'Offre Alezio S - ERIA '!D225,IF(OR($D$71=$B$50,$D$71=$B$49),'Offre GSHP'!D271,IF($D$71=\"\",'Offre Alezio G hybrid'!D254,IF(OR($D$71=$B$45,$D$71=$B$46,$D$71=$B$47,$D$71=$B$48),'Offre HPI - G Hybrid'!D289,IF(OR($D$71=$B$41,$D$71=$B$42,$D$71=$B$43,$D$71=$B$44),'Offre Alezio O Hybrid'!D291,\"\"))))))))))","v":""},{"$f":"IF($D$71=$B$52,'OFFRE HPI M'!E287,IF(OR($D$71=$B$38,$D$71=$B$39),'Offre HPI - CAELIA'!E308,IF($D$71=$B$51,'Offre Strateo'!E228,IF($D$71=$B$40,'Offre S Compact - ERIA FIT IN'!E140,IF(OR($D$71=$B$36,$D$71=$B$37),'Offre SV200 - ERIA N DUO '!E165,IF(OR($D$71=$B$34,$D$71=$B$35),'Offre Alezio S - ERIA '!E225,IF(OR($D$71=$B$50,$D$71=$B$49),'Offre GSHP'!E271,IF($D$71=\"\",'Offre Alezio G hybrid'!E254,IF(OR($D$71=$B$45,$D$71=$B$46,$D$71=$B$47,$D$71=$B$48),'Offre HPI - G Hybrid'!E289,IF(OR($D$71=$B$41,$D$71=$B$42,$D$71=$B$43,$D$71=$B$44),'Offre Alezio O Hybrid'!E291,\"\"))))))))))","v":""},{"$f":"IF($D$71=$B$52,'OFFRE HPI M'!F287,IF(OR($D$71=$B$38,$D$71=$B$39),'Offre HPI - CAELIA'!F308,IF($D$71=$B$51,'Offre Strateo'!F228,IF($D$71=$B$40,'Offre S Compact - ERIA FIT IN'!F140,IF(OR($D$71=$B$36,$D$71=$B$37),'Offre SV200 - ERIA N DUO '!F165,IF(OR($D$71=$B$34,$D$71=$B$35),'Offre Alezio S - ERIA '!F225,IF(OR($D$71=$B$50,$D$71=$B$49),'Offre GSHP'!F271,IF($D$71=\"\",'Offre Alezio G hybrid'!F254,IF(OR($D$71=$B$45,$D$71=$B$46,$D$71=$B$47,$D$71=$B$48),'Offre HPI - G Hybrid'!F289,IF(OR($D$71=$B$41,$D$71=$B$42,$D$71=$B$43,$D$71=$B$44),'Offre Alezio O Hybrid'!F291,\"\"))))))))))","v":""},{"$f":"Chiffrage!M177","v":0},""]
[62,null,{"$f":"IF($D$71=$B$52,'OFFRE HPI M'!B288,IF(OR($D$71=$B$38,$D$71=$B$39),'Offre HPI - CAELIA'!B309,IF($D$71=$B$51,'Offre Strateo'!B229,IF($D$71=$B$40,'Offre S Compact - ERIA FIT IN'!B141,IF(OR($D$71=$B$36,$D$71=$B$37),'Offre SV200 - ERIA N DUO '!B166,IF(OR($D$71=$B$34,$D$71=$B$35),'Offre Alezio S - ERIA '!B226,IF(OR($D$71=$B$50,$D$71=$B$49),'Offre GSHP'!B272,IF($D$71=\"\",'Offre Alezio G hybrid'!B255,IF(OR($D$71=$B$45,$D$71=$B$46,$D$71=$B$47,$D$71=$B$48),'Offre HPI - G Hybrid'!B290,IF(OR($D$71=$B$41,$D$71=$B$42,$D$71=$B$43,$D$71=$B$44),'Offre Alezio O Hybrid'!B292,\"\"))))))))))","v":""},{"$f":"IF($D$71=$B$52,'OFFRE HPI M'!C288,IF(OR($D$71=$B$38,$D$71=$B$39),'Offre HPI - CAELIA'!C309,IF($D$71=$B$51,'Offre Strateo'!C229,IF($D$71=$B$40,'Offre S Compact - ERIA FIT IN'!C141,IF(OR($D$71=$B$36,$D$71=$B$37),'Offre SV200 - ERIA N DUO '!C166,IF(OR($D$71=$B$34,$D$71=$B$35),'Offre Alezio S - ERIA '!C226,IF(OR($D$71=$B$50,$D$71=$B$49),'Offre GSHP'!C272,IF($D$71=\"\",'Offre Alezio G hybrid'!C255,IF(OR($D$71=$B$45,$D$71=$B$46,$D$71=$B$47,$D$71=$B$48),'Offre HPI - G Hybrid'!C290,IF(OR($D$71=$B$41,$D$71=$B$42,$D$71=$B$43,$D$71=$B$44),'Offre Alezio O Hybrid'!C292,\"\"))))))))))","v":""},null,null,null,{"$f":"IF($D$71=$B$52,'OFFRE HPI M'!D288,IF(OR($D$71=$B$38,$D$71=$B$39),'Offre HPI - CAELIA'!D309,IF($D$71=$B$51,'Offre Strateo'!D229,IF($D$71=$B$40,'Offre S Compact - ERIA FIT IN'!D141,IF(OR($D$71=$B$36,$D$71=$B$37),'Offre SV200 - ERIA N DUO '!D166,IF(OR($D$71=$B$34,$D$71=$B$35),'Offre Alezio S - ERIA '!D226,IF(OR($D$71=$B$50,$D$71=$B$49),'Offre GSHP'!D272,IF($D$71=\"\",'Offre Alezio G hybrid'!D255,IF(OR($D$71=$B$45,$D$71=$B$46,$D$71=$B$47,$D$71=$B$48),'Offre HPI - G Hybrid'!D290,IF(OR($D$71=$B$41,$D$71=$B$42,$D$71=$B$43,$D$71=$B$44),'Offre Alezio O Hybrid'!D292,\"\"))))))))))","v":""},{"$f":"IF($D$71=$B$52,'OFFRE HPI M'!E288,IF(OR($D$71=$B$38,$D$71=$B$39),'Offre HPI - CAELIA'!E309,IF($D$71=$B$51,'Offre Strateo'!E229,IF($D$71=$B$40,'Offre S Compact - ERIA FIT IN'!E141,IF(OR($D$71=$B$36,$D$71=$B$37),'Offre SV200 - ERIA N DUO '!E166,IF(OR($D$71=$B$34,$D$71=$B$35),'Offre Alezio S - ERIA '!E226,IF(OR($D$71=$B$50,$D$71=$B$49),'Offre GSHP'!E272,IF($D$71=\"\",'Offre Alezio G hybrid'!E255,IF(OR($D$71=$B$45,$D$71=$B$46,$D$71=$B$47,$D$71=$B$48),'Offre HPI - G Hybrid'!E290,IF(OR($D$71=$B$41,$D$71=$B$42,$D$71=$B$43,$D$71=$B$44),'Offre Alezio O Hybrid'!E292,\"\"))))))))))","v":""},{"$f":"IF($D$71=$B$52,'OFFRE HPI M'!F288,IF(OR($D$71=$B$38,$D$71=$B$39),'Offre HPI - CAELIA'!F309,IF($D$71=$B$51,'Offre Strateo'!F229,IF($D$71=$B$40,'Offre S Compact - ERIA FIT IN'!F141,IF(OR($D$71=$B$36,$D$71=$B$37),'Offre SV200 - ERIA N DUO '!F166,IF(OR($D$71=$B$34,$D$71=$B$35),'Offre Alezio S - ERIA '!F226,IF(OR($D$71=$B$50,$D$71=$B$49),'Offre GSHP'!F272,IF($D$71=\"\",'Offre Alezio G hybrid'!F255,IF(OR($D$71=$B$45,$D$71=$B$46,$D$71=$B$47,$D$71=$B$48),'Offre HPI - G Hybrid'!F290,IF(OR($D$71=$B$41,$D$71=$B$42,$D$71=$B$43,$D$71=$B$44),'Offre Alezio O Hybrid'!F292,\"\"))))))))))","v":""},{"$f":"Chiffrage!M178","v":0},""]
[63,null,{"$f":"IF($D$71=$B$52,'OFFRE HPI M'!B289,IF(OR($D$71=$B$38,$D$71=$B$39),'Offre HPI - CAELIA'!B310,IF($D$71=$B$51,'Offre Strateo'!B230,IF($D$71=$B$40,'Offre S Compact - ERIA FIT IN'!B142,IF(OR($D$71=$B$36,$D$71=$B$37),'Offre SV200 - ERIA N DUO '!B167,IF(OR($D$71=$B$34,$D$71=$B$35),'Offre Alezio S - ERIA '!B227,IF(OR($D$71=$B$50,$D$71=$B$49),'Offre GSHP'!B273,IF($D$71=\"\",'Offre Alezio G hybrid'!B256,IF(OR($D$71=$B$45,$D$71=$B$46,$D$71=$B$47,$D$71=$B$48),'Offre HPI - G Hybrid'!B291,IF(OR($D$71=$B$41,$D$71=$B$42,$D$71=$B$43,$D$71=$B$44),'Offre Alezio O Hybrid'!B293,\"\"))))))))))","v":88017017},{"$f":"IF($D$71=$B$52,'OFFRE HPI M'!C289,IF(OR($D$71=$B$38,$D$71=$B$39),'Offre HPI - CAELIA'!C310,IF($D$71=$B$51,'Offre Strateo'!C230,IF($D$71=$B$40,'Offre S Compact - ERIA FIT IN'!C142,IF(OR($D$71=$B$36,$D$71=$B$37),'Offre SV200 - ERIA N DUO '!C167,IF(OR($D$71=$B$34,$D$71=$B$35),'Offre Alezio S - ERIA '!C227,IF(OR($D$71=$B$50,$D$71=$B$49),'Offre GSHP'!C273,IF($D$71=\"\",'Offre Alezio G hybrid'!C256,IF(OR($D$71=$B$45,$D$71=$B$46,$D$71=$B$47,$D$71=$B$48),'Offre HPI - G Hybrid'!C291,IF(OR($D$71=$B$41,$D$71=$B$42,$D$71=$B$43,$D$71=$B$44),'Offre Alezio O Hybrid'!C293,\"\"))))))))))","v":"SONDE DEPART v3v"},null,null,null,{"$f":"IF($D$71=$B$52,'OFFRE HPI M'!D289,IF(OR($D$71=$B$38,$D$71=$B$39),'Offre HPI - CAELIA'!D310,IF($D$71=$B$51,'Offre Strateo'!D230,IF($D$71=$B$40,'Offre S Compact - ERIA FIT IN'!D142,IF(OR($D$71=$B$36,$D$71=$B$37),'Offre SV200 - ERIA N DUO '!D167,IF(OR($D$71=$B$34,$D$71=$B$35),'Offre Alezio S - ERIA '!D227,IF(OR($D$71=$B$50,$D$71=$B$49),'Offre GSHP'!D273,IF($D$71=\"\",'Offre Alezio G hybrid'!D256,IF(OR($D$71=$B$45,$D$71=$B$46,$D$71=$B$47,$D$71=$B$48),'Offre HPI - G Hybrid'!D291,IF(OR($D$71=$B$41,$D$71=$B$42,$D$71=$B$43,$D$71=$B$44),'Offre Alezio O Hybrid'!D293,\"\"))))))))))","v":"AD199"},{"$f":"IF($D$71=$B$52,'OFFRE HPI M'!E289,IF(OR($D$71=$B$38,$D$71=$B$39),'Offre HPI - CAELIA'!E310,IF($D$71=$B$51,'Offre Strateo'!E230,IF($D$71=$B$40,'Offre S Compact - ERIA FIT IN'!E142,IF(OR($D$71=$B$36,$D$71=$B$37),'Offre SV200 - ERIA N DUO '!E167,IF(OR($D$71=$B$34,$D$71=$B$35),'Offre Alezio S - ERIA '!E227,IF(OR($D$71=$B$50,$D$71=$B$49),'Offre GSHP'!E273,IF($D$71=\"\",'Offre Alezio G hybrid'!E256,IF(OR($D$71=$B$45,$D$71=$B$46,$D$71=$B$47,$D$71=$B$48),'Offre HPI - G Hybrid'!E291,IF(OR($D$71=$B$41,$D$71=$B$42,$D$71=$B$43,$D$71=$B$44),'Offre Alezio O Hybrid'!E293,\"\"))))))))))","v":85},{"$f":"IF($D$71=$B$52,'OFFRE HPI M'!F289,IF(OR($D$71=$B$38,$D$71=$B$39),'Offre HPI - CAELIA'!F310,IF($D$71=$B$51,'Offre Strateo'!F230,IF($D$71=$B$40,'Offre S Compact - ERIA FIT IN'!F142,IF(OR($D$71=$B$36,$D$71=$B$37),'Offre SV200 - ERIA N DUO '!F167,IF(OR($D$71=$B$34,$D$71=$B$35),'Offre Alezio S - ERIA '!F227,IF(OR($D$71=$B$50,$D$71=$B$49),'Offre GSHP'!F273,IF($D$71=\"\",'Offre Alezio G hybrid'!F256,IF(OR($D$71=$B$45,$D$71=$B$46,$D$71=$B$47,$D$71=$B$48),'Offre HPI - G Hybrid'!F291,IF(OR($D$71=$B$41,$D$71=$B$42,$D$71=$B$43,$D$71=$B$44),'Offre Alezio O Hybrid'!F293,\"\"))))))))))","v":1},{"$f":"Chiffrage!M179","v":0},85]
[64,null,{"$f":"IF($D$71=$B$52,'OFFRE HPI M'!B290,IF(OR($D$71=$B$38,$D$71=$B$39),'Offre HPI - CAELIA'!B311,IF($D$71=$B$51,'Offre Strateo'!B231,IF($D$71=$B$40,'Offre S Compact - ERIA FIT IN'!B143,IF(OR($D$71=$B$36,$D$71=$B$37),'Offre SV200 - ERIA N DUO '!B168,IF(OR($D$71=$B$34,$D$71=$B$35),'Offre Alezio S - ERIA '!B228,IF(OR($D$71=$B$50,$D$71=$B$49),'Offre GSHP'!B274,IF($D$71=\"\",'Offre Alezio G hybrid'!B257,IF(OR($D$71=$B$45,$D$71=$B$46,$D$71=$B$47,$D$71=$B$48),'Offre HPI - G Hybrid'!B292,IF(OR($D$71=$B$41,$D$71=$B$42,$D$71=$B$43,$D$71=$B$44),'Offre Alezio O Hybrid'!B294,\"\"))))))))))","v":""},{"$f":"IF($D$71=$B$52,'OFFRE HPI M'!C290,IF(OR($D$71=$B$38,$D$71=$B$39),'Offre HPI - CAELIA'!C311,IF($D$71=$B$51,'Offre Strateo'!C231,IF($D$71=$B$40,'Offre S Compact - ERIA FIT IN'!C143,IF(OR($D$71=$B$36,$D$71=$B$37),'Offre SV200 - ERIA N DUO '!C168,IF(OR($D$71=$B$34,$D$71=$B$35),'Offre Alezio S - ERIA '!C228,IF(OR($D$71=$B$50,$D$71=$B$49),'Offre GSHP'!C274,IF($D$71=\"\",'Offre Alezio G hybrid'!C257,IF(OR($D$71=$B$45,$D$71=$B$46,$D$71=$B$47,$D$71=$B$48),'Offre HPI - G Hybrid'!C292,IF(OR($D$71=$B$41,$D$71=$B$42,$D$71=$B$43,$D$71=$B$44),'Offre Alezio O Hybrid'!C294,\"\"))))))))))","v":""},null,null,null,{"$f":"IF($D$71=$B$52,'OFFRE HPI M'!D290,IF(OR($D$71=$B$38,$D$71=$B$39),'Offre HPI - CAELIA'!D311,IF($D$71=$B$51,'Offre Strateo'!D231,IF($D$71=$B$40,'Offre S Compact - ERIA FIT IN'!D143,IF(OR($D$71=$B$36,$D$71=$B$37),'Offre SV200 - ERIA N DUO '!D168,IF(OR($D$71=$B$34,$D$71=$B$35),'Offre Alezio S - ERIA '!D228,IF(OR($D$71=$B$50,$D$71=$B$49),'Offre GSHP'!D274,IF($D$71=\"\",'Offre Alezio G hybrid'!D257,IF(OR($D$71=$B$45,$D$71=$B$46,$D$71=$B$47,$D$71=$B$48),'Offre HPI - G Hybrid'!D292,IF(OR($D$71=$B$41,$D$71=$B$42,$D$71=$B$43,$D$71=$B$44),'Offre Alezio O Hybrid'!D294,\"\"))))))))))","v":""},{"$f":"IF($D$71=$B$52,'OFFRE HPI M'!E290,IF(OR($D$71=$B$38,$D$71=$B$39),'Offre HPI - CAELIA'!E311,IF($D$71=$B$51,'Offre Strateo'!E231,IF($D$71=$B$40,'Offre S Compact - ERIA FIT IN'!E143,IF(OR($D$71=$B$36,$D$71=$B$37),'Offre SV200 - ERIA N DUO '!E168,IF(OR($D$71=$B$34,$D$71=$B$35),'Offre Alezio S - ERIA '!E228,IF(OR($D$71=$B$50,$D$71=$B$49),'Offre GSHP'!E274,IF($D$71=\"\",'Offre Alezio G hybrid'!E257,IF(OR($D$71=$B$45,$D$71=$B$46,$D$71=$B$47,$D$71=$B$48),'Offre HPI - G Hybrid'!E292,IF(OR($D$71=$B$41,$D$71=$B$42,$D$71=$B$43,$D$71=$B$44),'Offre Alezio O Hybrid'!E294,\"\"))))))))))","v":""},{"$f":"IF($D$71=$B$52,'OFFRE HPI M'!F290,IF(OR($D$71=$B$38,$D$71=$B$39),'Offre HPI - CAELIA'!F311,IF($D$71=$B$51,'Offre Strateo'!F231,IF($D$71=$B$40,'Offre S Compact - ERIA FIT IN'!F143,IF(OR($D$71=$B$36,$D$71=$B$37),'Offre SV200 - ERIA N DUO '!F168,IF(OR($D$71=$B$34,$D$71=$B$35),'Offre Alezio S - ERIA '!F228,IF(OR($D$71=$B$50,$D$71=$B$49),'Offre GSHP'!F274,IF($D$71=\"\",'Offre Alezio G hybrid'!F257,IF(OR($D$71=$B$45,$D$71=$B$46,$D$71=$B$47,$D$71=$B$48),'Offre HPI - G Hybrid'!F292,IF(OR($D$71=$B$41,$D$71=$B$42,$D$71=$B$43,$D$71=$B$44),'Offre Alezio O Hybrid'!F294,\"\"))))))))))","v":""},{"$f":"Chiffrage!M180","v":0},""]
[65,null,{"$f":"IF($D$71=$B$52,'OFFRE HPI M'!B291,IF(OR($D$71=$B$38,$D$71=$B$39),'Offre HPI - CAELIA'!B312,IF($D$71=$B$51,'Offre Strateo'!B232,IF($D$71=$B$40,'Offre S Compact - ERIA FIT IN'!B144,IF(OR($D$71=$B$36,$D$71=$B$37),'Offre SV200 - ERIA N DUO '!B169,IF(OR($D$71=$B$34,$D$71=$B$35),'Offre Alezio S - ERIA '!B229,IF(OR($D$71=$B$50,$D$71=$B$49),'Offre GSHP'!B275,IF($D$71=\"\",'Offre Alezio G hybrid'!B258,IF(OR($D$71=$B$45,$D$71=$B$46,$D$71=$B$47,$D$71=$B$48),'Offre HPI - G Hybrid'!B293,IF(OR($D$71=$B$41,$D$71=$B$42,$D$71=$B$43,$D$71=$B$44),'Offre Alezio O Hybrid'!B295,\"\"))))))))))","v":""},{"$f":"IF($D$71=$B$52,'OFFRE HPI M'!C291,IF(OR($D$71=$B$38,$D$71=$B$39),'Offre HPI - CAELIA'!C312,IF($D$71=$B$51,'Offre Strateo'!C232,IF($D$71=$B$40,'Offre S Compact - ERIA FIT IN'!C144,IF(OR($D$71=$B$36,$D$71=$B$37),'Offre SV200 - ERIA N DUO '!C169,IF(OR($D$71=$B$34,$D$71=$B$35),'Offre Alezio S - ERIA '!C229,IF(OR($D$71=$B$50,$D$71=$B$49),'Offre GSHP'!C275,IF($D$71=\"\",'Offre Alezio G hybrid'!C258,IF(OR($D$71=$B$45,$D$71=$B$46,$D$71=$B$47,$D$71=$B$48),'Offre HPI - G Hybrid'!C293,IF(OR($D$71=$B$41,$D$71=$B$42,$D$71=$B$43,$D$71=$B$44),'Offre Alezio O Hybrid'!C295,\"\"))))))))))","v":""},null,null,null,{"$f":"IF($D$71=$B$52,'OFFRE HPI M'!D291,IF(OR($D$71=$B$38,$D$71=$B$39),'Offre HPI - CAELIA'!D312,IF($D$71=$B$51,'Offre Strateo'!D232,IF($D$71=$B$40,'Offre S Compact - ERIA FIT IN'!D144,IF(OR($D$71=$B$36,$D$71=$B$37),'Offre SV200 - ERIA N DUO '!D169,IF(OR($D$71=$B$34,$D$71=$B$35),'Offre Alezio S - ERIA '!D229,IF(OR($D$71=$B$50,$D$71=$B$49),'Offre GSHP'!D275,IF($D$71=\"\",'Offre Alezio G hybrid'!D258,IF(OR($D$71=$B$45,$D$71=$B$46,$D$71=$B$47,$D$71=$B$48),'Offre HPI - G Hybrid'!D293,IF(OR($D$71=$B$41,$D$71=$B$42,$D$71=$B$43,$D$71=$B$44),'Offre Alezio O Hybrid'!D295,\"\"))))))))))","v":""},{"$f":"IF($D$71=$B$52,'OFFRE HPI M'!E291,IF(OR($D$71=$B$38,$D$71=$B$39),'Offre HPI - CAELIA'!E312,IF($D$71=$B$51,'Offre Strateo'!E232,IF($D$71=$B$40,'Offre S Compact - ERIA FIT IN'!E144,IF(OR($D$71=$B$36,$D$71=$B$37),'Offre SV200 - ERIA N DUO '!E169,IF(OR($D$71=$B$34,$D$71=$B$35),'Offre Alezio S - ERIA '!E229,IF(OR($D$71=$B$50,$D$71=$B$49),'Offre GSHP'!E275,IF($D$71=\"\",'Offre Alezio G hybrid'!E258,IF(OR($D$71=$B$45,$D$71=$B$46,$D$71=$B$47,$D$71=$B$48),'Offre HPI - G Hybrid'!E293,IF(OR($D$71=$B$41,$D$71=$B$42,$D$71=$B$43,$D$71=$B$44),'Offre Alezio O Hybrid'!E295,\"\"))))))))))","v":""},{"$f":"IF($D$71=$B$52,'OFFRE HPI M'!F291,IF(OR($D$71=$B$38,$D$71=$B$39),'Offre HPI - CAELIA'!F312,IF($D$71=$B$51,'Offre Strateo'!F232,IF($D$71=$B$40,'Offre S Compact - ERIA FIT IN'!F144,IF(OR($D$71=$B$36,$D$71=$B$37),'Offre SV200 - ERIA N DUO '!F169,IF(OR($D$71=$B$34,$D$71=$B$35),'Offre Alezio S - ERIA '!F229,IF(OR($D$71=$B$50,$D$71=$B$49),'Offre GSHP'!F275,IF($D$71=\"\",'Offre Alezio G hybrid'!F258,IF(OR($D$71=$B$45,$D$71=$B$46,$D$71=$B$47,$D$71=$B$48),'Offre HPI - G Hybrid'!F293,IF(OR($D$71=$B$41,$D$71=$B$42,$D$71=$B$43,$D$71=$B$44),'Offre Alezio O Hybrid'!F295,\"\"))))))))))","v":""},{"$f":"Chiffrage!M181","v":0},""]
[66,null,{"$f":"IF($D$71=$B$52,'OFFRE HPI M'!B292,IF(OR($D$71=$B$38,$D$71=$B$39),'Offre HPI - CAELIA'!B313,IF($D$71=$B$51,'Offre Strateo'!B233,IF($D$71=$B$40,'Offre S Compact - ERIA FIT IN'!B145,IF(OR($D$71=$B$36,$D$71=$B$37),'Offre SV200 - ERIA N DUO '!B170,IF(OR($D$71=$B$34,$D$71=$B$35),'Offre Alezio S - ERIA '!B230,IF(OR($D$71=$B$50,$D$71=$B$49),'Offre GSHP'!B276,IF($D$71=\"\",'Offre Alezio G hybrid'!B259,IF(OR($D$71=$B$45,$D$71=$B$46,$D$71=$B$47,$D$71=$B$48),'Offre HPI - G Hybrid'!B294,IF(OR($D$71=$B$41,$D$71=$B$42,$D$71=$B$43,$D$71=$B$44),'Offre Alezio O Hybrid'!B296,\"\"))))))))))","v":""},{"$f":"IF($D$71=$B$52,'OFFRE HPI M'!C292,IF(OR($D$71=$B$38,$D$71=$B$39),'Offre HPI - CAELIA'!C313,IF($D$71=$B$51,'Offre Strateo'!C233,IF($D$71=$B$40,'Offre S Compact - ERIA FIT IN'!C145,IF(OR($D$71=$B$36,$D$71=$B$37),'Offre SV200 - ERIA N DUO '!C170,IF(OR($D$71=$B$34,$D$71=$B$35),'Offre Alezio S - ERIA '!C230,IF(OR($D$71=$B$50,$D$71=$B$49),'Offre GSHP'!C276,IF($D$71=\"\",'Offre Alezio G hybrid'!C259,IF(OR($D$71=$B$45,$D$71=$B$46,$D$71=$B$47,$D$71=$B$48),'Offre HPI - G Hybrid'!C294,IF(OR($D$71=$B$41,$D$71=$B$42,$D$71=$B$43,$D$71=$B$44),'Offre Alezio O Hybrid'!C296,\"\"))))))))))","v":"Accessoires hydrauliques nécessaires pour les circuits indiqués :"},null,null,null,{"$f":"IF($D$71=$B$52,'OFFRE HPI M'!D292,IF(OR($D$71=$B$38,$D$71=$B$39),'Offre HPI - CAELIA'!D313,IF($D$71=$B$51,'Offre Strateo'!D233,IF($D$71=$B$40,'Offre S Compact - ERIA FIT IN'!D145,IF(OR($D$71=$B$36,$D$71=$B$37),'Offre SV200 - ERIA N DUO '!D170,IF(OR($D$71=$B$34,$D$71=$B$35),'Offre Alezio S - ERIA '!D230,IF(OR($D$71=$B$50,$D$71=$B$49),'Offre GSHP'!D276,IF($D$71=\"\",'Offre Alezio G hybrid'!D259,IF(OR($D$71=$B$45,$D$71=$B$46,$D$71=$B$47,$D$71=$B$48),'Offre HPI - G Hybrid'!D294,IF(OR($D$71=$B$41,$D$71=$B$42,$D$71=$B$43,$D$71=$B$44),'Offre Alezio O Hybrid'!D296,\"\"))))))))))","v":""},{"$f":"IF($D$71=$B$52,'OFFRE HPI M'!E292,IF(OR($D$71=$B$38,$D$71=$B$39),'Offre HPI - CAELIA'!E313,IF($D$71=$B$51,'Offre Strateo'!E233,IF($D$71=$B$40,'Offre S Compact - ERIA FIT IN'!E145,IF(OR($D$71=$B$36,$D$71=$B$37),'Offre SV200 - ERIA N DUO '!E170,IF(OR($D$71=$B$34,$D$71=$B$35),'Offre Alezio S - ERIA '!E230,IF(OR($D$71=$B$50,$D$71=$B$49),'Offre GSHP'!E276,IF($D$71=\"\",'Offre Alezio G hybrid'!E259,IF(OR($D$71=$B$45,$D$71=$B$46,$D$71=$B$47,$D$71=$B$48),'Offre HPI - G Hybrid'!E294,IF(OR($D$71=$B$41,$D$71=$B$42,$D$71=$B$43,$D$71=$B$44),'Offre Alezio O Hybrid'!E296,\"\"))))))))))","v":""},{"$f":"IF($D$71=$B$52,'OFFRE HPI M'!F292,IF(OR($D$71=$B$38,$D$71=$B$39),'Offre HPI - CAELIA'!F313,IF($D$71=$B$51,'Offre Strateo'!F233,IF($D$71=$B$40,'Offre S Compact - ERIA FIT IN'!F145,IF(OR($D$71=$B$36,$D$71=$B$37),'Offre SV200 - ERIA N DUO '!F170,IF(OR($D$71=$B$34,$D$71=$B$35),'Offre Alezio S - ERIA '!F230,IF(OR($D$71=$B$50,$D$71=$B$49),'Offre GSHP'!F276,IF($D$71=\"\",'Offre Alezio G hybrid'!F259,IF(OR($D$71=$B$45,$D$71=$B$46,$D$71=$B$47,$D$71=$B$48),'Offre HPI - G Hybrid'!F294,IF(OR($D$71=$B$41,$D$71=$B$42,$D$71=$B$43,$D$71=$B$44),'Offre Alezio O Hybrid'!F296,\"\"))))))))))","v":""},{"$f":"Chiffrage!M182","v":0},""]
[67,null,{"$f":"IF($D$71=$B$52,'OFFRE HPI M'!B293,IF(OR($D$71=$B$38,$D$71=$B$39),'Offre HPI - CAELIA'!B314,IF($D$71=$B$51,'Offre Strateo'!B234,IF($D$71=$B$40,'Offre S Compact - ERIA FIT IN'!B146,IF(OR($D$71=$B$36,$D$71=$B$37),'Offre SV200 - ERIA N DUO '!B171,IF(OR($D$71=$B$34,$D$71=$B$35),'Offre Alezio S - ERIA '!B231,IF(OR($D$71=$B$50,$D$71=$B$49),'Offre GSHP'!B277,IF($D$71=\"\",'Offre Alezio G hybrid'!B260,IF(OR($D$71=$B$45,$D$71=$B$46,$D$71=$B$47,$D$71=$B$48),'Offre HPI - G Hybrid'!B295,IF(OR($D$71=$B$41,$D$71=$B$42,$D$71=$B$43,$D$71=$B$44),'Offre Alezio O Hybrid'!B297,\"\"))))))))))","v":100020168},{"$f":"IF($D$71=$B$52,'OFFRE HPI M'!C293,IF(OR($D$71=$B$38,$D$71=$B$39),'Offre HPI - CAELIA'!C314,IF($D$71=$B$51,'Offre Strateo'!C234,IF($D$71=$B$40,'Offre S Compact - ERIA FIT IN'!C146,IF(OR($D$71=$B$36,$D$71=$B$37),'Offre SV200 - ERIA N DUO '!C171,IF(OR($D$71=$B$34,$D$71=$B$35),'Offre Alezio S - ERIA '!C231,IF(OR($D$71=$B$50,$D$71=$B$49),'Offre GSHP'!C277,IF($D$71=\"\",'Offre Alezio G hybrid'!C260,IF(OR($D$71=$B$45,$D$71=$B$46,$D$71=$B$47,$D$71=$B$48),'Offre HPI - G Hybrid'!C295,IF(OR($D$71=$B$41,$D$71=$B$42,$D$71=$B$43,$D$71=$B$44),'Offre Alezio O Hybrid'!C297,\"\"))))))))))","v":"CIRCUIT V3V P.ELEC"},null,null,null,{"$f":"IF($D$71=$B$52,'OFFRE HPI M'!D293,IF(OR($D$71=$B$38,$D$71=$B$39),'Offre HPI - CAELIA'!D314,IF($D$71=$B$51,'Offre Strateo'!D234,IF($D$71=$B$40,'Offre S Compact - ERIA FIT IN'!D146,IF(OR($D$71=$B$36,$D$71=$B$37),'Offre SV200 - ERIA N DUO '!D171,IF(OR($D$71=$B$34,$D$71=$B$35),'Offre Alezio S - ERIA '!D231,IF(OR($D$71=$B$50,$D$71=$B$49),'Offre GSHP'!D277,IF($D$71=\"\",'Offre Alezio G hybrid'!D260,IF(OR($D$71=$B$45,$D$71=$B$46,$D$71=$B$47,$D$71=$B$48),'Offre HPI - G Hybrid'!D295,IF(OR($D$71=$B$41,$D$71=$B$42,$D$71=$B$43,$D$71=$B$44),'Offre Alezio O Hybrid'!D297,\"\"))))))))))","v":"EA144"},{"$f":"IF($D$71=$B$52,'OFFRE HPI M'!E293,IF(OR($D$71=$B$38,$D$71=$B$39),'Offre HPI - CAELIA'!E314,IF($D$71=$B$51,'Offre Strateo'!E234,IF($D$71=$B$40,'Offre S Compact - ERIA FIT IN'!E146,IF(OR($D$71=$B$36,$D$71=$B$37),'Offre SV200 - ERIA N DUO '!E171,IF(OR($D$71=$B$34,$D$71=$B$35),'Offre Alezio S - ERIA '!E231,IF(OR($D$71=$B$50,$D$71=$B$49),'Offre GSHP'!E277,IF($D$71=\"\",'Offre Alezio G hybrid'!E260,IF(OR($D$71=$B$45,$D$71=$B$46,$D$71=$B$47,$D$71=$B$48),'Offre HPI - G Hybrid'!E295,IF(OR($D$71=$B$41,$D$71=$B$42,$D$71=$B$43,$D$71=$B$44),'Offre Alezio O Hybrid'!E297,\"\"))))))))))","v":1023},{"$f":"IF($D$71=$B$52,'OFFRE HPI M'!F293,IF(OR($D$71=$B$38,$D$71=$B$39),'Offre HPI - CAELIA'!F314,IF($D$71=$B$51,'Offre Strateo'!F234,IF($D$71=$B$40,'Offre S Compact - ERIA FIT IN'!F146,IF(OR($D$71=$B$36,$D$71=$B$37),'Offre SV200 - ERIA N DUO '!F171,IF(OR($D$71=$B$34,$D$71=$B$35),'Offre Alezio S - ERIA '!F231,IF(OR($D$71=$B$50,$D$71=$B$49),'Offre GSHP'!F277,IF($D$71=\"\",'Offre Alezio G hybrid'!F260,IF(OR($D$71=$B$45,$D$71=$B$46,$D$71=$B$47,$D$71=$B$48),'Offre HPI - G Hybrid'!F295,IF(OR($D$71=$B$41,$D$71=$B$42,$D$71=$B$43,$D$71=$B$44),'Offre Alezio O Hybrid'!F297,\"\"))))))))))","v":1},{"$f":"Chiffrage!M183","v":0},1023]
[68,null,{"$f":"IF($D$71=$B$52,'OFFRE HPI M'!B294,IF(OR($D$71=$B$38,$D$71=$B$39),'Offre HPI - CAELIA'!B315,IF($D$71=$B$51,'Offre Strateo'!B235,IF($D$71=$B$40,'Offre S Compact - ERIA FIT IN'!B147,IF(OR($D$71=$B$36,$D$71=$B$37),'Offre SV200 - ERIA N DUO '!B172,IF(OR($D$71=$B$34,$D$71=$B$35),'Offre Alezio S - ERIA '!B232,IF(OR($D$71=$B$50,$D$71=$B$49),'Offre GSHP'!B278,IF($D$71=\"\",'Offre Alezio G hybrid'!B261,IF(OR($D$71=$B$45,$D$71=$B$46,$D$71=$B$47,$D$71=$B$48),'Offre HPI - G Hybrid'!B296,IF(OR($D$71=$B$41,$D$71=$B$42,$D$71=$B$43,$D$71=$B$44),'Offre Alezio O Hybrid'!B298,\"\"))))))))))","v":100020166},{"$f":"IF($D$71=$B$52,'OFFRE HPI M'!C294,IF(OR($D$71=$B$38,$D$71=$B$39),'Offre HPI - CAELIA'!C315,IF($D$71=$B$51,'Offre Strateo'!C235,IF($D$71=$B$40,'Offre S Compact - ERIA FIT IN'!C147,IF(OR($D$71=$B$36,$D$71=$B$37),'Offre SV200 - ERIA N DUO '!C172,IF(OR($D$71=$B$34,$D$71=$B$35),'Offre Alezio S - ERIA '!C232,IF(OR($D$71=$B$50,$D$71=$B$49),'Offre GSHP'!C278,IF($D$71=\"\",'Offre Alezio G hybrid'!C261,IF(OR($D$71=$B$45,$D$71=$B$46,$D$71=$B$47,$D$71=$B$48),'Offre HPI - G Hybrid'!C296,IF(OR($D$71=$B$41,$D$71=$B$42,$D$71=$B$43,$D$71=$B$44),'Offre Alezio O Hybrid'!C298,\"\"))))))))))","v":"CONSOLE MUR 1 MODULE "},null,null,null,{"$f":"IF($D$71=$B$52,'OFFRE HPI M'!D294,IF(OR($D$71=$B$38,$D$71=$B$39),'Offre HPI - CAELIA'!D315,IF($D$71=$B$51,'Offre Strateo'!D235,IF($D$71=$B$40,'Offre S Compact - ERIA FIT IN'!D147,IF(OR($D$71=$B$36,$D$71=$B$37),'Offre SV200 - ERIA N DUO '!D172,IF(OR($D$71=$B$34,$D$71=$B$35),'Offre Alezio S - ERIA '!D232,IF(OR($D$71=$B$50,$D$71=$B$49),'Offre GSHP'!D278,IF($D$71=\"\",'Offre Alezio G hybrid'!D261,IF(OR($D$71=$B$45,$D$71=$B$46,$D$71=$B$47,$D$71=$B$48),'Offre HPI - G Hybrid'!D296,IF(OR($D$71=$B$41,$D$71=$B$42,$D$71=$B$43,$D$71=$B$44),'Offre Alezio O Hybrid'!D298,\"\"))))))))))","v":"EA142"},{"$f":"IF($D$71=$B$52,'OFFRE HPI M'!E294,IF(OR($D$71=$B$38,$D$71=$B$39),'Offre HPI - CAELIA'!E315,IF($D$71=$B$51,'Offre Strateo'!E235,IF($D$71=$B$40,'Offre S Compact - ERIA FIT IN'!E147,IF(OR($D$71=$B$36,$D$71=$B$37),'Offre SV200 - ERIA N DUO '!E172,IF(OR($D$71=$B$34,$D$71=$B$35),'Offre Alezio S - ERIA '!E232,IF(OR($D$71=$B$50,$D$71=$B$49),'Offre GSHP'!E278,IF($D$71=\"\",'Offre Alezio G hybrid'!E261,IF(OR($D$71=$B$45,$D$71=$B$46,$D$71=$B$47,$D$71=$B$48),'Offre HPI - G Hybrid'!E296,IF(OR($D$71=$B$41,$D$71=$B$42,$D$71=$B$43,$D$71=$B$44),'Offre Alezio O Hybrid'!E298,\"\"))))))))))","v":129},{"$f":"IF($D$71=$B$52,'OFFRE HPI M'!F294,IF(OR($D$71=$B$38,$D$71=$B$39),'Offre HPI - CAELIA'!F315,IF($D$71=$B$51,'Offre Strateo'!F235,IF($D$71=$B$40,'Offre S Compact - ERIA FIT IN'!F147,IF(OR($D$71=$B$36,$D$71=$B$37),'Offre SV200 - ERIA N DUO '!F172,IF(OR($D$71=$B$34,$D$71=$B$35),'Offre Alezio S - ERIA '!F232,IF(OR($D$71=$B$50,$D$71=$B$49),'Offre GSHP'!F278,IF($D$71=\"\",'Offre Alezio G hybrid'!F261,IF(OR($D$71=$B$45,$D$71=$B$46,$D$71=$B$47,$D$71=$B$48),'Offre HPI - G Hybrid'!F296,IF(OR($D$71=$B$41,$D$71=$B$42,$D$71=$B$43,$D$71=$B$44),'Offre Alezio O Hybrid'!F298,\"\"))))))))))","v":1},{"$f":"Chiffrage!M184","v":0},129]
[69,null,{"$f":"IF($D$71=$B$52,'OFFRE HPI M'!B295,IF(OR($D$71=$B$38,$D$71=$B$39),'Offre HPI - CAELIA'!B316,IF($D$71=$B$51,'Offre Strateo'!B236,IF($D$71=$B$40,'Offre S Compact - ERIA FIT IN'!B148,IF(OR($D$71=$B$36,$D$71=$B$37),'Offre SV200 - ERIA N DUO '!B173,IF(OR($D$71=$B$34,$D$71=$B$35),'Offre Alezio S - ERIA '!B233,IF(OR($D$71=$B$50,$D$71=$B$49),'Offre GSHP'!B279,IF($D$71=\"\",'Offre Alezio G hybrid'!B262,IF(OR($D$71=$B$45,$D$71=$B$46,$D$71=$B$47,$D$71=$B$48),'Offre HPI - G Hybrid'!B297,IF(OR($D$71=$B$41,$D$71=$B$42,$D$71=$B$43,$D$71=$B$44),'Offre Alezio O Hybrid'!B299,\"\"))))))))))","v":100017832},{"$f":"IF($D$71=$B$52,'OFFRE HPI M'!C295,IF(OR($D$71=$B$38,$D$71=$B$39),'Offre HPI - CAELIA'!C316,IF($D$71=$B$51,'Offre Strateo'!C236,IF($D$71=$B$40,'Offre S Compact - ERIA FIT IN'!C148,IF(OR($D$71=$B$36,$D$71=$B$37),'Offre SV200 - ERIA N DUO '!C173,IF(OR($D$71=$B$34,$D$71=$B$35),'Offre Alezio S - ERIA '!C233,IF(OR($D$71=$B$50,$D$71=$B$49),'Offre GSHP'!C279,IF($D$71=\"\",'Offre Alezio G hybrid'!C262,IF(OR($D$71=$B$45,$D$71=$B$46,$D$71=$B$47,$D$71=$B$48),'Offre HPI - G Hybrid'!C297,IF(OR($D$71=$B$41,$D$71=$B$42,$D$71=$B$43,$D$71=$B$44),'Offre Alezio O Hybrid'!C299,\"\"))))))))))","v":"KIT TUBULURES 2 CIRCUITS"},null,null,null,{"$f":"IF($D$71=$B$52,'OFFRE HPI M'!D295,IF(OR($D$71=$B$38,$D$71=$B$39),'Offre HPI - CAELIA'!D316,IF($D$71=$B$51,'Offre Strateo'!D236,IF($D$71=$B$40,'Offre S Compact - ERIA FIT IN'!D148,IF(OR($D$71=$B$36,$D$71=$B$37),'Offre SV200 - ERIA N DUO '!D173,IF(OR($D$71=$B$34,$D$71=$B$35),'Offre Alezio S - ERIA '!D233,IF(OR($D$71=$B$50,$D$71=$B$49),'Offre GSHP'!D279,IF($D$71=\"\",'Offre Alezio G hybrid'!D262,IF(OR($D$71=$B$45,$D$71=$B$46,$D$71=$B$47,$D$71=$B$48),'Offre HPI - G Hybrid'!D297,IF(OR($D$71=$B$41,$D$71=$B$42,$D$71=$B$43,$D$71=$B$44),'Offre Alezio O Hybrid'!D299,\"\"))))))))))","v":"HK22"},{"$f":"IF($D$71=$B$52,'OFFRE HPI M'!E295,IF(OR($D$71=$B$38,$D$71=$B$39),'Offre HPI - CAELIA'!E316,IF($D$71=$B$51,'Offre Strateo'!E236,IF($D$71=$B$40,'Offre S Compact - ERIA FIT IN'!E148,IF(OR($D$71=$B$36,$D$71=$B$37),'Offre SV200 - ERIA N DUO '!E173,IF(OR($D$71=$B$34,$D$71=$B$35),'Offre Alezio S - ERIA '!E233,IF(OR($D$71=$B$50,$D$71=$B$49),'Offre GSHP'!E279,IF($D$71=\"\",'Offre Alezio G hybrid'!E262,IF(OR($D$71=$B$45,$D$71=$B$46,$D$71=$B$47,$D$71=$B$48),'Offre HPI - G Hybrid'!E297,IF(OR($D$71=$B$41,$D$71=$B$42,$D$71=$B$43,$D$71=$B$44),'Offre Alezio O Hybrid'!E299,\"\"))))))))))","v":156},{"$f":"IF($D$71=$B$52,'OFFRE HPI M'!F295,IF(OR($D$71=$B$38,$D$71=$B$39),'Offre HPI - CAELIA'!F316,IF($D$71=$B$51,'Offre Strateo'!F236,IF($D$71=$B$40,'Offre S Compact - ERIA FIT IN'!F148,IF(OR($D$71=$B$36,$D$71=$B$37),'Offre SV200 - ERIA N DUO '!F173,IF(OR($D$71=$B$34,$D$71=$B$35),'Offre Alezio S - ERIA '!F233,IF(OR($D$71=$B$50,$D$71=$B$49),'Offre GSHP'!F279,IF($D$71=\"\",'Offre Alezio G hybrid'!F262,IF(OR($D$71=$B$45,$D$71=$B$46,$D$71=$B$47,$D$71=$B$48),'Offre HPI - G Hybrid'!F297,IF(OR($D$71=$B$41,$D$71=$B$42,$D$71=$B$43,$D$71=$B$44),'Offre Alezio O Hybrid'!F299,\"\"))))))))))","v":1},{"$f":"Chiffrage!M185","v":0},156]
[70,null,{"$f":"IF($D$71=$B$52,'OFFRE HPI M'!B296,IF(OR($D$71=$B$38,$D$71=$B$39),'Offre HPI - CAELIA'!B317,IF($D$71=$B$51,'Offre Strateo'!B237,IF($D$71=$B$40,'Offre S Compact - ERIA FIT IN'!B149,IF(OR($D$71=$B$36,$D$71=$B$37),'Offre SV200 - ERIA N DUO '!B174,IF(OR($D$71=$B$34,$D$71=$B$35),'Offre Alezio S - ERIA '!B234,IF(OR($D$71=$B$50,$D$71=$B$49),'Offre GSHP'!B280,IF($D$71=\"\",'Offre Alezio G hybrid'!B263,IF(OR($D$71=$B$45,$D$71=$B$46,$D$71=$B$47,$D$71=$B$48),'Offre HPI - G Hybrid'!B298,IF(OR($D$71=$B$41,$D$71=$B$42,$D$71=$B$43,$D$71=$B$44),'Offre Alezio O Hybrid'!B300,\"\"))))))))))","v":""},{"$f":"IF($D$71=$B$52,'OFFRE HPI M'!C296,IF(OR($D$71=$B$38,$D$71=$B$39),'Offre HPI - CAELIA'!C317,IF($D$71=$B$51,'Offre Strateo'!C237,IF($D$71=$B$40,'Offre S Compact - ERIA FIT IN'!C149,IF(OR($D$71=$B$36,$D$71=$B$37),'Offre SV200 - ERIA N DUO '!C174,IF(OR($D$71=$B$34,$D$71=$B$35),'Offre Alezio S - ERIA '!C234,IF(OR($D$71=$B$50,$D$71=$B$49),'Offre GSHP'!C280,IF($D$71=\"\",'Offre Alezio G hybrid'!C263,IF(OR($D$71=$B$45,$D$71=$B$46,$D$71=$B$47,$D$71=$B$48),'Offre HPI - G Hybrid'!C298,IF(OR($D$71=$B$41,$D$71=$B$42,$D$71=$B$43,$D$71=$B$44),'Offre Alezio O Hybrid'!C300,\"\"))))))))))","v":""},null,null,null,{"$f":"IF($D$71=$B$52,'OFFRE HPI M'!D296,IF(OR($D$71=$B$38,$D$71=$B$39),'Offre HPI - CAELIA'!D317,IF($D$71=$B$51,'Offre Strateo'!D237,IF($D$71=$B$40,'Offre S Compact - ERIA FIT IN'!D149,IF(OR($D$71=$B$36,$D$71=$B$37),'Offre SV200 - ERIA N DUO '!D174,IF(OR($D$71=$B$34,$D$71=$B$35),'Offre Alezio S - ERIA '!D234,IF(OR($D$71=$B$50,$D$71=$B$49),'Offre GSHP'!D280,IF($D$71=\"\",'Offre Alezio G hybrid'!D263,IF(OR($D$71=$B$45,$D$71=$B$46,$D$71=$B$47,$D$71=$B$48),'Offre HPI - G Hybrid'!D298,IF(OR($D$71=$B$41,$D$71=$B$42,$D$71=$B$43,$D$71=$B$44),'Offre Alezio O Hybrid'!D300,\"\"))))))))))","v":""},{"$f":"IF($D$71=$B$52,'OFFRE HPI M'!E296,IF(OR($D$71=$B$38,$D$71=$B$39),'Offre HPI - CAELIA'!E317,IF($D$71=$B$51,'Offre Strateo'!E237,IF($D$71=$B$40,'Offre S Compact - ERIA FIT IN'!E149,IF(OR($D$71=$B$36,$D$71=$B$37),'Offre SV200 - ERIA N DUO '!E174,IF(OR($D$71=$B$34,$D$71=$B$35),'Offre Alezio S - ERIA '!E234,IF(OR($D$71=$B$50,$D$71=$B$49),'Offre GSHP'!E280,IF($D$71=\"\",'Offre Alezio G hybrid'!E263,IF(OR($D$71=$B$45,$D$71=$B$46,$D$71=$B$47,$D$71=$B$48),'Offre HPI - G Hybrid'!E298,IF(OR($D$71=$B$41,$D$71=$B$42,$D$71=$B$43,$D$71=$B$44),'Offre Alezio O Hybrid'!E300,\"\"))))))))))","v":""},{"$f":"IF($D$71=$B$52,'OFFRE HPI M'!F296,IF(OR($D$71=$B$38,$D$71=$B$39),'Offre HPI - CAELIA'!F317,IF($D$71=$B$51,'Offre Strateo'!F237,IF($D$71=$B$40,'Offre S Compact - ERIA FIT IN'!F149,IF(OR($D$71=$B$36,$D$71=$B$37),'Offre SV200 - ERIA N DUO '!F174,IF(OR($D$71=$B$34,$D$71=$B$35),'Offre Alezio S - ERIA '!F234,IF(OR($D$71=$B$50,$D$71=$B$49),'Offre GSHP'!F280,IF($D$71=\"\",'Offre Alezio G hybrid'!F263,IF(OR($D$71=$B$45,$D$71=$B$46,$D$71=$B$47,$D$71=$B$48),'Offre HPI - G Hybrid'!F298,IF(OR($D$71=$B$41,$D$71=$B$42,$D$71=$B$43,$D$71=$B$44),'Offre Alezio O Hybrid'!F300,\"\"))))))))))","v":""},{"$f":"Chiffrage!M186","v":0},""]
[71,null,{"$f":"IF($D$71=$B$52,'OFFRE HPI M'!B297,IF(OR($D$71=$B$38,$D$71=$B$39),'Offre HPI - CAELIA'!B318,IF($D$71=$B$51,'Offre Strateo'!B238,IF($D$71=$B$40,'Offre S Compact - ERIA FIT IN'!B150,IF(OR($D$71=$B$36,$D$71=$B$37),'Offre SV200 - ERIA N DUO '!B175,IF(OR($D$71=$B$34,$D$71=$B$35),'Offre Alezio S - ERIA '!B235,IF(OR($D$71=$B$50,$D$71=$B$49),'Offre GSHP'!B281,IF($D$71=\"\",'Offre Alezio G hybrid'!B264,IF(OR($D$71=$B$45,$D$71=$B$46,$D$71=$B$47,$D$71=$B$48),'Offre HPI - G Hybrid'!B299,IF(OR($D$71=$B$41,$D$71=$B$42,$D$71=$B$43,$D$71=$B$44),'Offre Alezio O Hybrid'!B301,\"\"))))))))))","v":""},{"$f":"IF($D$71=$B$52,'OFFRE HPI M'!C297,IF(OR($D$71=$B$38,$D$71=$B$39),'Offre HPI - CAELIA'!C318,IF($D$71=$B$51,'Offre Strateo'!C238,IF($D$71=$B$40,'Offre S Compact - ERIA FIT IN'!C150,IF(OR($D$71=$B$36,$D$71=$B$37),'Offre SV200 - ERIA N DUO '!C175,IF(OR($D$71=$B$34,$D$71=$B$35),'Offre Alezio S - ERIA '!C235,IF(OR($D$71=$B$50,$D$71=$B$49),'Offre GSHP'!C281,IF($D$71=\"\",'Offre Alezio G hybrid'!C264,IF(OR($D$71=$B$45,$D$71=$B$46,$D$71=$B$47,$D$71=$B$48),'Offre HPI - G Hybrid'!C299,IF(OR($D$71=$B$41,$D$71=$B$42,$D$71=$B$43,$D$71=$B$44),'Offre Alezio O Hybrid'!C301,\"\"))))))))))","v":""},null,null,null,{"$f":"IF($D$71=$B$52,'OFFRE HPI M'!D297,IF(OR($D$71=$B$38,$D$71=$B$39),'Offre HPI - CAELIA'!D318,IF($D$71=$B$51,'Offre Strateo'!D238,IF($D$71=$B$40,'Offre S Compact - ERIA FIT IN'!D150,IF(OR($D$71=$B$36,$D$71=$B$37),'Offre SV200 - ERIA N DUO '!D175,IF(OR($D$71=$B$34,$D$71=$B$35),'Offre Alezio S - ERIA '!D235,IF(OR($D$71=$B$50,$D$71=$B$49),'Offre GSHP'!D281,IF($D$71=\"\",'Offre Alezio G hybrid'!D264,IF(OR($D$71=$B$45,$D$71=$B$46,$D$71=$B$47,$D$71=$B$48),'Offre HPI - G Hybrid'!D299,IF(OR($D$71=$B$41,$D$71=$B$42,$D$71=$B$43,$D$71=$B$44),'Offre Alezio O Hybrid'!D301,\"\"))))))))))","v":""},{"$f":"IF($D$71=$B$52,'OFFRE HPI M'!E297,IF(OR($D$71=$B$38,$D$71=$B$39),'Offre HPI - CAELIA'!E318,IF($D$71=$B$51,'Offre Strateo'!E238,IF($D$71=$B$40,'Offre S Compact - ERIA FIT IN'!E150,IF(OR($D$71=$B$36,$D$71=$B$37),'Offre SV200 - ERIA N DUO '!E175,IF(OR($D$71=$B$34,$D$71=$B$35),'Offre Alezio S - ERIA '!E235,IF(OR($D$71=$B$50,$D$71=$B$49),'Offre GSHP'!E281,IF($D$71=\"\",'Offre Alezio G hybrid'!E264,IF(OR($D$71=$B$45,$D$71=$B$46,$D$71=$B$47,$D$71=$B$48),'Offre HPI - G Hybrid'!E299,IF(OR($D$71=$B$41,$D$71=$B$42,$D$71=$B$43,$D$71=$B$44),'Offre Alezio O Hybrid'!E301,\"\"))))))))))","v":""},{"$f":"IF($D$71=$B$52,'OFFRE HPI M'!F297,IF(OR($D$71=$B$38,$D$71=$B$39),'Offre HPI - CAELIA'!F318,IF($D$71=$B$51,'Offre Strateo'!F238,IF($D$71=$B$40,'Offre S Compact - ERIA FIT IN'!F150,IF(OR($D$71=$B$36,$D$71=$B$37),'Offre SV200 - ERIA N DUO '!F175,IF(OR($D$71=$B$34,$D$71=$B$35),'Offre Alezio S - ERIA '!F235,IF(OR($D$71=$B$50,$D$71=$B$49),'Offre GSHP'!F281,IF($D$71=\"\",'Offre Alezio G hybrid'!F264,IF(OR($D$71=$B$45,$D$71=$B$46,$D$71=$B$47,$D$71=$B$48),'Offre HPI - G Hybrid'!F299,IF(OR($D$71=$B$41,$D$71=$B$42,$D$71=$B$43,$D$71=$B$44),'Offre Alezio O Hybrid'!F301,\"\"))))))))))","v":""},{"$f":"Chiffrage!M187","v":0},""]
[73,null,{"$f":"IF(OR($D$71=$B$38,$D$71=$B$39),'Offre HPI - CAELIA'!B319,IF($D$71=$B$51,'Offre Strateo'!B239,IF($D$71=$B$40,'Offre S Compact - ERIA FIT IN'!B151,IF(OR($D$71=$B$36,$D$71=$B$37),'Offre SV200 - ERIA N DUO '!B176,IF(OR($D$71=$B$34,$D$71=$B$35),'Offre Alezio S - ERIA '!B236,IF(OR($D$71=$B$50,$D$71=$B$49),'Offre GSHP'!B282,IF($D$71=\"\",'Offre Alezio G hybrid'!B265,IF(OR($D$71=$B$45,$D$71=$B$46,$D$71=$B$47,$D$71=$B$48),'Offre HPI - G Hybrid'!B300,IF(OR($D$71=$B$41,$D$71=$B$42,$D$71=$B$43,$D$71=$B$44),'Offre Alezio O Hybrid'!B302,\"\")))))))))","v":""},{"$f":"IF(OR($D$71=$B$38,$D$71=$B$39),'Offre HPI - CAELIA'!C319,IF($D$71=$B$51,'Offre Strateo'!C239,IF($D$71=$B$40,'Offre S Compact - ERIA FIT IN'!C151,IF(OR($D$71=$B$36,$D$71=$B$37),'Offre SV200 - ERIA N DUO '!C176,IF(OR($D$71=$B$34,$D$71=$B$35),'Offre Alezio S - ERIA '!C236,IF(OR($D$71=$B$50,$D$71=$B$49),'Offre GSHP'!C282,IF($D$71=\"\",'Offre Alezio G hybrid'!C265,IF(OR($D$71=$B$45,$D$71=$B$46,$D$71=$B$47,$D$71=$B$48),'Offre HPI - G Hybrid'!C300,IF(OR($D$71=$B$41,$D$71=$B$42,$D$71=$B$43,$D$71=$B$44),'Offre Alezio O Hybrid'!C302,\"\")))))))))","v":""},null,null,null,{"$f":"IF(OR($D$71=$B$38,$D$71=$B$39),'Offre HPI - CAELIA'!D319,IF($D$71=$B$51,'Offre Strateo'!D239,IF($D$71=$B$40,'Offre S Compact - ERIA FIT IN'!D151,IF(OR($D$71=$B$36,$D$71=$B$37),'Offre SV200 - ERIA N DUO '!D176,IF(OR($D$71=$B$34,$D$71=$B$35),'Offre Alezio S - ERIA '!D236,IF(OR($D$71=$B$50,$D$71=$B$49),'Offre GSHP'!D282,IF($D$71=\"\",'Offre Alezio G hybrid'!D265,IF(OR($D$71=$B$45,$D$71=$B$46,$D$71=$B$47,$D$71=$B$48),'Offre HPI - G Hybrid'!D300,IF(OR($D$71=$B$41,$D$71=$B$42,$D$71=$B$43,$D$71=$B$44),'Offre Alezio O Hybrid'!D302,\"\")))))))))","v":""},{"$f":"IF(OR($D$71=$B$38,$D$71=$B$39),'Offre HPI - CAELIA'!E319,IF($D$71=$B$51,'Offre Strateo'!E239,IF($D$71=$B$40,'Offre S Compact - ERIA FIT IN'!E151,IF(OR($D$71=$B$36,$D$71=$B$37),'Offre SV200 - ERIA N DUO '!E176,IF(OR($D$71=$B$34,$D$71=$B$35),'Offre Alezio S - ERIA '!E236,IF(OR($D$71=$B$50,$D$71=$B$49),'Offre GSHP'!E282,IF($D$71=\"\",'Offre Alezio G hybrid'!E265,IF(OR($D$71=$B$45,$D$71=$B$46,$D$71=$B$47,$D$71=$B$48),'Offre HPI - G Hybrid'!E300,IF(OR($D$71=$B$41,$D$71=$B$42,$D$71=$B$43,$D$71=$B$44),'Offre Alezio O Hybrid'!E302,\"\")))))))))","v":""},{"$f":"Chiffrage!L188","v":0},{"$f":"Chiffrage!M188","v":0},""]
[74,null,{"$f":"IF(OR($D$71=$B$38,$D$71=$B$39),'Offre HPI - CAELIA'!B320,IF($D$71=$B$51,'Offre Strateo'!B240,IF($D$71=$B$40,'Offre S Compact - ERIA FIT IN'!B152,IF(OR($D$71=$B$36,$D$71=$B$37),'Offre SV200 - ERIA N DUO '!B177,IF(OR($D$71=$B$34,$D$71=$B$35),'Offre Alezio S - ERIA '!B237,IF(OR($D$71=$B$50,$D$71=$B$49),'Offre GSHP'!B283,IF($D$71=\"\",'Offre Alezio G hybrid'!B266,IF(OR($D$71=$B$45,$D$71=$B$46,$D$71=$B$47,$D$71=$B$48),'Offre HPI - G Hybrid'!B301,IF(OR($D$71=$B$41,$D$71=$B$42,$D$71=$B$43,$D$71=$B$44),'Offre Alezio O Hybrid'!B303,\"\")))))))))","v":""},{"$f":"IF(OR($D$71=$B$38,$D$71=$B$39),'Offre HPI - CAELIA'!C320,IF($D$71=$B$51,'Offre Strateo'!C240,IF($D$71=$B$40,'Offre S Compact - ERIA FIT IN'!C152,IF(OR($D$71=$B$36,$D$71=$B$37),'Offre SV200 - ERIA N DUO '!C177,IF(OR($D$71=$B$34,$D$71=$B$35),'Offre Alezio S - ERIA '!C237,IF(OR($D$71=$B$50,$D$71=$B$49),'Offre GSHP'!C283,IF($D$71=\"\",'Offre Alezio G hybrid'!C266,IF(OR($D$71=$B$45,$D$71=$B$46,$D$71=$B$47,$D$71=$B$48),'Offre HPI - G Hybrid'!C301,IF(OR($D$71=$B$41,$D$71=$B$42,$D$71=$B$43,$D$71=$B$44),'Offre Alezio O Hybrid'!C303,\"\")))))))))","v":""},null,null,null,{"$f":"IF(OR($D$71=$B$38,$D$71=$B$39),'Offre HPI - CAELIA'!D320,IF($D$71=$B$51,'Offre Strateo'!D240,IF($D$71=$B$40,'Offre S Compact - ERIA FIT IN'!D152,IF(OR($D$71=$B$36,$D$71=$B$37),'Offre SV200 - ERIA N DUO '!D177,IF(OR($D$71=$B$34,$D$71=$B$35),'Offre Alezio S - ERIA '!D237,IF(OR($D$71=$B$50,$D$71=$B$49),'Offre GSHP'!D283,IF($D$71=\"\",'Offre Alezio G hybrid'!D266,IF(OR($D$71=$B$45,$D$71=$B$46,$D$71=$B$47,$D$71=$B$48),'Offre HPI - G Hybrid'!D301,IF(OR($D$71=$B$41,$D$71=$B$42,$D$71=$B$43,$D$71=$B$44),'Offre Alezio O Hybrid'!D303,\"\")))))))))","v":""},{"$f":"IF(OR($D$71=$B$38,$D$71=$B$39),'Offre HPI - CAELIA'!E320,IF($D$71=$B$51,'Offre Strateo'!E240,IF($D$71=$B$40,'Offre S Compact - ERIA FIT IN'!E152,IF(OR($D$71=$B$36,$D$71=$B$37),'Offre SV200 - ERIA N DUO '!E177,IF(OR($D$71=$B$34,$D$71=$B$35),'Offre Alezio S - ERIA '!E237,IF(OR($D$71=$B$50,$D$71=$B$49),'Offre GSHP'!E283,IF($D$71=\"\",'Offre Alezio G hybrid'!E266,IF(OR($D$71=$B$45,$D$71=$B$46,$D$71=$B$47,$D$71=$B$48),'Offre HPI - G Hybrid'!E301,IF(OR($D$71=$B$41,$D$71=$B$42,$D$71=$B$43,$D$71=$B$44),'Offre Alezio O Hybrid'!E303,\"\")))))))))","v":""},{"$f":"Chiffrage!L189","v":1},{"$f":"Chiffrage!M189","v":0},""]
[75,null,{"$f":"IF(OR($D$71=$B$38,$D$71=$B$39),'Offre HPI - CAELIA'!B321,IF($D$71=$B$51,'Offre Strateo'!B241,IF($D$71=$B$40,'Offre S Compact - ERIA FIT IN'!B153,IF(OR($D$71=$B$36,$D$71=$B$37),'Offre SV200 - ERIA N DUO '!B178,IF(OR($D$71=$B$34,$D$71=$B$35),'Offre Alezio S - ERIA '!B238,IF(OR($D$71=$B$50,$D$71=$B$49),'Offre GSHP'!B284,IF($D$71=\"\",'Offre Alezio G hybrid'!B267,IF(OR($D$71=$B$45,$D$71=$B$46,$D$71=$B$47,$D$71=$B$48),'Offre HPI - G Hybrid'!B302,IF(OR($D$71=$B$41,$D$71=$B$42,$D$71=$B$43,$D$71=$B$44),'Offre Alezio O Hybrid'!B304,\"\")))))))))","v":""},{"$f":"IF(OR($D$71=$B$38,$D$71=$B$39),'Offre HPI - CAELIA'!C321,IF($D$71=$B$51,'Offre Strateo'!C241,IF($D$71=$B$40,'Offre S Compact - ERIA FIT IN'!C153,IF(OR($D$71=$B$36,$D$71=$B$37),'Offre SV200 - ERIA N DUO '!C178,IF(OR($D$71=$B$34,$D$71=$B$35),'Offre Alezio S - ERIA '!C238,IF(OR($D$71=$B$50,$D$71=$B$49),'Offre GSHP'!C284,IF($D$71=\"\",'Offre Alezio G hybrid'!C267,IF(OR($D$71=$B$45,$D$71=$B$46,$D$71=$B$47,$D$71=$B$48),'Offre HPI - G Hybrid'!C302,IF(OR($D$71=$B$41,$D$71=$B$42,$D$71=$B$43,$D$71=$B$44),'Offre Alezio O Hybrid'!C304,\"\")))))))))","v":""},null,null,null,{"$f":"IF(OR($D$71=$B$38,$D$71=$B$39),'Offre HPI - CAELIA'!D321,IF($D$71=$B$51,'Offre Strateo'!D241,IF($D$71=$B$40,'Offre S Compact - ERIA FIT IN'!D153,IF(OR($D$71=$B$36,$D$71=$B$37),'Offre SV200 - ERIA N DUO '!D178,IF(OR($D$71=$B$34,$D$71=$B$35),'Offre Alezio S - ERIA '!D238,IF(OR($D$71=$B$50,$D$71=$B$49),'Offre GSHP'!D284,IF($D$71=\"\",'Offre Alezio G hybrid'!D267,IF(OR($D$71=$B$45,$D$71=$B$46,$D$71=$B$47,$D$71=$B$48),'Offre HPI - G Hybrid'!D302,IF(OR($D$71=$B$41,$D$71=$B$42,$D$71=$B$43,$D$71=$B$44),'Offre Alezio O Hybrid'!D304,\"\")))))))))","v":""},{"$f":"IF(OR($D$71=$B$38,$D$71=$B$39),'Offre HPI - CAELIA'!E321,IF($D$71=$B$51,'Offre Strateo'!E241,IF($D$71=$B$40,'Offre S Compact - ERIA FIT IN'!E153,IF(OR($D$71=$B$36,$D$71=$B$37),'Offre SV200 - ERIA N DUO '!E178,IF(OR($D$71=$B$34,$D$71=$B$35),'Offre Alezio S - ERIA '!E238,IF(OR($D$71=$B$50,$D$71=$B$49),'Offre GSHP'!E284,IF($D$71=\"\",'Offre Alezio G hybrid'!E267,IF(OR($D$71=$B$45,$D$71=$B$46,$D$71=$B$47,$D$71=$B$48),'Offre HPI - G Hybrid'!E302,IF(OR($D$71=$B$41,$D$71=$B$42,$D$71=$B$43,$D$71=$B$44),'Offre Alezio O Hybrid'!E304,\"\")))))))))","v":""},{"$f":"Chiffrage!L190","v":""},{"$f":"Chiffrage!M190","v":0},""]
[76,null,{"$f":"IF(OR($D$71=$B$38,$D$71=$B$39),'Offre HPI - CAELIA'!B322,IF($D$71=$B$51,'Offre Strateo'!B242,IF($D$71=$B$40,'Offre S Compact - ERIA FIT IN'!B154,IF(OR($D$71=$B$36,$D$71=$B$37),'Offre SV200 - ERIA N DUO '!B179,IF(OR($D$71=$B$34,$D$71=$B$35),'Offre Alezio S - ERIA '!B239,IF(OR($D$71=$B$50,$D$71=$B$49),'Offre GSHP'!B285,IF($D$71=\"\",'Offre Alezio G hybrid'!B268,IF(OR($D$71=$B$45,$D$71=$B$46,$D$71=$B$47,$D$71=$B$48),'Offre HPI - G Hybrid'!B303,IF(OR($D$71=$B$41,$D$71=$B$42,$D$71=$B$43,$D$71=$B$44),'Offre Alezio O Hybrid'!B305,\"\")))))))))","v":""},{"$f":"IF(OR($D$71=$B$38,$D$71=$B$39),'Offre HPI - CAELIA'!C322,IF($D$71=$B$51,'Offre Strateo'!C242,IF($D$71=$B$40,'Offre S Compact - ERIA FIT IN'!C154,IF(OR($D$71=$B$36,$D$71=$B$37),'Offre SV200 - ERIA N DUO '!C179,IF(OR($D$71=$B$34,$D$71=$B$35),'Offre Alezio S - ERIA '!C239,IF(OR($D$71=$B$50,$D$71=$B$49),'Offre GSHP'!C285,IF($D$71=\"\",'Offre Alezio G hybrid'!C268,IF(OR($D$71=$B$45,$D$71=$B$46,$D$71=$B$47,$D$71=$B$48),'Offre HPI - G Hybrid'!C303,IF(OR($D$71=$B$41,$D$71=$B$42,$D$71=$B$43,$D$71=$B$44),'Offre Alezio O Hybrid'!C305,\"\")))))))))","v":""},null,null,null,{"$f":"IF(OR($D$71=$B$38,$D$71=$B$39),'Offre HPI - CAELIA'!D322,IF($D$71=$B$51,'Offre Strateo'!D242,IF($D$71=$B$40,'Offre S Compact - ERIA FIT IN'!D154,IF(OR($D$71=$B$36,$D$71=$B$37),'Offre SV200 - ERIA N DUO '!D179,IF(OR($D$71=$B$34,$D$71=$B$35),'Offre Alezio S - ERIA '!D239,IF(OR($D$71=$B$50,$D$71=$B$49),'Offre GSHP'!D285,IF($D$71=\"\",'Offre Alezio G hybrid'!D268,IF(OR($D$71=$B$45,$D$71=$B$46,$D$71=$B$47,$D$71=$B$48),'Offre HPI - G Hybrid'!D303,IF(OR($D$71=$B$41,$D$71=$B$42,$D$71=$B$43,$D$71=$B$44),'Offre Alezio O Hybrid'!D305,\"\")))))))))","v":""},{"$f":"IF(OR($D$71=$B$38,$D$71=$B$39),'Offre HPI - CAELIA'!E322,IF($D$71=$B$51,'Offre Strateo'!E242,IF($D$71=$B$40,'Offre S Compact - ERIA FIT IN'!E154,IF(OR($D$71=$B$36,$D$71=$B$37),'Offre SV200 - ERIA N DUO '!E179,IF(OR($D$71=$B$34,$D$71=$B$35),'Offre Alezio S - ERIA '!E239,IF(OR($D$71=$B$50,$D$71=$B$49),'Offre GSHP'!E285,IF($D$71=\"\",'Offre Alezio G hybrid'!E268,IF(OR($D$71=$B$45,$D$71=$B$46,$D$71=$B$47,$D$71=$B$48),'Offre HPI - G Hybrid'!E303,IF(OR($D$71=$B$41,$D$71=$B$42,$D$71=$B$43,$D$71=$B$44),'Offre Alezio O Hybrid'!E305,\"\")))))))))","v":""},{"$f":"Chiffrage!L191","v":1},{"$f":"Chiffrage!M191","v":0},""]
[77,null,{"$f":"IF(OR($D$71=$B$38,$D$71=$B$39),'Offre HPI - CAELIA'!B323,IF($D$71=$B$51,'Offre Strateo'!B243,IF($D$71=$B$40,'Offre S Compact - ERIA FIT IN'!B155,IF(OR($D$71=$B$36,$D$71=$B$37),'Offre SV200 - ERIA N DUO '!B180,IF(OR($D$71=$B$34,$D$71=$B$35),'Offre Alezio S - ERIA '!B240,IF(OR($D$71=$B$50,$D$71=$B$49),'Offre GSHP'!B286,IF($D$71=\"\",'Offre Alezio G hybrid'!B269,IF(OR($D$71=$B$45,$D$71=$B$46,$D$71=$B$47,$D$71=$B$48),'Offre HPI - G Hybrid'!B304,IF(OR($D$71=$B$41,$D$71=$B$42,$D$71=$B$43,$D$71=$B$44),'Offre Alezio O Hybrid'!B306,\"\")))))))))","v":""},{"$f":"IF(OR($D$71=$B$38,$D$71=$B$39),'Offre HPI - CAELIA'!C323,IF($D$71=$B$51,'Offre Strateo'!C243,IF($D$71=$B$40,'Offre S Compact - ERIA FIT IN'!C155,IF(OR($D$71=$B$36,$D$71=$B$37),'Offre SV200 - ERIA N DUO '!C180,IF(OR($D$71=$B$34,$D$71=$B$35),'Offre Alezio S - ERIA '!C240,IF(OR($D$71=$B$50,$D$71=$B$49),'Offre GSHP'!C286,IF($D$71=\"\",'Offre Alezio G hybrid'!C269,IF(OR($D$71=$B$45,$D$71=$B$46,$D$71=$B$47,$D$71=$B$48),'Offre HPI - G Hybrid'!C304,IF(OR($D$71=$B$41,$D$71=$B$42,$D$71=$B$43,$D$71=$B$44),'Offre Alezio O Hybrid'!C306,\"\")))))))))","v":""},null,null,null,{"$f":"IF(OR($D$71=$B$38,$D$71=$B$39),'Offre HPI - CAELIA'!D323,IF($D$71=$B$51,'Offre Strateo'!D243,IF($D$71=$B$40,'Offre S Compact - ERIA FIT IN'!D155,IF(OR($D$71=$B$36,$D$71=$B$37),'Offre SV200 - ERIA N DUO '!D180,IF(OR($D$71=$B$34,$D$71=$B$35),'Offre Alezio S - ERIA '!D240,IF(OR($D$71=$B$50,$D$71=$B$49),'Offre GSHP'!D286,IF($D$71=\"\",'Offre Alezio G hybrid'!D269,IF(OR($D$71=$B$45,$D$71=$B$46,$D$71=$B$47,$D$71=$B$48),'Offre HPI - G Hybrid'!D304,IF(OR($D$71=$B$41,$D$71=$B$42,$D$71=$B$43,$D$71=$B$44),'Offre Alezio O Hybrid'!D306,\"\")))))))))","v":""},{"$f":"IF(OR($D$71=$B$38,$D$71=$B$39),'Offre HPI - CAELIA'!E323,IF($D$71=$B$51,'Offre Strateo'!E243,IF($D$71=$B$40,'Offre S Compact - ERIA FIT IN'!E155,IF(OR($D$71=$B$36,$D$71=$B$37),'Offre SV200 - ERIA N DUO '!E180,IF(OR($D$71=$B$34,$D$71=$B$35),'Offre Alezio S - ERIA '!E240,IF(OR($D$71=$B$50,$D$71=$B$49),'Offre GSHP'!E286,IF($D$71=\"\",'Offre Alezio G hybrid'!E269,IF(OR($D$71=$B$45,$D$71=$B$46,$D$71=$B$47,$D$71=$B$48),'Offre HPI - G Hybrid'!E304,IF(OR($D$71=$B$41,$D$71=$B$42,$D$71=$B$43,$D$71=$B$44),'Offre Alezio O Hybrid'!E306,\"\")))))))))","v":""},{"$f":"Chiffrage!L192","v":1},{"$f":"Chiffrage!M192","v":0},""]
[78,null,{"$f":"IF(OR($D$71=$B$38,$D$71=$B$39),'Offre HPI - CAELIA'!B324,IF($D$71=$B$51,'Offre Strateo'!B244,IF($D$71=$B$40,'Offre S Compact - ERIA FIT IN'!B156,IF(OR($D$71=$B$36,$D$71=$B$37),'Offre SV200 - ERIA N DUO '!B181,IF(OR($D$71=$B$34,$D$71=$B$35),'Offre Alezio S - ERIA '!B241,IF(OR($D$71=$B$50,$D$71=$B$49),'Offre GSHP'!B287,IF($D$71=\"\",'Offre Alezio G hybrid'!B270,IF(OR($D$71=$B$45,$D$71=$B$46,$D$71=$B$47,$D$71=$B$48),'Offre HPI - G Hybrid'!B305,IF(OR($D$71=$B$41,$D$71=$B$42,$D$71=$B$43,$D$71=$B$44),'Offre Alezio O Hybrid'!B307,\"\")))))))))","v":""},{"$f":"IF(OR($D$71=$B$38,$D$71=$B$39),'Offre HPI - CAELIA'!C324,IF($D$71=$B$51,'Offre Strateo'!C244,IF($D$71=$B$40,'Offre S Compact - ERIA FIT IN'!C156,IF(OR($D$71=$B$36,$D$71=$B$37),'Offre SV200 - ERIA N DUO '!C181,IF(OR($D$71=$B$34,$D$71=$B$35),'Offre Alezio S - ERIA '!C241,IF(OR($D$71=$B$50,$D$71=$B$49),'Offre GSHP'!C287,IF($D$71=\"\",'Offre Alezio G hybrid'!C270,IF(OR($D$71=$B$45,$D$71=$B$46,$D$71=$B$47,$D$71=$B$48),'Offre HPI - G Hybrid'!C305,IF(OR($D$71=$B$41,$D$71=$B$42,$D$71=$B$43,$D$71=$B$44),'Offre Alezio O Hybrid'!C307,\"\")))))))))","v":""},null,null,null,{"$f":"IF(OR($D$71=$B$38,$D$71=$B$39),'Offre HPI - CAELIA'!D324,IF($D$71=$B$51,'Offre Strateo'!D244,IF($D$71=$B$40,'Offre S Compact - ERIA FIT IN'!D156,IF(OR($D$71=$B$36,$D$71=$B$37),'Offre SV200 - ERIA N DUO '!D181,IF(OR($D$71=$B$34,$D$71=$B$35),'Offre Alezio S - ERIA '!D241,IF(OR($D$71=$B$50,$D$71=$B$49),'Offre GSHP'!D287,IF($D$71=\"\",'Offre Alezio G hybrid'!D270,IF(OR($D$71=$B$45,$D$71=$B$46,$D$71=$B$47,$D$71=$B$48),'Offre HPI - G Hybrid'!D305,IF(OR($D$71=$B$41,$D$71=$B$42,$D$71=$B$43,$D$71=$B$44),'Offre Alezio O Hybrid'!D307,\"\")))))))))","v":""},{"$f":"IF(OR($D$71=$B$38,$D$71=$B$39),'Offre HPI - CAELIA'!E324,IF($D$71=$B$51,'Offre Strateo'!E244,IF($D$71=$B$40,'Offre S Compact - ERIA FIT IN'!E156,IF(OR($D$71=$B$36,$D$71=$B$37),'Offre SV200 - ERIA N DUO '!E181,IF(OR($D$71=$B$34,$D$71=$B$35),'Offre Alezio S - ERIA '!E241,IF(OR($D$71=$B$50,$D$71=$B$49),'Offre GSHP'!E287,IF($D$71=\"\",'Offre Alezio G hybrid'!E270,IF(OR($D$71=$B$45,$D$71=$B$46,$D$71=$B$47,$D$71=$B$48),'Offre HPI - G Hybrid'!E305,IF(OR($D$71=$B$41,$D$71=$B$42,$D$71=$B$43,$D$71=$B$44),'Offre Alezio O Hybrid'!E307,\"\")))))))))","v":""},{"$f":"Chiffrage!L193","v":0},{"$f":"Chiffrage!M193","v":0},""]
[]
[]
[]
[]
[]
[]
[]
[]
[null,"Image",{"$f":"IF($D$71=$B$28,13,IF($D$71=$B$27,12,IF(OR(D71=B10,D71=B11),1,IF(OR(D71=B14,D71=B15),2,IF(OR(D71=B12,D71=B13),3,IF(D71=B16,4,IF(AND(OR(D71=B21,D71=B23),N32=H7),5,IF(OR(D71=B17,D71=B18,D71=B19,D71=B20),6,IF(D71=\"\",\"\",IF(OR(D71=B25,D71=B26),IF($N$29=$D$7,8,IF(N32=H6,10,IF(N32=H7,9,8))),IF(AND(OR(D71=B22,D71=B24),N32=H6),11,\"\")))))))))))","v":13},{"$f":"C188","v":13}]
[null,1,null,null,null,null,"Alezio evolution"]
[null,2,null,null,null,null,"HPI"]
[null,3,null,null,null,null,"SV 200"]
[null,4,null,null,null,null,"Compact"]
[null,5,null,null,null,null,"HPI G HYBRID superposé"]
[null,6,null,null,null,null,"Alezio O HYBRID"]
[null,7,null,null,null,null,"Alezio G hybrid"]
[null,8,null,null,null,null,"GSHP seule"]
[null,9,null,null,null,null,"GSHP colonne"]
[null,10,null,null,null,null,"GSHP juxtaposé"]
[null,11,null,null,null,null,"HPI G hybrid juxtaposé"]
[null,12,null,null,null,null,"Strateo"]
[null,13,null,null,null,null,"HPI M "]

{"sheet":"Préconisation","index":11,"n_rows":52,"n_cols":11,"rows_kept":52,"cut":false,"hidden":true,"merged":[[20,9,20,10],[21,9,21,10],[29,3,29,9],[14,2,14,3]]}
[]
[null,null,"Gamme sélectionnée",{"$f":"Dimensionnement!$F$91","v":"OENOVIAPAC-C MB (Monobloc)"}]
[]
[]
[]
[]
[null,null,"Température extérieure",{"$f":"Dimensionnement!I15","v":-10},"°C"]
[null,null,"Puissance nécessaire à Teb",{"$f":"IF(AND(Dimensionnement!$F$62=ChoixPAC!$G$6,ChoixPAC!$E$39=ChoixPAC!$G$12),Dimensionnement!$F$48/2,Dimensionnement!$F$48)","v":6.5},"kW"]
[null,null,"Type d'instal",{"$f":"ChoixPAC!$E$39","v":"Simple (1 PAC)"}]
[null,null,"Puissance PAC à installer",{"$f":"D8*D12","v":4.55},"kW"]
[null,null,"Température de départ eau ",{"$f":"Résultats!$A$4","v":35},"°C"]
[null,null,"Facteur de dimensionnement",{"$f":"IF(Dimensionnement!$C$62=ChoixPAC!$E$7,0.8,VLOOKUP(Dimensionnement!$C$67,'BdD Bâtiment'!$C$187:$D$198,2,FALSE))","v":0.7},"-"]
[]
[]
[null,null,"PAC Disponibles"]
["Teb min","Départ MAX","Modèle","Puissance PAC dsipo à Teb pour la température de départ ","% puissance","Puissance adaptée",null,"PAC préconisée 1"]
["-15 °C","MAX 55°C",{"$f":"IF('BdD PAC split'!$Y$48=0,ChoixPAC!H43,\"\")","v":""},{"$f":"IF(AND(Dimensionnement!$C$62=ChoixPAC!$E$7,ChoixPAC!$E$37=ChoixPAC!$D$58),VLOOKUP($C17,'BdD PAC split'!$B$5:$AE$13,'BdD PAC split'!$C$31,FALSE),IF(AND(Dimensionnement!$C$62=ChoixPAC!$E$7,ChoixPAC!$E$37=ChoixPAC!$D$59),VLOOKUP($C17,'BdD PAC split'!$B$15:$AE$23,'BdD PAC split'!$C$31,FALSE),VLOOKUP($D$7,Préconisation!$C$32:$J$52,2,FALSE)))","v":0},{"$f":"IF(C17=\"\",\"\",D17/$D$8)","v":""},{"$f":"IFERROR(IF($C$17=\"\",10000,IF(E17<$D$12,10000,IF(AND($D$11>55,D17=4.5),10000,ABS($D$10-D17)))),10000)","v":10000},{"$f":"C17","v":""},{"$f":"IF(MIN(F17:F25)=10000,VLOOKUP(MAX($F$17:$F$25),$F$17:$G$25,2,FALSE),\nIF(Dimensionnement!$C$62=ChoixPAC!$E$6,IF($F$17=MIN($F$17:$F$25),$C$17,\nIF($F$18=MIN($F$17:$F$25),$C$18,IF($F$19=MIN($F$17:$F$25),$C$19,\nIF($F$20=MIN($F$17:$F$25),$C$20,IF($F$22=MIN($F$17:$F$25),$C$22,\nIF($F$24=MIN($F$17:$F$25),$C$24,$C$25)))))),IF($F$17=MIN($F$17:$F$25),$C$17,\nIF($F$19=MIN($F$17:$F$25),$C$19,IF($F$21=MIN($F$17:$F$25),$C$21,\nIF($F$23=MIN($F$17:$F$25),$C$23,IF($F$24=MIN($F$17:$F$25),$C$24,$C$25)))))))","v":"OEnoviaPac-C MB 6 MR - E"}]
["-15 °C","MAX 60°C",{"$f":"IF('BdD PAC split'!$Y$48=0,ChoixPAC!H44,ChoixPAC!H43)","v":"OEnoviaPac-C MB 6 MR - E"},{"$f":"IF(AND(Dimensionnement!$C$62=ChoixPAC!$E$7,ChoixPAC!$E$37=ChoixPAC!$D$58),VLOOKUP($C18,'BdD PAC split'!$B$5:$AE$13,'BdD PAC split'!$C$31,FALSE),IF(AND(Dimensionnement!$C$62=ChoixPAC!$E$7,ChoixPAC!$E$37=ChoixPAC!$D$59),VLOOKUP($C18,'BdD PAC split'!$B$15:$AE$23,'BdD PAC split'!$C$31,FALSE),VLOOKUP($D$7,Préconisation!$C$32:$J$52,3,FALSE)))","v":6.6},{"$f":"IF(C18=\"\",\"\",D18/$D$8)","v":1.0153846153846153},{"$f":"IFERROR(IF(E18<$D$12,10001,IF(AND($D$11>55,D18=4.5),10000,ABS($D$10-D18))),10001)","v":2.0499999999999998},{"$f":"C18","v":"OEnoviaPac-C MB 6 MR - E"},"PAC préconisée 2"]
["-20 °C","MAX 60°C",{"$f":"IF('BdD PAC split'!$Y$48=0,ChoixPAC!H45,ChoixPAC!H44)","v":"OEnoviaPac-C MB 8 MR - E"},{"$f":"IF(AND(Dimensionnement!$C$62=ChoixPAC!$E$7,ChoixPAC!$E$37=ChoixPAC!$D$58),VLOOKUP($C19,'BdD PAC split'!$B$5:$AE$13,'BdD PAC split'!$C$31,FALSE),IF(AND(Dimensionnement!$C$62=ChoixPAC!$E$7,ChoixPAC!$E$37=ChoixPAC!$D$59),VLOOKUP($C19,'BdD PAC split'!$B$15:$AE$23,'BdD PAC split'!$C$31,FALSE),VLOOKUP($D$7,Préconisation!$C$32:$J$52,4,FALSE)))","v":7.8},1.2,{"$f":"IFERROR(IF(E19<$D$12,10002,IF(AND($D$11>55,D19=4.5),10000,ABS($D$10-D19))),10002)","v":3.25},"OEnoviaPac-C MB 8 MR - E",{"$f":"IF(MIN(F17:F25)=10000,\"\",\nIF(Dimensionnement!$C$62=ChoixPAC!$E$6,IF($F$17=MIN($F$17:$F$25),\"\",\nIF($F$18=MIN($F$17:$F$25),\"\",IF(F19=MIN($F$17:$F$25),\"\",\nIF($F$20=MIN($F$17:$F$25),$C$21,\nIF($F$22=MIN($F$17:$F$25),C23,\nIF(F24=MIN($F$17:$F$25),\"\",\"\")))))),\nIF($F$18=MIN($F$17:$F$25),$C$18,\nIF($F$20=MIN($F$17:$F$25),$C$20,\nIF($F$22=MIN($F$17:$F$25),$C$22,\"\")))))","v":""}]
["-20 °C","MAX 60°C",{"$f":"IF('BdD PAC split'!$Y$48=0,ChoixPAC!H46,ChoixPAC!H45)","v":"OEnoviaPac-C MB 11 MR - E"},{"$f":"IF(AND(Dimensionnement!$C$62=ChoixPAC!$E$7,ChoixPAC!$E$37=ChoixPAC!$D$58),VLOOKUP($C20,'BdD PAC split'!$B$5:$AE$13,'BdD PAC split'!$C$31,FALSE),IF(AND(Dimensionnement!$C$62=ChoixPAC!$E$7,ChoixPAC!$E$37=ChoixPAC!$D$59),VLOOKUP($C20,'BdD PAC split'!$B$15:$AE$23,'BdD PAC split'!$C$31,FALSE),VLOOKUP($D$7,Préconisation!$C$32:$J$52,5,FALSE)))","v":10.1},1.5538461538461539,{"$f":"IFERROR(IF(E20<$D$12,10003,IF(AND($D$11>55,D20=4.5),10000,ABS($D$10-D20))),10003)","v":5.55},"OEnoviaPac-C MB 11 MR - E"]
["-20 °C","MAX 60°C",{"$f":"IF('BdD PAC split'!$Y$48=0,ChoixPAC!H47,ChoixPAC!H46)","v":"OEnoviaPac-C MB 6 MR - H"},{"$f":"IF(Dimensionnement!$F$88=ChoixPAC!$D$61,D18,IF(AND(Dimensionnement!$C$62=ChoixPAC!$E$7,ChoixPAC!$E$37=ChoixPAC!$D$58),VLOOKUP($C21,'BdD PAC split'!$B$5:$AE$13,'BdD PAC split'!$C$31,FALSE),IF(AND(Dimensionnement!$C$62=ChoixPAC!$E$7,ChoixPAC!$E$37=ChoixPAC!$D$59),VLOOKUP($C21,'BdD PAC split'!$B$15:$AE$23,'BdD PAC split'!$C$31,FALSE),VLOOKUP($D$7,Préconisation!$C$32:$J$52,5,FALSE))))","v":6.6},1.0153846153846153,{"$f":"IFERROR(IF(E21<$D$12,10004,IF(AND($D$11>55,D21=4.5),10000,ABS($D$10-D21))),10004)","v":2.0499999999999998},"OEnoviaPac-C MB 6 MR - H",null,null,"Modèle préconisé"]
["-20 °C","MAX 60°C",{"$f":"IF('BdD PAC split'!$Y$48=0,ChoixPAC!H48,ChoixPAC!H47)","v":"OEnoviaPac-C MB 8 MR - H"},{"$f":"IF(Dimensionnement!$F$88=ChoixPAC!$D$61,$D$19,IF(AND(Dimensionnement!$C$62=ChoixPAC!$E$7,ChoixPAC!$E$37=ChoixPAC!$D$58),VLOOKUP($C22,'BdD PAC split'!$B$5:$AE$13,'BdD PAC split'!$C$31,FALSE),IF(AND(Dimensionnement!$C$62=ChoixPAC!$E$7,ChoixPAC!$E$37=ChoixPAC!$D$59),VLOOKUP($C22,'BdD PAC split'!$B$15:$AE$23,'BdD PAC split'!$C$31,FALSE),VLOOKUP($D$7,Préconisation!$C$32:$J$52,6,FALSE))))","v":7.8},1.2,{"$f":"IFERROR(IF(E22<$D$12,10005,IF(AND($D$11>55,D22=4.5),10000,ABS($D$10-D22))),10005)","v":3.25},"OEnoviaPac-C MB 8 MR - H",null,null,{"$f":"IF(Dimensionnement!$F$88=ChoixPAC!$D$61,CONCATENATE(Préconisation!$H$17,\" ou H\"),IF($H$17=\"\",$J$24,IF($H$19<>\"\",CONCATENATE($H$17,\" ou TRI\"),$H$17)))","v":"OEnoviaPac-C MB 6 MR - E ou H"}]
["-20 °C","MAX 60°C",{"$f":"IF('BdD PAC split'!$Y$48=0,ChoixPAC!H49,ChoixPAC!H48)","v":"OEnoviaPac-C MB 11 MR - H"},{"$f":"IF(Dimensionnement!$F$88=ChoixPAC!$D$61,$D$20,IF(AND(Dimensionnement!$C$62=ChoixPAC!$E$7,ChoixPAC!$E$37=ChoixPAC!$D$58),VLOOKUP($C23,'BdD PAC split'!$B$5:$AE$13,'BdD PAC split'!$C$31,FALSE),IF(AND(Dimensionnement!$C$62=ChoixPAC!$E$7,ChoixPAC!$E$37=ChoixPAC!$D$59),VLOOKUP($C23,'BdD PAC split'!$B$15:$AE$23,'BdD PAC split'!$C$31,FALSE),VLOOKUP($D$7,Préconisation!$C$32:$J$52,6,FALSE))))","v":10.1},1.5538461538461539,{"$f":"IFERROR(IF(E23<$D$12,10006,IF(AND($D$11>55,D23=4.5),10000,ABS($D$10-D23))),10006)","v":5.55},"OEnoviaPac-C MB 11 MR - H"]
["-20 °C","MAX 60°C",{"$f":"IF('BdD PAC split'!$Y$48=0,ChoixPAC!H50,\"\")","v":""},{"$f":"IF(AND(Dimensionnement!$C$62=ChoixPAC!$E$7,ChoixPAC!$E$37=ChoixPAC!$D$58),VLOOKUP($C24,'BdD PAC split'!$B$5:$AE$13,'BdD PAC split'!$C$31,FALSE),IF(AND(Dimensionnement!$C$62=ChoixPAC!$E$7,ChoixPAC!$E$37=ChoixPAC!$D$59),VLOOKUP($C24,'BdD PAC split'!$B$15:$AE$23,'BdD PAC split'!$C$31,FALSE),VLOOKUP($D$7,Préconisation!$C$32:$J$52,7,FALSE)))","v":0},{"$f":"IF(C24=\"\",\"\",D24/$D$8)","v":""},{"$f":"IFERROR(IF(E24<$D$12,10007,IF(AND($D$11>55,D24=4.5),10000,ABS($D$10-D24))),10007)","v":4.55},"",null,null,"La PAC sera sous-dimensionnée"]
["-20 °C","MAX 60°C",{"$f":"IF('BdD PAC split'!$Y$48=0,ChoixPAC!H51,\"\")","v":""},{"$f":"IF(AND(Dimensionnement!$C$62=ChoixPAC!$E$7,ChoixPAC!$E$37=ChoixPAC!$D$58),VLOOKUP($C25,'BdD PAC split'!$B$5:$AE$13,'BdD PAC split'!$C$31,FALSE),IF(AND(Dimensionnement!$C$62=ChoixPAC!$E$7,ChoixPAC!$E$37=ChoixPAC!$D$59),VLOOKUP($C25,'BdD PAC split'!$B$15:$AE$23,'BdD PAC split'!$C$31,FALSE),VLOOKUP($D$7,Préconisation!$C$32:$J$52,8,FALSE)))","v":0},{"$f":"IF(C25=\"\",\"\",D25/$D$8)","v":""},{"$f":"IFERROR(IF(E25<$D$12,10008,IF(AND($D$11>55,D25=4.5),10000,ABS($D$10-D25))),10008)","v":4.55},""]
[null,null,null,null,null,null,null,null,null,{"$f":"IF(MIN($F$17:$F$25)=10000,$J$24,\"\")","v":""},"pour message dans dimensionnement"]
[]
[]
[null,null,null,"En rouge = Début de fonctionnement que à -15 °C"]
[null,null,null,"Puissance PAC ( pour le régime de température le plus élevé à la T° correspondante)"]
[null,null,"Température  exterieure","PAC 4,5","PAC 6","PAC 8","PAC 11","PAC 16","PAC 22","PAC 27"]
[null,null,-20,{"$f":"$D$37","v":0},{"$f":"IF('BdD PAC split'!$Y$48=0,$E$37,IF($D$11>=45,'BdD PAC monobloc'!I22,IF($D$11=40,'BdD PAC monobloc'!G22,IF($D$11=35,'BdD PAC monobloc'!E22))))","v":4.5999999999999996},{"$f":"IF('BdD PAC split'!$Y$48=0,IF($D$11>=45,'BdD PAC split'!J133,IF($D$11=40,'BdD PAC split'!H133,IF($D$11=35,'BdD PAC split'!F133))),IF($D$11>=45,'BdD PAC monobloc'!I69,IF($D$11=40,'BdD PAC monobloc'!G69,IF($D$11=35,'BdD PAC monobloc'!E69))))","v":4.5999999999999996},{"$f":"IF('BdD PAC split'!$Y$48=0,IF($D$11>=45,'BdD PAC split'!J180,IF($D$11=40,'BdD PAC split'!H180,IF($D$11=35,'BdD PAC split'!F180))),IF($D$11>=45,'BdD PAC monobloc'!I116,IF($D$11=40,'BdD PAC monobloc'!G116,IF($D$11=35,'BdD PAC monobloc'!E116))))","v":7},{"$f":"IF('BdD PAC split'!$Y$48=0,IF($D$11>=45,'BdD PAC split'!J227,IF($D$11=40,'BdD PAC split'!H227,IF($D$11=35,'BdD PAC split'!F227))),0)","v":0},{"$f":"IF('BdD PAC split'!$Y$48=0,IF($D$11>=45,'BdD PAC split'!J274,IF($D$11=40,'BdD PAC split'!H274,IF($D$11=35,'BdD PAC split'!F274))),0)","v":0},{"$f":"IF('BdD PAC split'!$Y$48=0,IF($D$11>=45,'BdD PAC split'!J321,IF($D$11=40,'BdD PAC split'!H321,IF($D$11=35,'BdD PAC split'!F321))),0)","v":0}]
[null,null,-19,{"$f":"$D$37","v":0},{"$f":"IF('BdD PAC split'!$Y$48=0,$E$37,IF($D$11>=45,'BdD PAC monobloc'!I23,IF($D$11=40,'BdD PAC monobloc'!G23,IF($D$11=35,'BdD PAC monobloc'!E23))))","v":4.9399999999999995},{"$f":"IF('BdD PAC split'!$Y$48=0,IF($D$11>=45,'BdD PAC split'!J134,IF($D$11=40,'BdD PAC split'!H134,IF($D$11=35,'BdD PAC split'!F134))),IF($D$11>=45,'BdD PAC monobloc'!I70,IF($D$11=40,'BdD PAC monobloc'!G70,IF($D$11=35,'BdD PAC monobloc'!E70))))","v":5.0199999999999996},{"$f":"IF('BdD PAC split'!$Y$48=0,IF($D$11>=45,'BdD PAC split'!J181,IF($D$11=40,'BdD PAC split'!H181,IF($D$11=35,'BdD PAC split'!F181))),IF($D$11>=45,'BdD PAC monobloc'!I117,IF($D$11=40,'BdD PAC monobloc'!G117,IF($D$11=35,'BdD PAC monobloc'!E117))))","v":7.12},{"$f":"IF('BdD PAC split'!$Y$48=0,IF($D$11>=45,'BdD PAC split'!J228,IF($D$11=40,'BdD PAC split'!H228,IF($D$11=35,'BdD PAC split'!F228))),0)","v":0},{"$f":"IF('BdD PAC split'!$Y$48=0,IF($D$11>=45,'BdD PAC split'!J275,IF($D$11=40,'BdD PAC split'!H275,IF($D$11=35,'BdD PAC split'!F275))),0)","v":0},{"$f":"IF('BdD PAC split'!$Y$48=0,IF($D$11>=45,'BdD PAC split'!J322,IF($D$11=40,'BdD PAC split'!H322,IF($D$11=35,'BdD PAC split'!F322))),0)","v":0}]
[null,null,-18,{"$f":"$D$37","v":0},{"$f":"IF('BdD PAC split'!$Y$48=0,$E$37,IF($D$11>=45,'BdD PAC monobloc'!I24,IF($D$11=40,'BdD PAC monobloc'!G24,IF($D$11=35,'BdD PAC monobloc'!E24))))","v":5.2799999999999994},{"$f":"IF('BdD PAC split'!$Y$48=0,IF($D$11>=45,'BdD PAC split'!J135,IF($D$11=40,'BdD PAC split'!H135,IF($D$11=35,'BdD PAC split'!F135))),IF($D$11>=45,'BdD PAC monobloc'!I71,IF($D$11=40,'BdD PAC monobloc'!G71,IF($D$11=35,'BdD PAC monobloc'!E71))))","v":5.4399999999999995},{"$f":"IF('BdD PAC split'!$Y$48=0,IF($D$11>=45,'BdD PAC split'!J182,IF($D$11=40,'BdD PAC split'!H182,IF($D$11=35,'BdD PAC split'!F182))),IF($D$11>=45,'BdD PAC monobloc'!I118,IF($D$11=40,'BdD PAC monobloc'!G118,IF($D$11=35,'BdD PAC monobloc'!E118))))","v":7.24},{"$f":"IF('BdD PAC split'!$Y$48=0,IF($D$11>=45,'BdD PAC split'!J229,IF($D$11=40,'BdD PAC split'!H229,IF($D$11=35,'BdD PAC split'!F229))),0)","v":0},{"$f":"IF('BdD PAC split'!$Y$48=0,IF($D$11>=45,'BdD PAC split'!J276,IF($D$11=40,'BdD PAC split'!H276,IF($D$11=35,'BdD PAC split'!F276))),0)","v":0},{"$f":"IF('BdD PAC split'!$Y$48=0,IF($D$11>=45,'BdD PAC split'!J323,IF($D$11=40,'BdD PAC split'!H323,IF($D$11=35,'BdD PAC split'!F323))),0)","v":0}]
[null,null,-17,{"$f":"$D$37","v":0},{"$f":"IF('BdD PAC split'!$Y$48=0,$E$37,IF($D$11>=45,'BdD PAC monobloc'!I25,IF($D$11=40,'BdD PAC monobloc'!G25,IF($D$11=35,'BdD PAC monobloc'!E25))))","v":5.6199999999999992},{"$f":"IF('BdD PAC split'!$Y$48=0,IF($D$11>=45,'BdD PAC split'!J136,IF($D$11=40,'BdD PAC split'!H136,IF($D$11=35,'BdD PAC split'!F136))),IF($D$11>=45,'BdD PAC monobloc'!I72,IF($D$11=40,'BdD PAC monobloc'!G72,IF($D$11=35,'BdD PAC monobloc'!E72))))","v":5.8599999999999994},{"$f":"IF('BdD PAC split'!$Y$48=0,IF($D$11>=45,'BdD PAC split'!J183,IF($D$11=40,'BdD PAC split'!H183,IF($D$11=35,'BdD PAC split'!F183))),IF($D$11>=45,'BdD PAC monobloc'!I119,IF($D$11=40,'BdD PAC monobloc'!G119,IF($D$11=35,'BdD PAC monobloc'!E119))))","v":7.3599999999999994},{"$f":"IF('BdD PAC split'!$Y$48=0,IF($D$11>=45,'BdD PAC split'!J230,IF($D$11=40,'BdD PAC split'!H230,IF($D$11=35,'BdD PAC split'!F230))),0)","v":0},{"$f":"IF('BdD PAC split'!$Y$48=0,IF($D$11>=45,'BdD PAC split'!J277,IF($D$11=40,'BdD PAC split'!H277,IF($D$11=35,'BdD PAC split'!F277))),0)","v":0},{"$f":"IF('BdD PAC split'!$Y$48=0,IF($D$11>=45,'BdD PAC split'!J324,IF($D$11=40,'BdD PAC split'!H324,IF($D$11=35,'BdD PAC split'!F324))),0)","v":0}]
[null,null,-16,{"$f":"$D$37","v":0},{"$f":"IF('BdD PAC split'!$Y$48=0,$E$37,IF($D$11>=45,'BdD PAC monobloc'!I26,IF($D$11=40,'BdD PAC monobloc'!G26,IF($D$11=35,'BdD PAC monobloc'!E26))))","v":5.96},{"$f":"IF('BdD PAC split'!$Y$48=0,IF($D$11>=45,'BdD PAC split'!J137,IF($D$11=40,'BdD PAC split'!H137,IF($D$11=35,'BdD PAC split'!F137))),IF($D$11>=45,'BdD PAC monobloc'!I73,IF($D$11=40,'BdD PAC monobloc'!G73,IF($D$11=35,'BdD PAC monobloc'!E73))))","v":6.28},{"$f":"IF('BdD PAC split'!$Y$48=0,IF($D$11>=45,'BdD PAC split'!J184,IF($D$11=40,'BdD PAC split'!H184,IF($D$11=35,'BdD PAC split'!F184))),IF($D$11>=45,'BdD PAC monobloc'!I120,IF($D$11=40,'BdD PAC monobloc'!G120,IF($D$11=35,'BdD PAC monobloc'!E120))))","v":7.4799999999999995},{"$f":"IF('BdD PAC split'!$Y$48=0,IF($D$11>=45,'BdD PAC split'!J231,IF($D$11=40,'BdD PAC split'!H231,IF($D$11=35,'BdD PAC split'!F231))),0)","v":0},{"$f":"IF('BdD PAC split'!$Y$48=0,IF($D$11>=45,'BdD PAC split'!J278,IF($D$11=40,'BdD PAC split'!H278,IF($D$11=35,'BdD PAC split'!F278))),0)","v":0},{"$f":"IF('BdD PAC split'!$Y$48=0,IF($D$11>=45,'BdD PAC split'!J325,IF($D$11=40,'BdD PAC split'!H325,IF($D$11=35,'BdD PAC split'!F325))),0)","v":0}]
[null,null,-15,{"$f":"IF('BdD PAC split'!$Y$48=0,IF($D$11>=45,'BdD PAC split'!J44,IF($D$11=40,'BdD PAC split'!H44,IF($D$11=35,'BdD PAC split'!F44))),0)","v":0},{"$f":"IF('BdD PAC split'!$Y$48=0,IF($D$11>=50,'BdD PAC split'!L91,IF($D$11=45,'BdD PAC split'!J91,IF($D$11=40,'BdD PAC split'!H91,IF($D$11=35,'BdD PAC split'!F91)))),IF($D$11>=45,'BdD PAC monobloc'!I27,IF($D$11=40,'BdD PAC monobloc'!G27,IF($D$11=35,'BdD PAC monobloc'!E27))))","v":6.3},{"$f":"IF('BdD PAC split'!$Y$48=0,IF($D$11>=50,'BdD PAC split'!L138,IF($D$11=45,'BdD PAC split'!J138,IF($D$11=40,'BdD PAC split'!H138,'BdD PAC split'!F138))),IF($D$11>=45,'BdD PAC monobloc'!I74,IF($D$11=40,'BdD PAC monobloc'!G74,IF($D$11=35,'BdD PAC monobloc'!E74))))","v":6.7},{"$f":"IF('BdD PAC split'!$Y$48=0,IF($D$11>=55,'BdD PAC split'!N185,IF($D$11=50,'BdD PAC split'!L185,IF($D$11=45,'BdD PAC split'!J185,IF($D$11=40,'BdD PAC split'!H185,'BdD PAC split'!F185)))),IF($D$11>=45,'BdD PAC monobloc'!I121,IF($D$11=40,'BdD PAC monobloc'!G121,IF($D$11=35,'BdD PAC monobloc'!E121))))","v":7.6},{"$f":"IF('BdD PAC split'!$Y$48=0,IF($D$11>=55,'BdD PAC split'!N232,IF($D$11=50,'BdD PAC split'!L232,IF($D$11=45,'BdD PAC split'!J232,IF($D$11=40,'BdD PAC split'!H232,'BdD PAC split'!F232)))),0)","v":0},{"$f":"IF('BdD PAC split'!$Y$48=0,IF($D$11>=45,'BdD PAC split'!J279,IF($D$11=40,'BdD PAC split'!H279,IF($D$11=35,'BdD PAC split'!F279))),0)","v":0},{"$f":"IF('BdD PAC split'!$Y$48=0,IF($D$11>=45,'BdD PAC split'!J326,IF($D$11=40,'BdD PAC split'!H326,IF($D$11=35,'BdD PAC split'!F326))),0)","v":0}]
[null,null,-14,{"$f":"IF('BdD PAC split'!$Y$48=0,IF($D$11>=45,'BdD PAC split'!J45,IF($D$11=40,'BdD PAC split'!H45,IF($D$11=35,'BdD PAC split'!F45))),0)","v":0},{"$f":"IF('BdD PAC split'!$Y$48=0,IF($D$11>=50,'BdD PAC split'!L92,IF($D$11=45,'BdD PAC split'!J92,IF($D$11=40,'BdD PAC split'!H92,IF($D$11=35,'BdD PAC split'!F92)))),IF($D$11>=45,'BdD PAC monobloc'!I28,IF($D$11=40,'BdD PAC monobloc'!G28,IF($D$11=35,'BdD PAC monobloc'!E28))))","v":6.3599999999999994},{"$f":"IF('BdD PAC split'!$Y$48=0,IF($D$11>=50,'BdD PAC split'!L139,IF($D$11=45,'BdD PAC split'!J139,IF($D$11=40,'BdD PAC split'!H139,'BdD PAC split'!F139))),IF($D$11>=45,'BdD PAC monobloc'!I75,IF($D$11=40,'BdD PAC monobloc'!G75,IF($D$11=35,'BdD PAC monobloc'!E75))))","v":6.92},{"$f":"IF('BdD PAC split'!$Y$48=0,IF($D$11>=55,'BdD PAC split'!N186,IF($D$11=50,'BdD PAC split'!L186,IF($D$11=45,'BdD PAC split'!J186,IF($D$11=40,'BdD PAC split'!H186,'BdD PAC split'!F186)))),IF($D$11>=45,'BdD PAC monobloc'!I122,IF($D$11=40,'BdD PAC monobloc'!G122,IF($D$11=35,'BdD PAC monobloc'!E122))))","v":8.1},{"$f":"IF('BdD PAC split'!$Y$48=0,IF($D$11>=55,'BdD PAC split'!N233,IF($D$11=50,'BdD PAC split'!L233,IF($D$11=45,'BdD PAC split'!J233,IF($D$11=40,'BdD PAC split'!H233,'BdD PAC split'!F233)))),0)","v":0},{"$f":"IF('BdD PAC split'!$Y$48=0,IF($D$11>=45,'BdD PAC split'!J280,IF($D$11=40,'BdD PAC split'!H280,IF($D$11=35,'BdD PAC split'!F280))),0)","v":0},{"$f":"IF('BdD PAC split'!$Y$48=0,IF($D$11>=45,'BdD PAC split'!J327,IF($D$11=40,'BdD PAC split'!H327,IF($D$11=35,'BdD PAC split'!F327))),0)","v":0}]
[null,null,-13,{"$f":"IF('BdD PAC split'!$Y$48=0,IF($D$11>=45,'BdD PAC split'!J46,IF($D$11=40,'BdD PAC split'!H46,IF($D$11=35,'BdD PAC split'!F46))),0)","v":0},{"$f":"IF('BdD PAC split'!$Y$48=0,IF($D$11>=50,'BdD PAC split'!L93,IF($D$11=45,'BdD PAC split'!J93,IF($D$11=40,'BdD PAC split'!H93,IF($D$11=35,'BdD PAC split'!F93)))),IF($D$11>=45,'BdD PAC monobloc'!I29,IF($D$11=40,'BdD PAC monobloc'!G29,IF($D$11=35,'BdD PAC monobloc'!E29))))","v":6.42},{"$f":"IF('BdD PAC split'!$Y$48=0,IF($D$11>=50,'BdD PAC split'!L140,IF($D$11=45,'BdD PAC split'!J140,IF($D$11=40,'BdD PAC split'!H140,'BdD PAC split'!F140))),IF($D$11>=45,'BdD PAC monobloc'!I76,IF($D$11=40,'BdD PAC monobloc'!G76,IF($D$11=35,'BdD PAC monobloc'!E76))))","v":7.14},{"$f":"IF('BdD PAC split'!$Y$48=0,IF($D$11>=55,'BdD PAC split'!N187,IF($D$11=50,'BdD PAC split'!L187,IF($D$11=45,'BdD PAC split'!J187,IF($D$11=40,'BdD PAC split'!H187,'BdD PAC split'!F187)))),IF($D$11>=45,'BdD PAC monobloc'!I123,IF($D$11=40,'BdD PAC monobloc'!G123,IF($D$11=35,'BdD PAC monobloc'!E123))))","v":8.6},{"$f":"IF('BdD PAC split'!$Y$48=0,IF($D$11>=55,'BdD PAC split'!N234,IF($D$11=50,'BdD PAC split'!L234,IF($D$11=45,'BdD PAC split'!J234,IF($D$11=40,'BdD PAC split'!H234,'BdD PAC split'!F234)))),0)","v":0},{"$f":"IF('BdD PAC split'!$Y$48=0,IF($D$11>=45,'BdD PAC split'!J281,IF($D$11=40,'BdD PAC split'!H281,IF($D$11=35,'BdD PAC split'!F281))),0)","v":0},{"$f":"IF('BdD PAC split'!$Y$48=0,IF($D$11>=45,'BdD PAC split'!J328,IF($D$11=40,'BdD PAC split'!H328,IF($D$11=35,'BdD PAC split'!F328))),0)","v":0}]
[null,null,-12,{"$f":"IF('BdD PAC split'!$Y$48=0,IF($D$11>=45,'BdD PAC split'!J47,IF($D$11=40,'BdD PAC split'!H47,IF($D$11=35,'BdD PAC split'!F47))),0)","v":0},{"$f":"IF('BdD PAC split'!$Y$48=0,IF($D$11>=50,'BdD PAC split'!L94,IF($D$11=45,'BdD PAC split'!J94,IF($D$11=40,'BdD PAC split'!H94,IF($D$11=35,'BdD PAC split'!F94)))),IF($D$11>=45,'BdD PAC monobloc'!I30,IF($D$11=40,'BdD PAC monobloc'!G30,IF($D$11=35,'BdD PAC monobloc'!E30))))","v":6.4799999999999995},{"$f":"IF('BdD PAC split'!$Y$48=0,IF($D$11>=50,'BdD PAC split'!L141,IF($D$11=45,'BdD PAC split'!J141,IF($D$11=40,'BdD PAC split'!H141,'BdD PAC split'!F141))),IF($D$11>=45,'BdD PAC monobloc'!I77,IF($D$11=40,'BdD PAC monobloc'!G77,IF($D$11=35,'BdD PAC monobloc'!E77))))","v":7.36},{"$f":"IF('BdD PAC split'!$Y$48=0,IF($D$11>=55,'BdD PAC split'!N188,IF($D$11=50,'BdD PAC split'!L188,IF($D$11=45,'BdD PAC split'!J188,IF($D$11=40,'BdD PAC split'!H188,'BdD PAC split'!F188)))),IF($D$11>=45,'BdD PAC monobloc'!I124,IF($D$11=40,'BdD PAC monobloc'!G124,IF($D$11=35,'BdD PAC monobloc'!E124))))","v":9.1},{"$f":"IF('BdD PAC split'!$Y$48=0,IF($D$11>=55,'BdD PAC split'!N235,IF($D$11=50,'BdD PAC split'!L235,IF($D$11=45,'BdD PAC split'!J235,IF($D$11=40,'BdD PAC split'!H235,'BdD PAC split'!F235)))),0)","v":0},{"$f":"IF('BdD PAC split'!$Y$48=0,IF($D$11>=45,'BdD PAC split'!J282,IF($D$11=40,'BdD PAC split'!H282,IF($D$11=35,'BdD PAC split'!F282))),0)","v":0},{"$f":"IF('BdD PAC split'!$Y$48=0,IF($D$11>=45,'BdD PAC split'!J329,IF($D$11=40,'BdD PAC split'!H329,IF($D$11=35,'BdD PAC split'!F329))),0)","v":0}]
[null,null,-11,{"$f":"IF('BdD PAC split'!$Y$48=0,IF($D$11>=45,'BdD PAC split'!J48,IF($D$11=40,'BdD PAC split'!H48,IF($D$11=35,'BdD PAC split'!F48))),0)","v":0},{"$f":"IF('BdD PAC split'!$Y$48=0,IF($D$11>=50,'BdD PAC split'!L95,IF($D$11=45,'BdD PAC split'!J95,IF($D$11=40,'BdD PAC split'!H95,IF($D$11=35,'BdD PAC split'!F95)))),IF($D$11>=45,'BdD PAC monobloc'!I31,IF($D$11=40,'BdD PAC monobloc'!G31,IF($D$11=35,'BdD PAC monobloc'!E31))))","v":6.54},{"$f":"IF('BdD PAC split'!$Y$48=0,IF($D$11>=50,'BdD PAC split'!L142,IF($D$11=45,'BdD PAC split'!J142,IF($D$11=40,'BdD PAC split'!H142,'BdD PAC split'!F142))),IF($D$11>=45,'BdD PAC monobloc'!I78,IF($D$11=40,'BdD PAC monobloc'!G78,IF($D$11=35,'BdD PAC monobloc'!E78))))","v":7.58},{"$f":"IF('BdD PAC split'!$Y$48=0,IF($D$11>=55,'BdD PAC split'!N189,IF($D$11=50,'BdD PAC split'!L189,IF($D$11=45,'BdD PAC split'!J189,IF($D$11=40,'BdD PAC split'!H189,'BdD PAC split'!F189)))),IF($D$11>=45,'BdD PAC monobloc'!I125,IF($D$11=40,'BdD PAC monobloc'!G125,IF($D$11=35,'BdD PAC monobloc'!E125))))","v":9.6},{"$f":"IF('BdD PAC split'!$Y$48=0,IF($D$11>=55,'BdD PAC split'!N236,IF($D$11=50,'BdD PAC split'!L236,IF($D$11=45,'BdD PAC split'!J236,IF($D$11=40,'BdD PAC split'!H236,'BdD PAC split'!F236)))),0)","v":0},{"$f":"IF('BdD PAC split'!$Y$48=0,IF($D$11>=45,'BdD PAC split'!J283,IF($D$11=40,'BdD PAC split'!H283,IF($D$11=35,'BdD PAC split'!F283))),0)","v":0},{"$f":"IF('BdD PAC split'!$Y$48=0,IF($D$11>=45,'BdD PAC split'!J330,IF($D$11=40,'BdD PAC split'!H330,IF($D$11=35,'BdD PAC split'!F330))),0)","v":0}]
[null,null,-10,{"$f":"IF('BdD PAC split'!$Y$48=0,IF($D$11>=50,'BdD PAC split'!L49,IF($D$11=45,'BdD PAC split'!J49,IF($D$11=40,'BdD PAC split'!H49,'BdD PAC split'!F49))),0)","v":0},{"$f":"IF('BdD PAC split'!$Y$48=0,IF($D$11>=50,'BdD PAC split'!L96,IF($D$11=45,'BdD PAC split'!J96,IF($D$11=40,'BdD PAC split'!H96,IF($D$11=35,'BdD PAC split'!F96)))),IF($D$11>=55,'BdD PAC monobloc'!M32,IF($D$11=50,'BdD PAC monobloc'!K32,IF($D$11=45,'BdD PAC monobloc'!I32,IF($D$11=40,'BdD PAC monobloc'!G32,IF($D$11=35,'BdD PAC monobloc'!E32))))))","v":6.6},{"$f":"IF('BdD PAC split'!$Y$48=0,IF($D$11>=55,'BdD PAC split'!N143,IF($D$11=50,'BdD PAC split'!L143,IF($D$11=45,'BdD PAC split'!J143,IF($D$11=40,'BdD PAC split'!H143,'BdD PAC split'!F143)))),IF($D$11>=55,'BdD PAC monobloc'!M79,IF($D$11=50,'BdD PAC monobloc'!K79,IF($D$11=45,'BdD PAC monobloc'!I79,IF($D$11=40,'BdD PAC monobloc'!G79,IF($D$11=35,'BdD PAC monobloc'!E79))))))","v":7.8},{"$f":"IF('BdD PAC split'!$Y$48=0,IF($D$11>=55,'BdD PAC split'!N190,IF($D$11=50,'BdD PAC split'!L190,IF($D$11=45,'BdD PAC split'!J190,IF($D$11=40,'BdD PAC split'!H190,'BdD PAC split'!F190)))),IF($D$11>=55,'BdD PAC monobloc'!M126,IF($D$11=50,'BdD PAC monobloc'!K126,IF($D$11=45,'BdD PAC monobloc'!I126,IF($D$11=40,'BdD PAC monobloc'!G126,IF($D$11=35,'BdD PAC monobloc'!E126))))))","v":10.1},{"$f":"IF('BdD PAC split'!$Y$48=0,IF($D$11>=55,'BdD PAC split'!N237,IF($D$11=50,'BdD PAC split'!L237,IF($D$11=45,'BdD PAC split'!J237,IF($D$11=40,'BdD PAC split'!H237,'BdD PAC split'!F237)))),0)","v":0},{"$f":"IF('BdD PAC split'!$Y$48=0,IF($D$11>=45,'BdD PAC split'!J284,IF($D$11=40,'BdD PAC split'!H284,IF($D$11=35,'BdD PAC split'!F284))),0)","v":0},{"$f":"IF('BdD PAC split'!$Y$48=0,IF($D$11>=45,'BdD PAC split'!J331,IF($D$11=40,'BdD PAC split'!H331,IF($D$11=35,'BdD PAC split'!F331))),0)","v":0}]
[null,null,-9,{"$f":"IF('BdD PAC split'!$Y$48=0,IF($D$11>=50,'BdD PAC split'!L50,IF($D$11=45,'BdD PAC split'!J50,IF($D$11=40,'BdD PAC split'!H50,'BdD PAC split'!F50))),0)","v":0},{"$f":"IF('BdD PAC split'!$Y$48=0,IF($D$11>=50,'BdD PAC split'!L97,IF($D$11=45,'BdD PAC split'!J97,IF($D$11=40,'BdD PAC split'!H97,IF($D$11=35,'BdD PAC split'!F97)))),IF($D$11>=55,'BdD PAC monobloc'!M33,IF($D$11=50,'BdD PAC monobloc'!K33,IF($D$11=45,'BdD PAC monobloc'!I33,IF($D$11=40,'BdD PAC monobloc'!G33,IF($D$11=35,'BdD PAC monobloc'!E33))))))","v":6.8666666666666663},{"$f":"IF('BdD PAC split'!$Y$48=0,IF($D$11>=55,'BdD PAC split'!N144,IF($D$11=50,'BdD PAC split'!L144,IF($D$11=45,'BdD PAC split'!J144,IF($D$11=40,'BdD PAC split'!H144,'BdD PAC split'!F144)))),IF($D$11>=55,'BdD PAC monobloc'!M80,IF($D$11=50,'BdD PAC monobloc'!K80,IF($D$11=45,'BdD PAC monobloc'!I80,IF($D$11=40,'BdD PAC monobloc'!G80,IF($D$11=35,'BdD PAC monobloc'!E80))))))","v":7.9666666666666668},{"$f":"IF('BdD PAC split'!$Y$48=0,IF($D$11>=55,'BdD PAC split'!N191,IF($D$11=50,'BdD PAC split'!L191,IF($D$11=45,'BdD PAC split'!J191,IF($D$11=40,'BdD PAC split'!H191,'BdD PAC split'!F191)))),IF($D$11>=55,'BdD PAC monobloc'!M127,IF($D$11=50,'BdD PAC monobloc'!K127,IF($D$11=45,'BdD PAC monobloc'!I127,IF($D$11=40,'BdD PAC monobloc'!G127,IF($D$11=35,'BdD PAC monobloc'!E127))))))","v":10.199999999999999},{"$f":"IF('BdD PAC split'!$Y$48=0,IF($D$11>=55,'BdD PAC split'!N238,IF($D$11=50,'BdD PAC split'!L238,IF($D$11=45,'BdD PAC split'!J238,IF($D$11=40,'BdD PAC split'!H238,'BdD PAC split'!F238)))),0)","v":0},{"$f":"IF('BdD PAC split'!$Y$48=0,IF($D$11>=45,'BdD PAC split'!J285,IF($D$11=40,'BdD PAC split'!H285,IF($D$11=35,'BdD PAC split'!F285))),0)","v":0},{"$f":"IF('BdD PAC split'!$Y$48=0,IF($D$11>=45,'BdD PAC split'!J332,IF($D$11=40,'BdD PAC split'!H332,IF($D$11=35,'BdD PAC split'!F332))),0)","v":0}]
[null,null,-8,{"$f":"IF('BdD PAC split'!$Y$48=0,IF($D$11>=50,'BdD PAC split'!L51,IF($D$11=45,'BdD PAC split'!J51,IF($D$11=40,'BdD PAC split'!H51,'BdD PAC split'!F51))),0)","v":0},{"$f":"IF('BdD PAC split'!$Y$48=0,IF($D$11>=50,'BdD PAC split'!L98,IF($D$11=45,'BdD PAC split'!J98,IF($D$11=40,'BdD PAC split'!H98,IF($D$11=35,'BdD PAC split'!F98)))),IF($D$11>=55,'BdD PAC monobloc'!M34,IF($D$11=50,'BdD PAC monobloc'!K34,IF($D$11=45,'BdD PAC monobloc'!I34,IF($D$11=40,'BdD PAC monobloc'!G34,IF($D$11=35,'BdD PAC monobloc'!E34))))))","v":7.1333333333333337},{"$f":"IF('BdD PAC split'!$Y$48=0,IF($D$11>=55,'BdD PAC split'!N145,IF($D$11=50,'BdD PAC split'!L145,IF($D$11=45,'BdD PAC split'!J145,IF($D$11=40,'BdD PAC split'!H145,'BdD PAC split'!F145)))),IF($D$11>=55,'BdD PAC monobloc'!M81,IF($D$11=50,'BdD PAC monobloc'!K81,IF($D$11=45,'BdD PAC monobloc'!I81,IF($D$11=40,'BdD PAC monobloc'!G81,IF($D$11=35,'BdD PAC monobloc'!E81))))))","v":8.1333333333333329},{"$f":"IF('BdD PAC split'!$Y$48=0,IF($D$11>=55,'BdD PAC split'!N192,IF($D$11=50,'BdD PAC split'!L192,IF($D$11=45,'BdD PAC split'!J192,IF($D$11=40,'BdD PAC split'!H192,'BdD PAC split'!F192)))),IF($D$11>=55,'BdD PAC monobloc'!M128,IF($D$11=50,'BdD PAC monobloc'!K128,IF($D$11=45,'BdD PAC monobloc'!I128,IF($D$11=40,'BdD PAC monobloc'!G128,IF($D$11=35,'BdD PAC monobloc'!E128))))))","v":10.3},{"$f":"IF('BdD PAC split'!$Y$48=0,IF($D$11>=55,'BdD PAC split'!N239,IF($D$11=50,'BdD PAC split'!L239,IF($D$11=45,'BdD PAC split'!J239,IF($D$11=40,'BdD PAC split'!H239,'BdD PAC split'!F239)))),0)","v":0},{"$f":"IF('BdD PAC split'!$Y$48=0,IF($D$11>=45,'BdD PAC split'!J286,IF($D$11=40,'BdD PAC split'!H286,IF($D$11=35,'BdD PAC split'!F286))),0)","v":0},{"$f":"IF('BdD PAC split'!$Y$48=0,IF($D$11>=45,'BdD PAC split'!J333,IF($D$11=40,'BdD PAC split'!H333,IF($D$11=35,'BdD PAC split'!F333))),0)","v":0}]
[null,null,-7,{"$f":"IF('BdD PAC split'!$Y$48=0,IF($D$11>=55,'BdD PAC split'!N52,IF($D$11=50,'BdD PAC split'!L52,IF($D$11=45,'BdD PAC split'!J52,IF($D$11=40,'BdD PAC split'!H52,'BdD PAC split'!F52)))),0)","v":0},{"$f":"IF('BdD PAC split'!$Y$48=0,IF($D$11>=50,'BdD PAC split'!L99,IF($D$11=45,'BdD PAC split'!J99,IF($D$11=40,'BdD PAC split'!H99,IF($D$11=35,'BdD PAC split'!F99)))),IF($D$11>=55,'BdD PAC monobloc'!M35,IF($D$11=50,'BdD PAC monobloc'!K35,IF($D$11=45,'BdD PAC monobloc'!I35,IF($D$11=40,'BdD PAC monobloc'!G35,IF($D$11=35,'BdD PAC monobloc'!E35))))))","v":7.4},{"$f":"IF('BdD PAC split'!$Y$48=0,IF($D$11>=55,'BdD PAC split'!N146,IF($D$11=50,'BdD PAC split'!L146,IF($D$11=45,'BdD PAC split'!J146,IF($D$11=40,'BdD PAC split'!H146,'BdD PAC split'!F146)))),IF($D$11>=55,'BdD PAC monobloc'!M82,IF($D$11=50,'BdD PAC monobloc'!K82,IF($D$11=45,'BdD PAC monobloc'!I82,IF($D$11=40,'BdD PAC monobloc'!G82,IF($D$11=35,'BdD PAC monobloc'!E82))))))","v":8.3000000000000007},{"$f":"IF('BdD PAC split'!$Y$48=0,IF($D$11>=55,'BdD PAC split'!N193,IF($D$11=50,'BdD PAC split'!L193,IF($D$11=45,'BdD PAC split'!J193,IF($D$11=40,'BdD PAC split'!H193,'BdD PAC split'!F193)))),IF($D$11>=55,'BdD PAC monobloc'!M129,IF($D$11=50,'BdD PAC monobloc'!K129,IF($D$11=45,'BdD PAC monobloc'!I129,IF($D$11=40,'BdD PAC monobloc'!G129,IF($D$11=35,'BdD PAC monobloc'!E129))))))","v":10.4},{"$f":"IF('BdD PAC split'!$Y$48=0,IF($D$11>=55,'BdD PAC split'!N240,IF($D$11=50,'BdD PAC split'!L240,IF($D$11=45,'BdD PAC split'!J240,IF($D$11=40,'BdD PAC split'!H240,'BdD PAC split'!F240)))),0)","v":0},{"$f":"IF('BdD PAC split'!$Y$48=0,IF($D$11>=45,'BdD PAC split'!J287,IF($D$11=40,'BdD PAC split'!H287,IF($D$11=35,'BdD PAC split'!F287))),0)","v":0},{"$f":"IF('BdD PAC split'!$Y$48=0,IF($D$11>=45,'BdD PAC split'!J334,IF($D$11=40,'BdD PAC split'!H334,IF($D$11=35,'BdD PAC split'!F334))),0)","v":0}]
[null,null,-6,{"$f":"IF('BdD PAC split'!$Y$48=0,IF($D$11>=55,'BdD PAC split'!N53,IF($D$11=50,'BdD PAC split'!L53,IF($D$11=45,'BdD PAC split'!J53,IF($D$11=40,'BdD PAC split'!H53,'BdD PAC split'!F53)))),0)","v":0},{"$f":"IF('BdD PAC split'!$Y$48=0,IF($D$11>=50,'BdD PAC split'!L100,IF($D$11=45,'BdD PAC split'!J100,IF($D$11=40,'BdD PAC split'!H100,IF($D$11=35,'BdD PAC split'!F100)))),IF($D$11>=55,'BdD PAC monobloc'!M36,IF($D$11=50,'BdD PAC monobloc'!K36,IF($D$11=45,'BdD PAC monobloc'!I36,IF($D$11=40,'BdD PAC monobloc'!G36,IF($D$11=35,'BdD PAC monobloc'!E36))))))","v":7.5777777777777784},{"$f":"IF('BdD PAC split'!$Y$48=0,IF($D$11>=55,'BdD PAC split'!N147,IF($D$11=50,'BdD PAC split'!L147,IF($D$11=45,'BdD PAC split'!J147,IF($D$11=40,'BdD PAC split'!H147,'BdD PAC split'!F147)))),IF($D$11>=55,'BdD PAC monobloc'!M83,IF($D$11=50,'BdD PAC monobloc'!K83,IF($D$11=45,'BdD PAC monobloc'!I83,IF($D$11=40,'BdD PAC monobloc'!G83,IF($D$11=35,'BdD PAC monobloc'!E83))))))","v":8.4555555555555557},{"$f":"IF('BdD PAC split'!$Y$48=0,IF($D$11>=55,'BdD PAC split'!N194,IF($D$11=50,'BdD PAC split'!L194,IF($D$11=45,'BdD PAC split'!J194,IF($D$11=40,'BdD PAC split'!H194,'BdD PAC split'!F194)))),IF($D$11>=55,'BdD PAC monobloc'!M130,IF($D$11=50,'BdD PAC monobloc'!K130,IF($D$11=45,'BdD PAC monobloc'!I130,IF($D$11=40,'BdD PAC monobloc'!G130,IF($D$11=35,'BdD PAC monobloc'!E130))))))","v":10.633333333333333},{"$f":"IF('BdD PAC split'!$Y$48=0,IF($D$11>=55,'BdD PAC split'!N241,IF($D$11=50,'BdD PAC split'!L241,IF($D$11=45,'BdD PAC split'!J241,IF($D$11=40,'BdD PAC split'!H241,'BdD PAC split'!F241)))),0)","v":0},{"$f":"IF('BdD PAC split'!$Y$48=0,IF($D$11>=45,'BdD PAC split'!J288,IF($D$11=40,'BdD PAC split'!H288,IF($D$11=35,'BdD PAC split'!F288))),0)","v":0},{"$f":"IF('BdD PAC split'!$Y$48=0,IF($D$11>=45,'BdD PAC split'!J335,IF($D$11=40,'BdD PAC split'!H335,IF($D$11=35,'BdD PAC split'!F335))),0)","v":0}]
[null,null,-5,{"$f":"IF('BdD PAC split'!$Y$48=0,IF($D$11>=55,'BdD PAC split'!N54,IF($D$11=50,'BdD PAC split'!L54,IF($D$11=45,'BdD PAC split'!J54,IF($D$11=40,'BdD PAC split'!H54,'BdD PAC split'!F54)))),0)","v":0},{"$f":"IF('BdD PAC split'!$Y$48=0,IF($D$11>=50,'BdD PAC split'!L101,IF($D$11=45,'BdD PAC split'!J101,IF($D$11=40,'BdD PAC split'!H101,IF($D$11=35,'BdD PAC split'!F101)))),IF($D$11>=55,'BdD PAC monobloc'!M37,IF($D$11=50,'BdD PAC monobloc'!K37,IF($D$11=45,'BdD PAC monobloc'!I37,IF($D$11=40,'BdD PAC monobloc'!G37,IF($D$11=35,'BdD PAC monobloc'!E37))))))","v":7.7555555555555555},{"$f":"IF('BdD PAC split'!$Y$48=0,IF($D$11>=55,'BdD PAC split'!N148,IF($D$11=50,'BdD PAC split'!L148,IF($D$11=45,'BdD PAC split'!J148,IF($D$11=40,'BdD PAC split'!H148,'BdD PAC split'!F148)))),IF($D$11>=55,'BdD PAC monobloc'!M84,IF($D$11=50,'BdD PAC monobloc'!K84,IF($D$11=45,'BdD PAC monobloc'!I84,IF($D$11=40,'BdD PAC monobloc'!G84,IF($D$11=35,'BdD PAC monobloc'!E84))))))","v":8.6111111111111107},{"$f":"IF('BdD PAC split'!$Y$48=0,IF($D$11>=55,'BdD PAC split'!N195,IF($D$11=50,'BdD PAC split'!L195,IF($D$11=45,'BdD PAC split'!J195,IF($D$11=40,'BdD PAC split'!H195,'BdD PAC split'!F195)))),IF($D$11>=55,'BdD PAC monobloc'!M131,IF($D$11=50,'BdD PAC monobloc'!K131,IF($D$11=45,'BdD PAC monobloc'!I131,IF($D$11=40,'BdD PAC monobloc'!G131,IF($D$11=35,'BdD PAC monobloc'!E131))))))","v":10.866666666666667},{"$f":"IF('BdD PAC split'!$Y$48=0,IF($D$11>=55,'BdD PAC split'!N242,IF($D$11=50,'BdD PAC split'!L242,IF($D$11=45,'BdD PAC split'!J242,IF($D$11=40,'BdD PAC split'!H242,'BdD PAC split'!F242)))),0)","v":0},{"$f":"IF('BdD PAC split'!$Y$48=0,IF($D$11>=45,'BdD PAC split'!J289,IF($D$11=40,'BdD PAC split'!H289,IF($D$11=35,'BdD PAC split'!F289))),0)","v":0},{"$f":"IF('BdD PAC split'!$Y$48=0,IF($D$11>=45,'BdD PAC split'!J336,IF($D$11=40,'BdD PAC split'!H336,IF($D$11=35,'BdD PAC split'!F336))),0)","v":0}]
[null,null,-4,{"$f":"IF('BdD PAC split'!$Y$48=0,IF($D$11>=55,'BdD PAC split'!N55,IF($D$11=50,'BdD PAC split'!L55,IF($D$11=45,'BdD PAC split'!J55,IF($D$11=40,'BdD PAC split'!H55,'BdD PAC split'!F55)))),0)","v":0},{"$f":"IF('BdD PAC split'!$Y$48=0,IF($D$11>=50,'BdD PAC split'!L102,IF($D$11=45,'BdD PAC split'!J102,IF($D$11=40,'BdD PAC split'!H102,IF($D$11=35,'BdD PAC split'!F102)))),IF($D$11>=55,'BdD PAC monobloc'!M38,IF($D$11=50,'BdD PAC monobloc'!K38,IF($D$11=45,'BdD PAC monobloc'!I38,IF($D$11=40,'BdD PAC monobloc'!G38,IF($D$11=35,'BdD PAC monobloc'!E38))))))","v":7.9333333333333336},{"$f":"IF('BdD PAC split'!$Y$48=0,IF($D$11>=55,'BdD PAC split'!N149,IF($D$11=50,'BdD PAC split'!L149,IF($D$11=45,'BdD PAC split'!J149,IF($D$11=40,'BdD PAC split'!H149,'BdD PAC split'!F149)))),IF($D$11>=55,'BdD PAC monobloc'!M85,IF($D$11=50,'BdD PAC monobloc'!K85,IF($D$11=45,'BdD PAC monobloc'!I85,IF($D$11=40,'BdD PAC monobloc'!G85,IF($D$11=35,'BdD PAC monobloc'!E85))))))","v":8.7666666666666675},{"$f":"IF('BdD PAC split'!$Y$48=0,IF($D$11>=55,'BdD PAC split'!N196,IF($D$11=50,'BdD PAC split'!L196,IF($D$11=45,'BdD PAC split'!J196,IF($D$11=40,'BdD PAC split'!H196,'BdD PAC split'!F196)))),IF($D$11>=55,'BdD PAC monobloc'!M132,IF($D$11=50,'BdD PAC monobloc'!K132,IF($D$11=45,'BdD PAC monobloc'!I132,IF($D$11=40,'BdD PAC monobloc'!G132,IF($D$11=35,'BdD PAC monobloc'!E132))))))","v":11.1},{"$f":"IF('BdD PAC split'!$Y$48=0,IF($D$11>=55,'BdD PAC split'!N243,IF($D$11=50,'BdD PAC split'!L243,IF($D$11=45,'BdD PAC split'!J243,IF($D$11=40,'BdD PAC split'!H243,'BdD PAC split'!F243)))),0)","v":0},{"$f":"IF('BdD PAC split'!$Y$48=0,IF($D$11>=45,'BdD PAC split'!J290,IF($D$11=40,'BdD PAC split'!H290,IF($D$11=35,'BdD PAC split'!F290))),0)","v":0},{"$f":"IF('BdD PAC split'!$Y$48=0,IF($D$11>=45,'BdD PAC split'!J337,IF($D$11=40,'BdD PAC split'!H337,IF($D$11=35,'BdD PAC split'!F337))),0)","v":0}]
[null,null,-3,{"$f":"IF('BdD PAC split'!$Y$48=0,IF($D$11>=55,'BdD PAC split'!N56,IF($D$11=50,'BdD PAC split'!L56,IF($D$11=45,'BdD PAC split'!J56,IF($D$11=40,'BdD PAC split'!H56,'BdD PAC split'!F56)))),0)","v":0},{"$f":"IF('BdD PAC split'!$Y$48=0,IF($D$11>=50,'BdD PAC split'!L103,IF($D$11=45,'BdD PAC split'!J103,IF($D$11=40,'BdD PAC split'!H103,IF($D$11=35,'BdD PAC split'!F103)))),IF($D$11>=55,'BdD PAC monobloc'!M39,IF($D$11=50,'BdD PAC monobloc'!K39,IF($D$11=45,'BdD PAC monobloc'!I39,IF($D$11=40,'BdD PAC monobloc'!G39,IF($D$11=35,'BdD PAC monobloc'!E39))))))","v":8.1111111111111107},{"$f":"IF('BdD PAC split'!$Y$48=0,IF($D$11>=55,'BdD PAC split'!N150,IF($D$11=50,'BdD PAC split'!L150,IF($D$11=45,'BdD PAC split'!J150,IF($D$11=40,'BdD PAC split'!H150,'BdD PAC split'!F150)))),IF($D$11>=55,'BdD PAC monobloc'!M86,IF($D$11=50,'BdD PAC monobloc'!K86,IF($D$11=45,'BdD PAC monobloc'!I86,IF($D$11=40,'BdD PAC monobloc'!G86,IF($D$11=35,'BdD PAC monobloc'!E86))))))","v":8.9222222222222225},{"$f":"IF('BdD PAC split'!$Y$48=0,IF($D$11>=55,'BdD PAC split'!N197,IF($D$11=50,'BdD PAC split'!L197,IF($D$11=45,'BdD PAC split'!J197,IF($D$11=40,'BdD PAC split'!H197,'BdD PAC split'!F197)))),IF($D$11>=55,'BdD PAC monobloc'!M133,IF($D$11=50,'BdD PAC monobloc'!K133,IF($D$11=45,'BdD PAC monobloc'!I133,IF($D$11=40,'BdD PAC monobloc'!G133,IF($D$11=35,'BdD PAC monobloc'!E133))))))","v":11.333333333333334},{"$f":"IF('BdD PAC split'!$Y$48=0,IF($D$11>=55,'BdD PAC split'!N244,IF($D$11=50,'BdD PAC split'!L244,IF($D$11=45,'BdD PAC split'!J244,IF($D$11=40,'BdD PAC split'!H244,'BdD PAC split'!F244)))),0)","v":0},{"$f":"IF('BdD PAC split'!$Y$48=0,IF($D$11>=45,'BdD PAC split'!J291,IF($D$11=40,'BdD PAC split'!H291,IF($D$11=35,'BdD PAC split'!F291))),0)","v":0},{"$f":"IF('BdD PAC split'!$Y$48=0,IF($D$11>=45,'BdD PAC split'!J338,IF($D$11=40,'BdD PAC split'!H338,IF($D$11=35,'BdD PAC split'!F338))),0)","v":0}]
[null,null,-2,{"$f":"IF('BdD PAC split'!$Y$48=0,IF($D$11>=55,'BdD PAC split'!N57,IF($D$11=50,'BdD PAC split'!L57,IF($D$11=45,'BdD PAC split'!J57,IF($D$11=40,'BdD PAC split'!H57,'BdD PAC split'!F57)))),0)","v":0},{"$f":"IF('BdD PAC split'!$Y$48=0,IF($D$11>=50,'BdD PAC split'!L104,IF($D$11=45,'BdD PAC split'!J104,IF($D$11=40,'BdD PAC split'!H104,IF($D$11=35,'BdD PAC split'!F104)))),IF($D$11>=55,'BdD PAC monobloc'!M40,IF($D$11=50,'BdD PAC monobloc'!K40,IF($D$11=45,'BdD PAC monobloc'!I40,IF($D$11=40,'BdD PAC monobloc'!G40,IF($D$11=35,'BdD PAC monobloc'!E40))))))","v":8.2888888888888896},{"$f":"IF('BdD PAC split'!$Y$48=0,IF($D$11>=55,'BdD PAC split'!N151,IF($D$11=50,'BdD PAC split'!L151,IF($D$11=45,'BdD PAC split'!J151,IF($D$11=40,'BdD PAC split'!H151,'BdD PAC split'!F151)))),IF($D$11>=55,'BdD PAC monobloc'!M87,IF($D$11=50,'BdD PAC monobloc'!K87,IF($D$11=45,'BdD PAC monobloc'!I87,IF($D$11=40,'BdD PAC monobloc'!G87,IF($D$11=35,'BdD PAC monobloc'!E87))))))","v":9.0777777777777775},{"$f":"IF('BdD PAC split'!$Y$48=0,IF($D$11>=55,'BdD PAC split'!N198,IF($D$11=50,'BdD PAC split'!L198,IF($D$11=45,'BdD PAC split'!J198,IF($D$11=40,'BdD PAC split'!H198,'BdD PAC split'!F198)))),IF($D$11>=55,'BdD PAC monobloc'!M134,IF($D$11=50,'BdD PAC monobloc'!K134,IF($D$11=45,'BdD PAC monobloc'!I134,IF($D$11=40,'BdD PAC monobloc'!G134,IF($D$11=35,'BdD PAC monobloc'!E134))))))","v":11.566666666666666},{"$f":"IF('BdD PAC split'!$Y$48=0,IF($D$11>=55,'BdD PAC split'!N245,IF($D$11=50,'BdD PAC split'!L245,IF($D$11=45,'BdD PAC split'!J245,IF($D$11=40,'BdD PAC split'!H245,'BdD PAC split'!F245)))),0)","v":0},{"$f":"IF('BdD PAC split'!$Y$48=0,IF($D$11>=45,'BdD PAC split'!J292,IF($D$11=40,'BdD PAC split'!H292,IF($D$11=35,'BdD PAC split'!F292))),0)","v":0},{"$f":"IF('BdD PAC split'!$Y$48=0,IF($D$11>=45,'BdD PAC split'!J339,IF($D$11=40,'BdD PAC split'!H339,IF($D$11=35,'BdD PAC split'!F339))),0)","v":0}]
[null,null,-1,{"$f":"IF('BdD PAC split'!$Y$48=0,IF($D$11>=55,'BdD PAC split'!N58,IF($D$11=50,'BdD PAC split'!L58,IF($D$11=45,'BdD PAC split'!J58,IF($D$11=40,'BdD PAC split'!H58,'BdD PAC split'!F58)))),0)","v":0},{"$f":"IF('BdD PAC split'!$Y$48=0,IF($D$11>=50,'BdD PAC split'!L105,IF($D$11=45,'BdD PAC split'!J105,IF($D$11=40,'BdD PAC split'!H105,IF($D$11=35,'BdD PAC split'!F105)))),IF($D$11>=55,'BdD PAC monobloc'!M41,IF($D$11=50,'BdD PAC monobloc'!K41,IF($D$11=45,'BdD PAC monobloc'!I41,IF($D$11=40,'BdD PAC monobloc'!G41,IF($D$11=35,'BdD PAC monobloc'!E41))))))","v":8.4666666666666668},{"$f":"IF('BdD PAC split'!$Y$48=0,IF($D$11>=55,'BdD PAC split'!N152,IF($D$11=50,'BdD PAC split'!L152,IF($D$11=45,'BdD PAC split'!J152,IF($D$11=40,'BdD PAC split'!H152,'BdD PAC split'!F152)))),IF($D$11>=55,'BdD PAC monobloc'!M88,IF($D$11=50,'BdD PAC monobloc'!K88,IF($D$11=45,'BdD PAC monobloc'!I88,IF($D$11=40,'BdD PAC monobloc'!G88,IF($D$11=35,'BdD PAC monobloc'!E88))))))","v":9.2333333333333325},{"$f":"IF('BdD PAC split'!$Y$48=0,IF($D$11>=55,'BdD PAC split'!N199,IF($D$11=50,'BdD PAC split'!L199,IF($D$11=45,'BdD PAC split'!J199,IF($D$11=40,'BdD PAC split'!H199,'BdD PAC split'!F199)))),IF($D$11>=55,'BdD PAC monobloc'!M135,IF($D$11=50,'BdD PAC monobloc'!K135,IF($D$11=45,'BdD PAC monobloc'!I135,IF($D$11=40,'BdD PAC monobloc'!G135,IF($D$11=35,'BdD PAC monobloc'!E135))))))","v":11.8},{"$f":"IF('BdD PAC split'!$Y$48=0,IF($D$11>=55,'BdD PAC split'!N246,IF($D$11=50,'BdD PAC split'!L246,IF($D$11=45,'BdD PAC split'!J246,IF($D$11=40,'BdD PAC split'!H246,'BdD PAC split'!F246)))),0)","v":0},{"$f":"IF('BdD PAC split'!$Y$48=0,IF($D$11>=45,'BdD PAC split'!J293,IF($D$11=40,'BdD PAC split'!H293,IF($D$11=35,'BdD PAC split'!F293))),0)","v":0},{"$f":"IF('BdD PAC split'!$Y$48=0,IF($D$11>=45,'BdD PAC split'!J340,IF($D$11=40,'BdD PAC split'!H340,IF($D$11=35,'BdD PAC split'!F340))),0)","v":0}]
[null,null,0,{"$f":"IF('BdD PAC split'!$Y$48=0,IF($D$11>=55,'BdD PAC split'!N59,IF($D$11=50,'BdD PAC split'!L59,IF($D$11=45,'BdD PAC split'!J59,IF($D$11=40,'BdD PAC split'!H59,'BdD PAC split'!F59)))),0)","v":0},{"$f":"IF('BdD PAC split'!$Y$48=0,IF($D$11>=50,'BdD PAC split'!L106,IF($D$11=45,'BdD PAC split'!J106,IF($D$11=40,'BdD PAC split'!H106,IF($D$11=35,'BdD PAC split'!F106)))),IF($D$11>=55,'BdD PAC monobloc'!M42,IF($D$11=50,'BdD PAC monobloc'!K42,IF($D$11=45,'BdD PAC monobloc'!I42,IF($D$11=40,'BdD PAC monobloc'!G42,IF($D$11=35,'BdD PAC monobloc'!E42))))))","v":8.6444444444444439},{"$f":"IF('BdD PAC split'!$Y$48=0,IF($D$11>=55,'BdD PAC split'!N153,IF($D$11=50,'BdD PAC split'!L153,IF($D$11=45,'BdD PAC split'!J153,IF($D$11=40,'BdD PAC split'!H153,'BdD PAC split'!F153)))),IF($D$11>=55,'BdD PAC monobloc'!M89,IF($D$11=50,'BdD PAC monobloc'!K89,IF($D$11=45,'BdD PAC monobloc'!I89,IF($D$11=40,'BdD PAC monobloc'!G89,IF($D$11=35,'BdD PAC monobloc'!E89))))))","v":9.3888888888888893},{"$f":"IF('BdD PAC split'!$Y$48=0,IF($D$11>=55,'BdD PAC split'!N200,IF($D$11=50,'BdD PAC split'!L200,IF($D$11=45,'BdD PAC split'!J200,IF($D$11=40,'BdD PAC split'!H200,'BdD PAC split'!F200)))),IF($D$11>=55,'BdD PAC monobloc'!M136,IF($D$11=50,'BdD PAC monobloc'!K136,IF($D$11=45,'BdD PAC monobloc'!I136,IF($D$11=40,'BdD PAC monobloc'!G136,IF($D$11=35,'BdD PAC monobloc'!E136))))))","v":12.033333333333333},{"$f":"IF('BdD PAC split'!$Y$48=0,IF($D$11>=55,'BdD PAC split'!N247,IF($D$11=50,'BdD PAC split'!L247,IF($D$11=45,'BdD PAC split'!J247,IF($D$11=40,'BdD PAC split'!H247,'BdD PAC split'!F247)))),0)","v":0},{"$f":"IF('BdD PAC split'!$Y$48=0,IF($D$11>=45,'BdD PAC split'!J294,IF($D$11=40,'BdD PAC split'!H294,IF($D$11=35,'BdD PAC split'!F294))),0)","v":0},{"$f":"IF('BdD PAC split'!$Y$48=0,IF($D$11>=45,'BdD PAC split'!J341,IF($D$11=40,'BdD PAC split'!H341,IF($D$11=35,'BdD PAC split'!F341))),0)","v":0}]

{"sheet":"Résultats","index":12,"n_rows":159,"n_cols":72,"rows_kept":159,"cut":false,"hidden":true,"merged":[[86,65,89,65],[86,66,89,66],[86,67,89,67],[3,43,3,44],[10,43,11,44],[10,45,11,45],[5,44,8,46]]}
["Données de base"]
[null,null,null,null,null,null,"Coûts des energies",null,null,null,null,"Si GSHP - Cop =",1,null,null,null,null,null,null,null,null,null,null,null,null,null,null,null,null,null,null,null,null,null,"Répartition de la conso ECS sur l'année",null,null,null,null,null,null,null,null,null,null,null,null,null,null,null,null,null,null,"Sélectionnée",null,"Correction altitude","Décalage de la température",null,"Coefficient de correction"]
["T° départ ",null,"Température de basculement Appoint / PAC",null,null,null,null,"COP basculement sur appoint €",null,null,null,null,null,null,null,null,"COP basculement si hybride",null,null,null,"Type d'appoint",null,null,null,null,null,null,null,null,null,null,null,null,null,null,"Text mini PAC",null,"T° départ maxi PAC",null,null,"besoin ECS pour jours à - de 7°C (kWh) jours : ",null,null,null,null,null,null,null,null,null,null,null,null,{"$f":"Dimensionnement!$F$15","v":"Entre 0 et 200 m"},null,{"$f":"'BdD Localisation'!AN3","v":"Côtes < 25 km"},{"$f":"ABS(VLOOKUP(Dimensionnement!$C$15,'BdD Localisation'!$D$3:$AA$98,9,FALSE)-VLOOKUP(Dimensionnement!$C$15,'BdD Localisation'!$D$3:$AA$98,11,FALSE))","v":{"$error":"#VALUE!"}},{"$f":"IFERROR(IF(BE3=\"-\",0,BE3),0)","v":0},{"$f":"VLOOKUP($BB$3,$BD$3:$BF$15,3,FALSE)","v":0}]
[{"$f":"IF(regimrad!$N$4=1,Dimensionnement!$F$69,regimrad!$M$4)","v":35},null,{"$f":"HLOOKUP(1,A44:BE46,3,FALSE)","v":-9},"°C",null,null,null,{"$f":"IF(Dimensionnement!$C$62=ChoixPAC!$E$7,Résultats!$M$2,IF(ChoixPAC!$H$6=ChoixPAC!$G$6,$M$6,Résultats!$Q$4))","v":1.086242299794661},null,null,null,null,null,null,null,null,{"$f":"IF(Dimensionnement!$F$82=ChoixPAC!$K$19,Résultats!$Q$7,Résultats!$Q$9)","v":1.4548071074968045},null,null,null,{"$f":"OFFRE!$F$6","v":"Hydraulique par chaudière"},null,null,null,null,null,null,null,null,null,null,null,null,null,null,{"$f":"$A$10","v":-15},null,{"$f":"'BdD PAC split'!V25","v":0},null,null,{"$f":"('Consommations et Coûts de prod.'!$E$19/Résultats!BK74)*(1+AT4)","v":14.350609338627965},"kWh/j",null,"Coeff de surconsommation arbitraire choisi:",null,0.25,null,null,null,null,null,null,null,null,null,{"$f":"'BdD Localisation'!AN4","v":"Entre 0 et 200 m"},{"$f":"ABS(VLOOKUP(Dimensionnement!$C$15,'BdD Localisation'!$D$3:$AA$98,11,FALSE)-VLOOKUP(Dimensionnement!$C$15,'BdD Localisation'!$D$3:$AA$98,11,FALSE))","v":0},{"$f":"IFERROR(IF(BE4=\"-\",0,BE4),0)","v":0}]
[null,null,null,null,null,null,null,null,null,null,null,null,null,null,null,null,null,null,null,null,null,null,null,null,null,null,null,null,null,null,null,null,null,null,null,null,null,null,null,null,{"$f":"+AO4*BM74","v":1468.7848658085722},"kWh/an",null,null,null,null,null,null,null,null,null,null,null,null,null,{"$f":"'BdD Localisation'!AN5","v":"Entre 201 et 400 m"},{"$f":"ABS(VLOOKUP(Dimensionnement!$C$15,'BdD Localisation'!$D$3:$AA$98,12,FALSE)-VLOOKUP(Dimensionnement!$C$15,'BdD Localisation'!$D$3:$AA$98,11,FALSE))","v":1},1]
["T maxi départ",null,null,null,null,null,null,null,null,null,null,"Cop basculement  PAC classique :",{"$f":"(($I$13/$N$14))","v":1.086242299794661},null,null,null,"si mode régul = Régul écolo",null,null,null,null,null,null,null,null,null,null,null,null,null,null,null,null,null,null,"Tdepa Maxi réelle",null,"besoin ECS  (kWh) jours : ",null,null,null,null,null,"Méthode :","Calcul des besoins journaliers à + de 7°C à partir des besoins à - de 7°C et des besoins annuels à + de 7°C.",null,null,null,null,"Besoins ECS Annuels",null,null,null,null,null,{"$f":"'BdD Localisation'!AN6","v":"Entre 401 et 500 m"},{"$f":"ABS(VLOOKUP(Dimensionnement!$C$15,'BdD Localisation'!$D$3:$AA$98,13,FALSE)-VLOOKUP(Dimensionnement!$C$15,'BdD Localisation'!$D$3:$AA$98,11,FALSE))","v":2},2]
[{"$f":"IF(Dimensionnement!$C$62=ChoixPAC!$E$7,IF(Dimensionnement!$I$67=ChoixPAC!$C$111,IF(Résultats!$A$4>55,Résultats!$A$4,55),Résultats!$A$4),IF(ChoixPAC!$H$37=ChoixPAC!$H$43,IF(Dimensionnement!$I$67=ChoixPAC!$C$111,55,IF(Résultats!$A$4>55,55,Résultats!$A$4)),IF(AND(Dimensionnement!$I$67=ChoixPAC!$C$111,Résultats!$A$4<55),55,IF(AND(Dimensionnement!$I$67=ChoixPAC!$C$112,Résultats!$A$4>60),60,Résultats!$A$4))))","v":55},null,"Puissance PAC à T° basculement",null,null,null,null,"Coût Energie elec (abo + variable)",null,null,null,"Coût energie Appoint (abo + variable)",null,null,null,null,2.58,null,null,null,null,null,null,null,null,null,null,null,null,null,null,null,null,null,null,{"$f":"IF(Dimensionnement!F88=\"Easylife\",Résultats!$AL$4,IF(Dimensionnement!N88=\"Oui\",Résultats!$AL$4-5,Résultats!$AL$4))","v":0},null,{"$f":"AX7/365.25","v":11.477344284736484},null,null,"besoin ECS pour jours à + de 7°C (kWh) jours : ",null,null,null,null,null,null,null,null,{"$f":"AO5+AO9","v":4192.1000000000004},"kWh/an",null,null,null,null,{"$f":"'BdD Localisation'!AN7","v":"Entre 501 et 600 m"},{"$f":"ABS(VLOOKUP(Dimensionnement!$C$15,'BdD Localisation'!$D$3:$AA$98,14,FALSE)-VLOOKUP(Dimensionnement!$C$15,'BdD Localisation'!$D$3:$AA$98,11,FALSE))","v":3},3]
[null,null,{"$f":"VLOOKUP(C4,'BdD PAC split'!$AB$40:$AP$80,13,FALSE)","v":6.8666666666666663},"kW à T de basculement",null,null,null,"Prix pour 1 kWh",{"$f":"'Consommations et Coûts de prod.'!$D$145/100","v":0.15869999999999998},null,null,null,"Type d'énergie appoint",{"$f":"'Consommations et Coûts de prod.'!F76","v":"Propane"},null,null,"si mode régul = Régul économique",null,null,null,null,null,null,null,null,null,null,null,null,null,null,null,null,null,null,null,null,null,null,null,{"$f":"+AO9/BL74","v":10.362690769373774},"kWh/j",null,null,null,null,null,null,null,null,null,null,null,null,null,{"$f":"'BdD Localisation'!AN8","v":"Entre 601 et 700 m"},{"$f":"ABS(VLOOKUP(Dimensionnement!$C$15,'BdD Localisation'!$D$3:$AA$98,15,FALSE)-VLOOKUP(Dimensionnement!$C$15,'BdD Localisation'!$D$3:$AA$98,11,FALSE))","v":4},4]
["T coupure PAC",null,{"$f":"IFERROR(IF(AND($C$4<>$BO$39,Dimensionnement!$F$108<Résultats!$BO$43),\"La puissance d'appoint est trop faible pour répondre au DTU\",IF(C8+Dimensionnement!F108<Dimensionnement!F48,\"La puissance d'appoint est trop faible pour répondre au DTU\",\"\")),\"\")","v":""},null,null,null,null,"Prix abonnement total",0,null,null,null,"Prix pour 1 kWh",{"$f":"'Consommations et Coûts de prod.'!$I$78/100","v":0.14610000000000001},null,null,{"$f":"IF(OR(Dimensionnement!$F$91=ChoixPAC!$D$56,Dimensionnement!$F$91=ChoixPAC!$D$57),$I$13/$V$12,IF('Consommations et Coûts de prod.'!$F$76='Consommations et Coûts de prod.'!$C$79,$I$13/$V$10,Résultats!$I$13/Résultats!$V$11))","v":1.4548071074968045},null,null,null,null,null,null,null,null,null,null,null,null,null,null,null,null,null,null,null,null,"T° ECS",null,null,{"$f":"'Consommations et Coûts de prod.'!E19-Résultats!AO5","v":2723.3151341914281},"kWh/an",null,null,null,null,null,null,null,null,null,null,null,null,null,{"$f":"'BdD Localisation'!AN9","v":"Entre 701 et 800 m"},{"$f":"ABS(VLOOKUP(Dimensionnement!$C$15,'BdD Localisation'!$D$3:$AA$98,16,FALSE)-VLOOKUP(Dimensionnement!$C$15,'BdD Localisation'!$D$3:$AA$98,11,FALSE))","v":5},5]
[{"$f":"IF(Dimensionnement!$C$62=ChoixPAC!$E$7,'BdD PAC split'!$U$25,VLOOKUP('BdD PAC split'!$Y$50,'BdD PAC split'!$X$57:$Z$63,3,FALSE))","v":-15},null,null,null,null,null,null,"Part couverte part la PAC (1ere approche)",0.8,null,null,null,"Prix abonnement total",{"$f":"IFERROR(VLOOKUP($N$9*100,'Coûts énergies et Abonnements'!$D$43:$H$44,5,FALSE),0)","v":0},null,null,null,null,"Coût energie appoint (fioul)",null,"Prix pour 1 kWh",{"$f":"'Coûts énergies et Abonnements'!$D$52/100","v":9.6600000000000005E-2},"€/kWh",null,null,null,null,null,null,null,null,null,null,null,null,null,null,55,null,null,null,null,null,null,null,null,null,null,null,null,null,null,null,null,null,{"$f":"'BdD Localisation'!AN10","v":"Entre 801 et 900 m"},{"$f":"ABS(VLOOKUP(Dimensionnement!$C$15,'BdD Localisation'!$D$3:$AA$98,17,FALSE)-VLOOKUP(Dimensionnement!$C$15,'BdD Localisation'!$D$3:$AA$98,11,FALSE))","v":6},6]
[null,null,null,null,null,null,null,"Consommation totale",{"$f":"Dimensionnement!C57*$I$10","v":12173.6},null,null,null,"Part couverte part l'appoint (1ere approche)",{"$f":"1-I10","v":0.19999999999999996},null,null,null,null,"Coût energie appoint (gaz)",null,"Prix pour 1 kWh",{"$f":"IF('Consommations et Coûts de prod.'!$E$8*Résultats!$N$11<6000,'Coûts énergies et Abonnements'!$D$43/100+'Coûts énergies et Abonnements'!$H$43/Résultats!$N$12,'Coûts énergies et Abonnements'!$D$44/100+'Coûts énergies et Abonnements'!$H$44/Résultats!$N$12)","v":0.10908662679897484},"€/kWh",null,null,null,null,null,null,null,null,null,null,null,null,null,null,null,null,null,null,null,null,"Coeff de sous-consommation calculé:",null,{"$f":"AO8/AL7","v":0.9028822794097876},null,null,null,null,null,null,null,null,null,{"$f":"'BdD Localisation'!AN11","v":"Entre 901 et 1000 m"},{"$f":"ABS(VLOOKUP(Dimensionnement!$C$15,'BdD Localisation'!$D$3:$AA$98,18,FALSE)-VLOOKUP(Dimensionnement!$C$15,'BdD Localisation'!$D$3:$AA$98,11,FALSE))","v":7},7]
["T° coupure PAC corrigée",null,null,null,null,null,null,"Abonnement / kWh",{"$f":"$I$9/$I$11","v":0},null,null,null,"Consommation totale",{"$f":"Dimensionnement!C57*N11","v":3043.3999999999992},null,null,null,null,"Coût energie appoint (propane)",null,"Prix pour 1 kWh",{"$f":"'Coûts énergies et Abonnements'!$D$60/100","v":0.14610000000000001},"€/kWh",null,null,null,null,null,null,null,null,null,null,null,null,null,null,null,null,null,null,null,null,null,null,null,null,null,null,null,null,null,null,null,null,{"$f":"'BdD Localisation'!AN12","v":"Entre 1001 et 1100 m"},{"$f":"ABS(VLOOKUP(Dimensionnement!$C$15,'BdD Localisation'!$D$3:$AA$98,19,FALSE)-VLOOKUP(Dimensionnement!$C$15,'BdD Localisation'!$D$3:$AA$98,11,FALSE))","v":8},8]
[{"$f":"IF(A10<Dimensionnement!I15,Dimensionnement!I15,Résultats!A10)","v":-10},null,null,null,null,null,null,"Coût global",{"$f":"$I$8+$I$12","v":0.15869999999999998},null,null,null,"Abonnement / kWh",{"$f":"$N$10/$N$12","v":0},null,null,null,null,null,null,null,null,null,null,null,null,null,null,null,null,null,null,null,null,null,null,null,null,null,null,null,null,null,null,null,null,null,null,null,null,null,null,null,null,null,{"$f":"'BdD Localisation'!AN13","v":"Entre 1101 et 1200 m"},{"$f":"ABS(VLOOKUP(Dimensionnement!$C$15,'BdD Localisation'!$D$3:$AA$98,20,FALSE)-VLOOKUP(Dimensionnement!$C$15,'BdD Localisation'!$D$3:$AA$98,11,FALSE))","v":9},9]
[null,null,null,null,null,null,null,null,null,null,null,null,"Coût global",{"$f":"$N$13+$N$9","v":0.14610000000000001},null,null,null,null,null,null,null,null,null,null,null,null,null,null,null,null,null,null,null,null,null,null,null,null,null,null,null,null,null,null,null,null,null,null,null,null,null,null,null,null,null,{"$f":"'BdD Localisation'!AN14","v":"Entre 1201 et 1300 m"},{"$f":"ABS(VLOOKUP(Dimensionnement!$C$15,'BdD Localisation'!$D$3:$AA$98,21,FALSE)-VLOOKUP(Dimensionnement!$C$15,'BdD Localisation'!$D$3:$AA$98,11,FALSE))","v":10},10]
["PAC sélectionnée",null,null,null,null,null,null,null,null,null,null,null,null,null,null,null,null,null,null,null,null,null,null,null,null,null,null,null,null,null,null,null,null,null,null,null,null,null,null,null,null,null,null,null,null,null,null,null,null,null,null,null,null,null,null,{"$f":"'BdD Localisation'!AN15","v":"Entre 1301 et 1400 m"},{"$f":"ABS(VLOOKUP(Dimensionnement!$C$15,'BdD Localisation'!$D$3:$AA$98,22,FALSE)-VLOOKUP(Dimensionnement!$C$15,'BdD Localisation'!$D$3:$AA$98,11,FALSE))","v":{"$error":"#VALUE!"}},0]
[{"$f":"Dimensionnement!$F$97","v":"OEnoviaPac-C MB 6 MR - E"}]
[]
[]
["Base de données station météo"]
["Temp ext",-25,-24,-23,-22,-21,-20,-19,-18,-17,-16,-15,-14,-13,-12,-11,-10,-9,-8,-7,-6,-5,-4,-3,-2,-1,0,1,2,3,4,5,6,7,8,9,10,11,12,13,14,15,16,17,18,19,20,21,22,23,24,25,26,27,28,29,30,31,32,33,34,35]
["Numéro de colonne",1,2,3,4,5,6,7,8,9,10,11,12,13,14,15,16,17,18,19,20,21,22,23,24,25,26,27,28,29,30,31,32,33,34,35,36,37,38,39,40,41,42,43,44,45,46,47,48,49,50,51,52,53,54,55,56,57,58,59,60,61]
["Nombre de jour",0,0,0,0,0,{"$f":"VLOOKUP(Dimensionnement!$C$15,'Station Météo'!$A$2:$BF$97,3+$BG$3,FALSE)","v":0},{"$f":"VLOOKUP(Dimensionnement!$C$15,'Station Météo'!$A$2:$BF$97,4+$BG$3,FALSE)","v":0},{"$f":"VLOOKUP(Dimensionnement!$C$15,'Station Météo'!$A$2:$BF$97,5+$BG$3,FALSE)","v":0},{"$f":"VLOOKUP(Dimensionnement!$C$15,'Station Météo'!$A$2:$BF$97,6+$BG$3,FALSE)","v":0},{"$f":"VLOOKUP(Dimensionnement!$C$15,'Station Météo'!$A$2:$BF$97,7+$BG$3,FALSE)","v":0},{"$f":"VLOOKUP(Dimensionnement!$C$15,'Station Météo'!$A$2:$BF$97,8+$BG$3,FALSE)","v":0},{"$f":"VLOOKUP(Dimensionnement!$C$15,'Station Météo'!$A$2:$BF$97,9+$BG$3,FALSE)","v":0},{"$f":"VLOOKUP(Dimensionnement!$C$15,'Station Météo'!$A$2:$BF$97,10+$BG$3,FALSE)","v":0},{"$f":"VLOOKUP(Dimensionnement!$C$15,'Station Météo'!$A$2:$BF$97,11+$BG$3,FALSE)","v":0},{"$f":"VLOOKUP(Dimensionnement!$C$15,'Station Météo'!$A$2:$BF$97,12+$BG$3,FALSE)","v":0},{"$f":"VLOOKUP(Dimensionnement!$C$15,'Station Météo'!$A$2:$BF$97,13+$BG$3,FALSE)","v":0},{"$f":"VLOOKUP(Dimensionnement!$C$15,'Station Météo'!$A$2:$BF$97,14+$BG$3,FALSE)","v":0.15},{"$f":"VLOOKUP(Dimensionnement!$C$15,'Station Météo'!$A$2:$BF$97,15+$BG$3,FALSE)","v":0.4},{"$f":"VLOOKUP(Dimensionnement!$C$15,'Station Météo'!$A$2:$BF$97,16+$BG$3,FALSE)","v":0.9},{"$f":"VLOOKUP(Dimensionnement!$C$15,'Station Météo'!$A$2:$BF$97,17+$BG$3,FALSE)","v":1.05},{"$f":"VLOOKUP(Dimensionnement!$C$15,'Station Météo'!$A$2:$BF$97,18+$BG$3,FALSE)","v":1.65},{"$f":"VLOOKUP(Dimensionnement!$C$15,'Station Météo'!$A$2:$BF$97,19+$BG$3,FALSE)","v":3.05},{"$f":"VLOOKUP(Dimensionnement!$C$15,'Station Météo'!$A$2:$BF$97,20+$BG$3,FALSE)","v":4.2},{"$f":"VLOOKUP(Dimensionnement!$C$15,'Station Météo'!$A$2:$BF$97,21+$BG$3,FALSE)","v":5.35},{"$f":"VLOOKUP(Dimensionnement!$C$15,'Station Météo'!$A$2:$BF$97,22+$BG$3,FALSE)","v":6.75},{"$f":"VLOOKUP(Dimensionnement!$C$15,'Station Météo'!$A$2:$BF$97,23+$BG$3,FALSE)","v":8.35},{"$f":"VLOOKUP(Dimensionnement!$C$15,'Station Météo'!$A$2:$BF$97,24+$BG$3,FALSE)","v":8.35},{"$f":"VLOOKUP(Dimensionnement!$C$15,'Station Météo'!$A$2:$BF$97,25+$BG$3,FALSE)","v":9.8000000000000007},{"$f":"VLOOKUP(Dimensionnement!$C$15,'Station Météo'!$A$2:$BF$97,26+$BG$3,FALSE)","v":11.65},{"$f":"VLOOKUP(Dimensionnement!$C$15,'Station Météo'!$A$2:$BF$97,27+$BG$3,FALSE)","v":12.35},{"$f":"VLOOKUP(Dimensionnement!$C$15,'Station Météo'!$A$2:$BF$97,28+$BG$3,FALSE)","v":13.75},{"$f":"VLOOKUP(Dimensionnement!$C$15,'Station Météo'!$A$2:$BF$97,29+$BG$3,FALSE)","v":14.6},{"$f":"VLOOKUP(Dimensionnement!$C$15,'Station Météo'!$A$2:$BF$97,30+$BG$3,FALSE)","v":14.4},{"$f":"VLOOKUP(Dimensionnement!$C$15,'Station Météo'!$A$2:$BF$97,31+$BG$3,FALSE)","v":16.25},{"$f":"VLOOKUP(Dimensionnement!$C$15,'Station Météo'!$A$2:$BF$97,32+$BG$3,FALSE)","v":15.45},{"$f":"VLOOKUP(Dimensionnement!$C$15,'Station Météo'!$A$2:$BF$97,33+$BG$3,FALSE)","v":15.6},{"$f":"VLOOKUP(Dimensionnement!$C$15,'Station Météo'!$A$2:$BF$97,34+$BG$3,FALSE)","v":16.850000000000001},{"$f":"VLOOKUP(Dimensionnement!$C$15,'Station Météo'!$A$2:$BF$97,35+$BG$3,FALSE)","v":16.7},{"$f":"VLOOKUP(Dimensionnement!$C$15,'Station Météo'!$A$2:$BF$97,36+$BG$3,FALSE)","v":14.5},{"$f":"VLOOKUP(Dimensionnement!$C$15,'Station Météo'!$A$2:$BF$97,37+$BG$3,FALSE)","v":17.25},{"$f":"VLOOKUP(Dimensionnement!$C$15,'Station Météo'!$A$2:$BF$97,38+$BG$3,FALSE)","v":16.5},{"$f":"IF(Dimensionnement!$I$20-3<Résultats!AQ20,0,VLOOKUP(Dimensionnement!$C$15,'Station Météo'!$A$2:$BF$97,39+$BG$3,FALSE))","v":16.899999999999999},{"$f":"IF(Dimensionnement!$I$20-3<Résultats!AR20,0,VLOOKUP(Dimensionnement!$C$15,'Station Météo'!$A$2:$BF$97,40+$BG$3,FALSE))","v":0},{"$f":"IF(Dimensionnement!$I$20-3<Résultats!AS20,0,VLOOKUP(Dimensionnement!$C$15,'Station Météo'!$A$2:$BF$97,41+$BG$3,FALSE))","v":0},{"$f":"IF(Dimensionnement!$I$20-3<Résultats!AT20,0,VLOOKUP(Dimensionnement!$C$15,'Station Météo'!$A$2:$BF$97,42+$BG$3,FALSE))","v":0},{"$f":"IF(Dimensionnement!$I$20-3<Résultats!AU20,0,VLOOKUP(Dimensionnement!$C$15,'Station Météo'!$A$2:$BF$97,43+$BG$3,FALSE))","v":0},{"$f":"IF(Dimensionnement!$I$20-3<Résultats!AV20,0,VLOOKUP(Dimensionnement!$C$15,'Station Météo'!$A$2:$BF$97,44+$BG$3,FALSE))","v":0},{"$f":"IF(Dimensionnement!$I$20-3<Résultats!AW20,0,VLOOKUP(Dimensionnement!$C$15,'Station Météo'!$A$2:$BG$97,45+$BG$3,FALSE))","v":0},{"$f":"IF(Dimensionnement!$I$20-3<Résultats!AX20,0,VLOOKUP(Dimensionnement!$C$15,'Station Météo'!$A$2:$BF$97,46+$BG$3,FALSE))","v":0},{"$f":"IF(Dimensionnement!$I$20-3<Résultats!AY20,0,VLOOKUP(Dimensionnement!$C$15,'Station Météo'!$A$2:$BF$97,47+$BG$3,FALSE))","v":0},{"$f":"IF(Dimensionnement!$I$20-3<Résultats!AZ20,0,VLOOKUP(Dimensionnement!$C$15,'Station Météo'!$A$2:$BF$97,48+$BG$3,FALSE))","v":0},{"$f":"IF(Dimensionnement!$I$20-3<Résultats!BA20,0,VLOOKUP(Dimensionnement!$C$15,'Station Météo'!$A$2:$BF$97,49+$BG$3,FALSE))","v":0},{"$f":"IF(Dimensionnement!$I$20-3<Résultats!BB20,0,VLOOKUP(Dimensionnement!$C$15,'Station Météo'!$A$2:$BF$97,50+$BG$3,FALSE))","v":0},{"$f":"IF(Dimensionnement!$I$20-3<Résultats!BC20,0,VLOOKUP(Dimensionnement!$C$15,'Station Météo'!$A$2:$BF$97,51+$BG$3,FALSE))","v":0},{"$f":"IF(Dimensionnement!$I$20-3<Résultats!BD20,0,VLOOKUP(Dimensionnement!$C$15,'Station Météo'!$A$2:$BF$97,52+$BG$3,FALSE))","v":0},{"$f":"IFERROR(IF(BD22=0,0,IF(Dimensionnement!$I$20-3<Résultats!BE20,0,VLOOKUP(Dimensionnement!$C$15,'Station Météo'!$A$2:$BF$97,53+$BG$3,FALSE))),0)","v":0},{"$f":"IFERROR(IF(BE22=0,0,IF(Dimensionnement!$I$20-3<Résultats!BF20,0,VLOOKUP(Dimensionnement!$C$15,'Station Météo'!$A$2:$BF$97,54+$BG$3,FALSE))),0)","v":0},{"$f":"IFERROR(IF(BF22=0,0,IF(Dimensionnement!$I$20-3<Résultats!BG20,0,VLOOKUP(Dimensionnement!$C$15,'Station Météo'!$A$2:$BF$97,55+$BG$3,FALSE))),0)","v":0},{"$f":"IFERROR(IF(BG22=0,0,IF(Dimensionnement!$I$20-3<Résultats!BH20,0,VLOOKUP(Dimensionnement!$C$15,'Station Météo'!$A$2:$BF$97,56+$BG$3,FALSE))),0)","v":0},{"$f":"IFERROR(IF(BH22=0,0,IF(Dimensionnement!$I$20-3<Résultats!BI20,0,VLOOKUP(Dimensionnement!$C$15,'Station Météo'!$A$2:$BF$97,57+$BG$3,FALSE))),0)","v":0},{"$f":"IFERROR(IF(BI22=0,0,IF(Dimensionnement!$I$20-3<Résultats!BJ20,0,VLOOKUP(Dimensionnement!$C$15,'Station Météo'!$A$2:$BF$97,58+$BG$3,FALSE))),0)","v":0},{"$f":"SUM(G22:BJ22)","v":262.74999999999994},"jours de chauffe",null,{"$f":"BK22*24","v":6305.9999999999982},"h de chauffage"]
["Vérif nb jour",{"$f":"IF(B20<$A$13,0,IF(B22=0,0,1))","v":0},{"$f":"IF(C20<$A$13,0,IF(C22=0,0,1))","v":0},0,0,0,0,0,0,0,0,0,0,0,0,0,0,1,1,1,1,1,1,1,1,1,1,1,1,1,1,1,1,1,1,1,1,1,1,1,1,1,1,0,0,0,0,0,0,0,0,0,0,0,0,0,0,0,0,0,0,0]
["Température moyenne annuelle",{"$f":"B20*B22","v":0},{"$f":"C20*C22","v":0},0,0,0,0,0,0,0,0,0,0,0,0,0,0,-1.3499999999999999,-3.2,-6.3,-6.3000000000000007,-8.25,-12.2,-12.600000000000001,{"$f":"Y20*Y22","v":-10.7},-6.75,0,8.35,19.600000000000001,34.950000000000003,49.4,68.75,87.6,100.8,130,139.04999999999998,156,185.35000000000002,200.39999999999998,188.5,241.5,247.5,270.39999999999998,0,0,0,0,0,0,0,0,0,0,0,0,0,0,0,0,0,0,0,{"$f":"ROUNDDOWN(SUM($B$24:$BJ$24)/$BK$22,0)","v":7},"°C"]
["Besoins kWh selon T°EXT",{"$f":"B22*17*('Consommations et Coûts de prod.'!$C$168-B20)*(Dimensionnement!$C$48)*Dimensionnement!$C$20*Dimensionnement!$F$20/1000","v":0},{"$f":"C22*17*('Consommations et Coûts de prod.'!$C$168-C20)*(Dimensionnement!$C$48)*Dimensionnement!$C$20*Dimensionnement!$F$20/1000","v":0},{"$f":"D22*17*('Consommations et Coûts de prod.'!$C$168-D20)*(Dimensionnement!$C$48)*Dimensionnement!$C$20*Dimensionnement!$F$20/1000","v":0},{"$f":"E22*17*('Consommations et Coûts de prod.'!$C$168-E20)*(Dimensionnement!$C$48)*Dimensionnement!$C$20*Dimensionnement!$F$20/1000","v":0},{"$f":"F22*17*('Consommations et Coûts de prod.'!$C$168-F20)*(Dimensionnement!$C$48)*Dimensionnement!$C$20*Dimensionnement!$F$20/1000","v":0},{"$f":"G22*17*('Consommations et Coûts de prod.'!$C$168-G20)*(Dimensionnement!$C$48)*Dimensionnement!$C$20*Dimensionnement!$F$20/1000","v":0},{"$f":"H22*17*('Consommations et Coûts de prod.'!$C$168-H20)*(Dimensionnement!$C$48)*Dimensionnement!$C$20*Dimensionnement!$F$20/1000","v":0},{"$f":"I22*17*('Consommations et Coûts de prod.'!$C$168-I20)*(Dimensionnement!$C$48)*Dimensionnement!$C$20*Dimensionnement!$F$20/1000","v":0},{"$f":"J22*17*('Consommations et Coûts de prod.'!$C$168-J20)*(Dimensionnement!$C$48)*Dimensionnement!$C$20*Dimensionnement!$F$20/1000","v":0},{"$f":"K22*17*('Consommations et Coûts de prod.'!$C$168-K20)*(Dimensionnement!$C$48)*Dimensionnement!$C$20*Dimensionnement!$F$20/1000","v":0},{"$f":"L22*17*('Consommations et Coûts de prod.'!$C$168-L20)*(Dimensionnement!$C$48)*Dimensionnement!$C$20*Dimensionnement!$F$20/1000","v":0},{"$f":"M22*17*('Consommations et Coûts de prod.'!$C$168-M20)*(Dimensionnement!$C$48)*Dimensionnement!$C$20*Dimensionnement!$F$20/1000","v":0},{"$f":"N22*17*('Consommations et Coûts de prod.'!$C$168-N20)*(Dimensionnement!$C$48)*Dimensionnement!$C$20*Dimensionnement!$F$20/1000","v":0},{"$f":"O22*17*('Consommations et Coûts de prod.'!$C$168-O20)*(Dimensionnement!$C$48)*Dimensionnement!$C$20*Dimensionnement!$F$20/1000","v":0},{"$f":"P22*17*('Consommations et Coûts de prod.'!$C$168-P20)*(Dimensionnement!$C$48)*Dimensionnement!$C$20*Dimensionnement!$F$20/1000","v":0},{"$f":"Q22*17*('Consommations et Coûts de prod.'!$C$168-Q20)*(Dimensionnement!$C$48)*Dimensionnement!$C$20*Dimensionnement!$F$20/1000","v":0},{"$f":"R22*17*('Consommations et Coûts de prod.'!$C$168-R20)*(Dimensionnement!$C$48)*Dimensionnement!$C$20*Dimensionnement!$F$20/1000","v":16.064999999999998},{"$f":"S22*17*('Consommations et Coûts de prod.'!$C$168-S20)*(Dimensionnement!$C$48)*Dimensionnement!$C$20*Dimensionnement!$F$20/1000","v":41.31},{"$f":"T22*17*('Consommations et Coûts de prod.'!$C$168-T20)*(Dimensionnement!$C$48)*Dimensionnement!$C$20*Dimensionnement!$F$20/1000","v":89.504999999999995},{"$f":"U22*17*('Consommations et Coûts de prod.'!$C$168-U20)*(Dimensionnement!$C$48)*Dimensionnement!$C$20*Dimensionnement!$F$20/1000","v":100.40625},{"$f":"V22*17*('Consommations et Coûts de prod.'!$C$168-V20)*(Dimensionnement!$C$48)*Dimensionnement!$C$20*Dimensionnement!$F$20/1000","v":151.46999999999997},{"$f":"W22*17*('Consommations et Coûts de prod.'!$C$168-W20)*(Dimensionnement!$C$48)*Dimensionnement!$C$20*Dimensionnement!$F$20/1000","v":268.32375000000002},{"$f":"X22*17*('Consommations et Coûts de prod.'!$C$168-X20)*(Dimensionnement!$C$48)*Dimensionnement!$C$20*Dimensionnement!$F$20/1000","v":353.43},{"$f":"Y22*17*('Consommations et Coûts de prod.'!$C$168-Y20)*(Dimensionnement!$C$48)*Dimensionnement!$C$20*Dimensionnement!$F$20/1000","v":429.73874999999992},{"$f":"Z22*17*('Consommations et Coûts de prod.'!$C$168-Z20)*(Dimensionnement!$C$48)*Dimensionnement!$C$20*Dimensionnement!$F$20/1000","v":516.375},{"$f":"AA22*17*('Consommations et Coûts de prod.'!$C$168-AA20)*(Dimensionnement!$C$48)*Dimensionnement!$C$20*Dimensionnement!$F$20/1000","v":606.83624999999984},{"$f":"AB22*17*('Consommations et Coûts de prod.'!$C$168-AB20)*(Dimensionnement!$C$48)*Dimensionnement!$C$20*Dimensionnement!$F$20/1000","v":574.89750000000004},{"$f":"AC22*17*('Consommations et Coûts de prod.'!$C$168-AC20)*(Dimensionnement!$C$48)*Dimensionnement!$C$20*Dimensionnement!$F$20/1000","v":637.24500000000012},{"$f":"AD22*17*('Consommations et Coûts de prod.'!$C$168-AD20)*(Dimensionnement!$C$48)*Dimensionnement!$C$20*Dimensionnement!$F$20/1000","v":712.98},{"$f":"AE22*17*('Consommations et Coûts de prod.'!$C$168-AE20)*(Dimensionnement!$C$48)*Dimensionnement!$C$20*Dimensionnement!$F$20/1000","v":708.58124999999995},{"$f":"AF22*17*('Consommations et Coûts de prod.'!$C$168-AF20)*(Dimensionnement!$C$48)*Dimensionnement!$C$20*Dimensionnement!$F$20/1000","v":736.3125},{"$f":"AG22*17*('Consommations et Coûts de prod.'!$C$168-AG20)*(Dimensionnement!$C$48)*Dimensionnement!$C$20*Dimensionnement!$F$20/1000","v":725.98500000000001},{"$f":"AH22*17*('Consommations et Coûts de prod.'!$C$168-AH20)*(Dimensionnement!$C$48)*Dimensionnement!$C$20*Dimensionnement!$F$20/1000","v":660.96},{"$f":"AI22*17*('Consommations et Coûts de prod.'!$C$168-AI20)*(Dimensionnement!$C$48)*Dimensionnement!$C$20*Dimensionnement!$F$20/1000","v":683.71875},{"$f":"AJ22*17*('Consommations et Coûts de prod.'!$C$168-AJ20)*(Dimensionnement!$C$48)*Dimensionnement!$C$20*Dimensionnement!$F$20/1000","v":590.96249999999986},{"$f":"AK22*17*('Consommations et Coûts de prod.'!$C$168-AK20)*(Dimensionnement!$C$48)*Dimensionnement!$C$20*Dimensionnement!$F$20/1000","v":537.02999999999986},{"$f":"AL22*17*('Consommations et Coûts de prod.'!$C$168-AL20)*(Dimensionnement!$C$48)*Dimensionnement!$C$20*Dimensionnement!$F$20/1000","v":515.61},{"$f":"AM22*17*('Consommations et Coûts de prod.'!$C$168-AM20)*(Dimensionnement!$C$48)*Dimensionnement!$C$20*Dimensionnement!$F$20/1000","v":447.14249999999993},{"$f":"AN22*17*('Consommations et Coûts de prod.'!$C$168-AN20)*(Dimensionnement!$C$48)*Dimensionnement!$C$20*Dimensionnement!$F$20/1000","v":332.77499999999998},{"$f":"AO22*17*('Consommations et Coûts de prod.'!$C$168-AO20)*(Dimensionnement!$C$48)*Dimensionnement!$C$20*Dimensionnement!$F$20/1000","v":329.90625},{"$f":"AP22*17*('Consommations et Coûts de prod.'!$C$168-AP20)*(Dimensionnement!$C$48)*Dimensionnement!$C$20*Dimensionnement!$F$20/1000","v":252.44999999999996},{"$f":"AQ22*17*('Consommations et Coûts de prod.'!$C$168-AQ20)*(Dimensionnement!$C$48)*Dimensionnement!$C$20*Dimensionnement!$F$20/1000","v":193.92749999999998},{"$f":"AR22*17*('Consommations et Coûts de prod.'!$C$168-AR20)*(Dimensionnement!$C$48)*Dimensionnement!$C$20*Dimensionnement!$F$20/1000","v":0},{"$f":"AS22*17*('Consommations et Coûts de prod.'!$C$168-AS20)*(Dimensionnement!$C$48)*Dimensionnement!$C$20*Dimensionnement!$F$20/1000","v":0},{"$f":"AT22*17*('Consommations et Coûts de prod.'!$C$168-AT20)*(Dimensionnement!$C$48)*Dimensionnement!$C$20*Dimensionnement!$F$20/1000","v":0},{"$f":"AU22*17*('Consommations et Coûts de prod.'!$C$168-AU20)*(Dimensionnement!$C$48)*Dimensionnement!$C$20*Dimensionnement!$F$20/1000","v":0},{"$f":"AV22*17*('Consommations et Coûts de prod.'!$C$168-AV20)*(Dimensionnement!$C$48)*Dimensionnement!$C$20*Dimensionnement!$F$20/1000","v":0},{"$f":"AW22*17*('Consommations et Coûts de prod.'!$C$168-AW20)*(Dimensionnement!$C$48)*Dimensionnement!$C$20*Dimensionnement!$F$20/1000","v":0},{"$f":"AX22*17*('Consommations et Coûts de prod.'!$C$168-AX20)*(Dimensionnement!$C$48)*Dimensionnement!$C$20*Dimensionnement!$F$20/1000","v":0},{"$f":"AY22*17*('Consommations et Coûts de prod.'!$C$168-AY20)*(Dimensionnement!$C$48)*Dimensionnement!$C$20*Dimensionnement!$F$20/1000","v":0},{"$f":"AZ22*17*('Consommations et Coûts de prod.'!$C$168-AZ20)*(Dimensionnement!$C$48)*Dimensionnement!$C$20*Dimensionnement!$F$20/1000","v":0},{"$f":"BA22*17*('Consommations et Coûts de prod.'!$C$168-BA20)*(Dimensionnement!$C$48)*Dimensionnement!$C$20*Dimensionnement!$F$20/1000","v":0},{"$f":"BB22*17*('Consommations et Coûts de prod.'!$C$168-BB20)*(Dimensionnement!$C$48)*Dimensionnement!$C$20*Dimensionnement!$F$20/1000","v":0},{"$f":"BC22*17*('Consommations et Coûts de prod.'!$C$168-BC20)*(Dimensionnement!$C$48)*Dimensionnement!$C$20*Dimensionnement!$F$20/1000","v":0},{"$f":"BD22*17*('Consommations et Coûts de prod.'!$C$168-BD20)*(Dimensionnement!$C$48)*Dimensionnement!$C$20*Dimensionnement!$F$20/1000","v":0},{"$f":"BE22*17*('Consommations et Coûts de prod.'!$C$168-BE20)*(Dimensionnement!$C$48)*Dimensionnement!$C$20*Dimensionnement!$F$20/1000","v":0},{"$f":"BF22*17*('Consommations et Coûts de prod.'!$C$168-BF20)*(Dimensionnement!$C$48)*Dimensionnement!$C$20*Dimensionnement!$F$20/1000","v":0},{"$f":"BG22*17*('Consommations et Coûts de prod.'!$C$168-BG20)*(Dimensionnement!$C$48)*Dimensionnement!$C$20*Dimensionnement!$F$20/1000","v":0},{"$f":"BH22*17*('Consommations et Coûts de prod.'!$C$168-BH20)*(Dimensionnement!$C$48)*Dimensionnement!$C$20*Dimensionnement!$F$20/1000","v":0},{"$f":"BI22*17*('Consommations et Coûts de prod.'!$C$168-BI20)*(Dimensionnement!$C$48)*Dimensionnement!$C$20*Dimensionnement!$F$20/1000","v":0},{"$f":"BJ22*17*('Consommations et Coûts de prod.'!$C$168-BJ20)*(Dimensionnement!$C$48)*Dimensionnement!$C$20*Dimensionnement!$F$20/1000","v":0},{"$f":"SUM(G25:BJ25)","v":11213.943750000002},"kWh",{"$f":"BK25/BK27","v":1.0171377551020409}]
["Sur 100",{"$f":"B22/$BK$22","v":0},0,0,0,0,0,0,0,0,0,0,0,0,0,0,0,5.7088487155090406E-4,1.5223596574690775E-3,3.4253092293054241E-3,3.9961941008563283E-3,6.2797335870599441E-3,1.1607992388201715E-2,1.5984776403425313E-2,2.0361560418648908E-2,2.5689819219790681E-2,3.1779257849666988E-2,3.1779257849666988E-2,3.72978116079924E-2,4.4338725023786878E-2,4.7002854424357761E-2,5.2331113225499534E-2,5.5566127497621326E-2,5.4804947668886786E-2,6.1845861084681271E-2,5.8801141769743111E-2,5.9372026641294019E-2,6.4129400570884884E-2,6.3558515699333976E-2,5.5185537583254056E-2,6.5651760228353964E-2,6.2797335870599449E-2,6.4319695528068516E-2,0,0,0,0,0,0,{"$f":"AX22/$BK$22","v":0},0,0,0,0,0,0,0,0,0,0,0,0,{"$f":"SUM(B26:BE26)","v":1.0000000000000002}]
["Besoins kWh corrigés (besoins annuels)",{"$f":"B26*'Consommations et Coûts de prod.'!$E$6","v":0},{"$f":"C26*'Consommations et Coûts de prod.'!$E$6","v":0},{"$f":"D26*'Consommations et Coûts de prod.'!$E$6","v":0},{"$f":"E26*'Consommations et Coûts de prod.'!$E$6","v":0},{"$f":"F26*'Consommations et Coûts de prod.'!$E$6","v":0},{"$f":"G26*'Consommations et Coûts de prod.'!$E$6","v":0},{"$f":"H26*'Consommations et Coûts de prod.'!$E$6","v":0},{"$f":"I26*'Consommations et Coûts de prod.'!$E$6","v":0},{"$f":"J26*'Consommations et Coûts de prod.'!$E$6","v":0},{"$f":"K26*'Consommations et Coûts de prod.'!$E$6","v":0},{"$f":"L26*'Consommations et Coûts de prod.'!$E$6","v":0},{"$f":"M26*'Consommations et Coûts de prod.'!$E$6","v":0},{"$f":"N26*'Consommations et Coûts de prod.'!$E$6","v":0},{"$f":"O26*'Consommations et Coûts de prod.'!$E$6","v":0},{"$f":"P26*'Consommations et Coûts de prod.'!$E$6","v":0},{"$f":"Q26*'Consommations et Coûts de prod.'!$E$6","v":0},{"$f":"R26*'Consommations et Coûts de prod.'!$E$6","v":6.2940057088487169},{"$f":"S26*'Consommations et Coûts de prod.'!$E$6","v":16.78401522359658},{"$f":"T26*'Consommations et Coûts de prod.'!$E$6","v":37.764034253092298},{"$f":"U26*'Consommations et Coûts de prod.'!$E$6","v":44.05803996194102},{"$f":"V26*'Consommations et Coûts de prod.'!$E$6","v":69.234062797335881},{"$f":"W26*'Consommations et Coûts de prod.'!$E$6","v":127.97811607992391},{"$f":"X26*'Consommations et Coûts de prod.'!$E$6","v":176.23215984776408},{"$f":"Y26*'Consommations et Coûts de prod.'!$E$6","v":224.48620361560421},{"$f":"Z26*'Consommations et Coûts de prod.'!$E$6","v":283.23025689819224},{"$f":"AA26*'Consommations et Coûts de prod.'!$E$6","v":350.36631779257851},{"$f":"AB26*'Consommations et Coûts de prod.'!$E$6","v":350.36631779257851},{"$f":"AC26*'Consommations et Coûts de prod.'!$E$6","v":411.20837297811619},{"$f":"AD26*'Consommations et Coûts de prod.'!$E$6","v":488.8344433872503},{"$f":"AE26*'Consommations et Coûts de prod.'!$E$6","v":518.20647002854435},{"$f":"AF26*'Consommations et Coûts de prod.'!$E$6","v":576.95052331113232},{"$f":"AG26*'Consommations et Coûts de prod.'!$E$6","v":612.61655566127513},{"$f":"AH26*'Consommations et Coûts de prod.'!$E$6","v":604.22454804947677},{"$f":"AI26*'Consommations et Coûts de prod.'!$E$6","v":681.85061845861105},{"$f":"AJ26*'Consommations et Coûts de prod.'!$E$6","v":648.28258801141783},{"$f":"AK26*'Consommations et Coûts de prod.'!$E$6","v":654.5765937202666},{"$f":"AL26*'Consommations et Coûts de prod.'!$E$6","v":707.0266412940058},{"$f":"AM26*'Consommations et Coûts de prod.'!$E$6","v":700.73263558515703},{"$f":"AN26*'Consommations et Coûts de prod.'!$E$6","v":608.42055185537595},{"$f":"AO26*'Consommations et Coûts de prod.'!$E$6","v":723.81065651760241},{"$f":"AP26*'Consommations et Coûts de prod.'!$E$6","v":692.34062797335889},{"$f":"AQ26*'Consommations et Coûts de prod.'!$E$6","v":709.12464319695539},{"$f":"AR26*'Consommations et Coûts de prod.'!$E$6","v":0},{"$f":"AS26*'Consommations et Coûts de prod.'!$E$6","v":0},{"$f":"AT26*'Consommations et Coûts de prod.'!$E$6","v":0},{"$f":"AU26*'Consommations et Coûts de prod.'!$E$6","v":0},{"$f":"AV26*'Consommations et Coûts de prod.'!$E$6","v":0},{"$f":"AW26*'Consommations et Coûts de prod.'!$E$6","v":0},{"$f":"AX26*'Consommations et Coûts de prod.'!$E$6","v":0},{"$f":"AY26*'Consommations et Coûts de prod.'!$E$6","v":0},{"$f":"AZ26*'Consommations et Coûts de prod.'!$E$6","v":0},{"$f":"BA26*'Consommations et Coûts de prod.'!$E$6","v":0},{"$f":"BB26*'Consommations et Coûts de prod.'!$E$6","v":0},{"$f":"BC26*'Consommations et Coûts de prod.'!$E$6","v":0},{"$f":"BD26*'Consommations et Coûts de prod.'!$E$6","v":0},{"$f":"BE26*'Consommations et Coûts de prod.'!$E$6","v":0},{"$f":"BF26*'Consommations et Coûts de prod.'!$E$6","v":0},{"$f":"BG26*'Consommations et Coûts de prod.'!$E$6","v":0},{"$f":"BH26*'Consommations et Coûts de prod.'!$E$6","v":0},{"$f":"BI26*'Consommations et Coûts de prod.'!$E$6","v":0},{"$f":"BJ26*'Consommations et Coûts de prod.'!$E$6","v":0},{"$f":"SUM(B27:BJ27)","v":11025.000000000002}]
["T eau départ",{"$f":"IF(B20<'BdD Bâtiment'!$D$132,0,A4)","v":0},{"$f":"IF(C20<'BdD Bâtiment'!$D$132,$A$4,IF('BdD Bâtiment'!$D$132=C20,$A$4,IF(C20>'Consommations et Coûts de prod.'!$C$168,0,B28-($A$4-'Consommations et Coûts de prod.'!$C$168)/('Consommations et Coûts de prod.'!$C$168-'BdD Bâtiment'!$D$132))))","v":35},{"$f":"IF(D20<'BdD Bâtiment'!$D$132,$A$4,IF('BdD Bâtiment'!$D$132=D20,$A$4,IF(D20>'Consommations et Coûts de prod.'!$C$168,0,C28-($A$4-'Consommations et Coûts de prod.'!$C$168)/('Consommations et Coûts de prod.'!$C$168-'BdD Bâtiment'!$D$132))))","v":35},{"$f":"IF(E20<'BdD Bâtiment'!$D$132,$A$4,IF('BdD Bâtiment'!$D$132=E20,$A$4,IF(E20>'Consommations et Coûts de prod.'!$C$168,0,D28-($A$4-'Consommations et Coûts de prod.'!$C$168)/('Consommations et Coûts de prod.'!$C$168-'BdD Bâtiment'!$D$132))))","v":35},{"$f":"IF(F20<'BdD Bâtiment'!$D$132,$A$4,IF('BdD Bâtiment'!$D$132=F20,$A$4,IF(F20>'Consommations et Coûts de prod.'!$C$168,0,E28-($A$4-'Consommations et Coûts de prod.'!$C$168)/('Consommations et Coûts de prod.'!$C$168-'BdD Bâtiment'!$D$132))))","v":35},{"$f":"IF(G20<'BdD Bâtiment'!$D$132,$A$4,IF('BdD Bâtiment'!$D$132=G20,$A$4,IF(G20>'Consommations et Coûts de prod.'!$C$168,0,F28-($A$4-'Consommations et Coûts de prod.'!$C$168)/('Consommations et Coûts de prod.'!$C$168-'BdD Bâtiment'!$D$132))))","v":35},{"$f":"IF(H20<'BdD Bâtiment'!$D$132,$A$4,IF('BdD Bâtiment'!$D$132=H20,$A$4,IF(H20>'Consommations et Coûts de prod.'!$C$168,0,G28-($A$4-'Consommations et Coûts de prod.'!$C$168)/('Consommations et Coûts de prod.'!$C$168-'BdD Bâtiment'!$D$132))))","v":35},{"$f":"IF(I20<'BdD Bâtiment'!$D$132,$A$4,IF('BdD Bâtiment'!$D$132=I20,$A$4,IF(I20>'Consommations et Coûts de prod.'!$C$168,0,H28-($A$4-'Consommations et Coûts de prod.'!$C$168)/('Consommations et Coûts de prod.'!$C$168-'BdD Bâtiment'!$D$132))))","v":35},{"$f":"IF(J20<'BdD Bâtiment'!$D$132,$A$4,IF('BdD Bâtiment'!$D$132=J20,$A$4,IF(J20>'Consommations et Coûts de prod.'!$C$168,0,I28-($A$4-'Consommations et Coûts de prod.'!$C$168)/('Consommations et Coûts de prod.'!$C$168-'BdD Bâtiment'!$D$132))))","v":35},{"$f":"IF(K20<'BdD Bâtiment'!$D$132,$A$4,IF('BdD Bâtiment'!$D$132=K20,$A$4,IF(K20>'Consommations et Coûts de prod.'!$C$168,0,J28-($A$4-'Consommations et Coûts de prod.'!$C$168)/('Consommations et Coûts de prod.'!$C$168-'BdD Bâtiment'!$D$132))))","v":35},{"$f":"IF(L20<'BdD Bâtiment'!$D$132,$A$4,IF('BdD Bâtiment'!$D$132=L20,$A$4,IF(L20>'Consommations et Coûts de prod.'!$C$168,0,K28-($A$4-'Consommations et Coûts de prod.'!$C$168)/('Consommations et Coûts de prod.'!$C$168-'BdD Bâtiment'!$D$132))))","v":35},{"$f":"IF(M20<'BdD Bâtiment'!$D$132,$A$4,IF('BdD Bâtiment'!$D$132=M20,$A$4,IF(M20>'Consommations et Coûts de prod.'!$C$168,0,L28-($A$4-'Consommations et Coûts de prod.'!$C$168)/('Consommations et Coûts de prod.'!$C$168-'BdD Bâtiment'!$D$132))))","v":35},{"$f":"IF(N20<'BdD Bâtiment'!$D$132,$A$4,IF('BdD Bâtiment'!$D$132=N20,$A$4,IF(N20>'Consommations et Coûts de prod.'!$C$168,0,M28-($A$4-'Consommations et Coûts de prod.'!$C$168)/('Consommations et Coûts de prod.'!$C$168-'BdD Bâtiment'!$D$132))))","v":35},{"$f":"IF(O20<'BdD Bâtiment'!$D$132,$A$4,IF('BdD Bâtiment'!$D$132=O20,$A$4,IF(O20>'Consommations et Coûts de prod.'!$C$168,0,N28-($A$4-'Consommations et Coûts de prod.'!$C$168)/('Consommations et Coûts de prod.'!$C$168-'BdD Bâtiment'!$D$132))))","v":35},{"$f":"IF(P20<'BdD Bâtiment'!$D$132,$A$4,IF('BdD Bâtiment'!$D$132=P20,$A$4,IF(P20>'Consommations et Coûts de prod.'!$C$168,0,O28-($A$4-'Consommations et Coûts de prod.'!$C$168)/('Consommations et Coûts de prod.'!$C$168-'BdD Bâtiment'!$D$132))))","v":35},{"$f":"IF(Q20<'BdD Bâtiment'!$D$132,$A$4,IF('BdD Bâtiment'!$D$132=Q20,$A$4,IF(Q20>'Consommations et Coûts de prod.'!$C$168,0,P28-($A$4-'Consommations et Coûts de prod.'!$C$168)/('Consommations et Coûts de prod.'!$C$168-'BdD Bâtiment'!$D$132))))","v":35},{"$f":"IF(R20<'BdD Bâtiment'!$D$132,$A$4,IF('BdD Bâtiment'!$D$132=R20,$A$4,IF(R20>'Consommations et Coûts de prod.'!$C$168,0,Q28-($A$4-'Consommations et Coûts de prod.'!$C$168)/('Consommations et Coûts de prod.'!$C$168-'BdD Bâtiment'!$D$132))))","v":34.448275862068968},{"$f":"IF(S20<'BdD Bâtiment'!$D$132,$A$4,IF('BdD Bâtiment'!$D$132=S20,$A$4,IF(S20>'Consommations et Coûts de prod.'!$C$168,0,R28-($A$4-'Consommations et Coûts de prod.'!$C$168)/('Consommations et Coûts de prod.'!$C$168-'BdD Bâtiment'!$D$132))))","v":33.896551724137936},{"$f":"IF(T20<'BdD Bâtiment'!$D$132,$A$4,IF('BdD Bâtiment'!$D$132=T20,$A$4,IF(T20>'Consommations et Coûts de prod.'!$C$168,0,S28-($A$4-'Consommations et Coûts de prod.'!$C$168)/('Consommations et Coûts de prod.'!$C$168-'BdD Bâtiment'!$D$132))))","v":33.344827586206904},{"$f":"IF(U20<'BdD Bâtiment'!$D$132,$A$4,IF('BdD Bâtiment'!$D$132=U20,$A$4,IF(U20>'Consommations et Coûts de prod.'!$C$168,0,T28-($A$4-'Consommations et Coûts de prod.'!$C$168)/('Consommations et Coûts de prod.'!$C$168-'BdD Bâtiment'!$D$132))))","v":32.793103448275872},{"$f":"IF(V20<'BdD Bâtiment'!$D$132,$A$4,IF('BdD Bâtiment'!$D$132=V20,$A$4,IF(V20>'Consommations et Coûts de prod.'!$C$168,0,U28-($A$4-'Consommations et Coûts de prod.'!$C$168)/('Consommations et Coûts de prod.'!$C$168-'BdD Bâtiment'!$D$132))))","v":32.24137931034484},{"$f":"IF(W20<'BdD Bâtiment'!$D$132,$A$4,IF('BdD Bâtiment'!$D$132=W20,$A$4,IF(W20>'Consommations et Coûts de prod.'!$C$168,0,V28-($A$4-'Consommations et Coûts de prod.'!$C$168)/('Consommations et Coûts de prod.'!$C$168-'BdD Bâtiment'!$D$132))))","v":31.689655172413804},{"$f":"IF(X20<'BdD Bâtiment'!$D$132,$A$4,IF('BdD Bâtiment'!$D$132=X20,$A$4,IF(X20>'Consommations et Coûts de prod.'!$C$168,0,W28-($A$4-'Consommations et Coûts de prod.'!$C$168)/('Consommations et Coûts de prod.'!$C$168-'BdD Bâtiment'!$D$132))))","v":31.137931034482769},{"$f":"IF(Y20<'BdD Bâtiment'!$D$132,$A$4,IF('BdD Bâtiment'!$D$132=Y20,$A$4,IF(Y20>'Consommations et Coûts de prod.'!$C$168,0,X28-($A$4-'Consommations et Coûts de prod.'!$C$168)/('Consommations et Coûts de prod.'!$C$168-'BdD Bâtiment'!$D$132))))","v":30.586206896551733},{"$f":"IF(Z20<'BdD Bâtiment'!$D$132,$A$4,IF('BdD Bâtiment'!$D$132=Z20,$A$4,IF(Z20>'Consommations et Coûts de prod.'!$C$168,0,Y28-($A$4-'Consommations et Coûts de prod.'!$C$168)/('Consommations et Coûts de prod.'!$C$168-'BdD Bâtiment'!$D$132))))","v":30.034482758620697},{"$f":"IF(AA20<'BdD Bâtiment'!$D$132,$A$4,IF('BdD Bâtiment'!$D$132=AA20,$A$4,IF(AA20>'Consommations et Coûts de prod.'!$C$168,0,Z28-($A$4-'Consommations et Coûts de prod.'!$C$168)/('Consommations et Coûts de prod.'!$C$168-'BdD Bâtiment'!$D$132))))","v":29.482758620689662},{"$f":"IF(AB20<'BdD Bâtiment'!$D$132,$A$4,IF('BdD Bâtiment'!$D$132=AB20,$A$4,IF(AB20>'Consommations et Coûts de prod.'!$C$168,0,AA28-($A$4-'Consommations et Coûts de prod.'!$C$168)/('Consommations et Coûts de prod.'!$C$168-'BdD Bâtiment'!$D$132))))","v":28.931034482758626},{"$f":"IF(AC20<'BdD Bâtiment'!$D$132,$A$4,IF('BdD Bâtiment'!$D$132=AC20,$A$4,IF(AC20>'Consommations et Coûts de prod.'!$C$168,0,AB28-($A$4-'Consommations et Coûts de prod.'!$C$168)/('Consommations et Coûts de prod.'!$C$168-'BdD Bâtiment'!$D$132))))","v":28.379310344827591},{"$f":"IF(AD20<'BdD Bâtiment'!$D$132,$A$4,IF('BdD Bâtiment'!$D$132=AD20,$A$4,IF(AD20>'Consommations et Coûts de prod.'!$C$168,0,AC28-($A$4-'Consommations et Coûts de prod.'!$C$168)/('Consommations et Coûts de prod.'!$C$168-'BdD Bâtiment'!$D$132))))","v":27.827586206896555},{"$f":"IF(AE20<'BdD Bâtiment'!$D$132,$A$4,IF('BdD Bâtiment'!$D$132=AE20,$A$4,IF(AE20>'Consommations et Coûts de prod.'!$C$168,0,AD28-($A$4-'Consommations et Coûts de prod.'!$C$168)/('Consommations et Coûts de prod.'!$C$168-'BdD Bâtiment'!$D$132))))","v":27.27586206896552},{"$f":"IF(AF20<'BdD Bâtiment'!$D$132,$A$4,IF('BdD Bâtiment'!$D$132=AF20,$A$4,IF(AF20>'Consommations et Coûts de prod.'!$C$168,0,AE28-($A$4-'Consommations et Coûts de prod.'!$C$168)/('Consommations et Coûts de prod.'!$C$168-'BdD Bâtiment'!$D$132))))","v":26.724137931034484},{"$f":"IF(AG20<'BdD Bâtiment'!$D$132,$A$4,IF('BdD Bâtiment'!$D$132=AG20,$A$4,IF(AG20>'Consommations et Coûts de prod.'!$C$168,0,AF28-($A$4-'Consommations et Coûts de prod.'!$C$168)/('Consommations et Coûts de prod.'!$C$168-'BdD Bâtiment'!$D$132))))","v":26.172413793103448},{"$f":"IF(AH20<'BdD Bâtiment'!$D$132,$A$4,IF('BdD Bâtiment'!$D$132=AH20,$A$4,IF(AH20>'Consommations et Coûts de prod.'!$C$168,0,AG28-($A$4-'Consommations et Coûts de prod.'!$C$168)/('Consommations et Coûts de prod.'!$C$168-'BdD Bâtiment'!$D$132))))","v":25.620689655172413},{"$f":"IF(AI20<'BdD Bâtiment'!$D$132,$A$4,IF('BdD Bâtiment'!$D$132=AI20,$A$4,IF(AI20>'Consommations et Coûts de prod.'!$C$168,0,AH28-($A$4-'Consommations et Coûts de prod.'!$C$168)/('Consommations et Coûts de prod.'!$C$168-'BdD Bâtiment'!$D$132))))","v":25.068965517241377},{"$f":"IF(AJ20<'BdD Bâtiment'!$D$132,$A$4,IF('BdD Bâtiment'!$D$132=AJ20,$A$4,IF(AJ20>'Consommations et Coûts de prod.'!$C$168,0,AI28-($A$4-'Consommations et Coûts de prod.'!$C$168)/('Consommations et Coûts de prod.'!$C$168-'BdD Bâtiment'!$D$132))))","v":24.517241379310342},{"$f":"IF(AK20<'BdD Bâtiment'!$D$132,$A$4,IF('BdD Bâtiment'!$D$132=AK20,$A$4,IF(AK20>'Consommations et Coûts de prod.'!$C$168,0,AJ28-($A$4-'Consommations et Coûts de prod.'!$C$168)/('Consommations et Coûts de prod.'!$C$168-'BdD Bâtiment'!$D$132))))","v":23.965517241379306},{"$f":"IF(AL20<'BdD Bâtiment'!$D$132,$A$4,IF('BdD Bâtiment'!$D$132=AL20,$A$4,IF(AL20>'Consommations et Coûts de prod.'!$C$168,0,AK28-($A$4-'Consommations et Coûts de prod.'!$C$168)/('Consommations et Coûts de prod.'!$C$168-'BdD Bâtiment'!$D$132))))","v":23.41379310344827},{"$f":"IF(AM20<'BdD Bâtiment'!$D$132,$A$4,IF('BdD Bâtiment'!$D$132=AM20,$A$4,IF(AM20>'Consommations et Coûts de prod.'!$C$168,0,AL28-($A$4-'Consommations et Coûts de prod.'!$C$168)/('Consommations et Coûts de prod.'!$C$168-'BdD Bâtiment'!$D$132))))","v":22.862068965517235},{"$f":"IF(AN20<'BdD Bâtiment'!$D$132,$A$4,IF('BdD Bâtiment'!$D$132=AN20,$A$4,IF(AN20>'Consommations et Coûts de prod.'!$C$168,0,AM28-($A$4-'Consommations et Coûts de prod.'!$C$168)/('Consommations et Coûts de prod.'!$C$168-'BdD Bâtiment'!$D$132))))","v":22.310344827586199},{"$f":"IF(AO20<'BdD Bâtiment'!$D$132,$A$4,IF('BdD Bâtiment'!$D$132=AO20,$A$4,IF(AO20>'Consommations et Coûts de prod.'!$C$168,0,AN28-($A$4-'Consommations et Coûts de prod.'!$C$168)/('Consommations et Coûts de prod.'!$C$168-'BdD Bâtiment'!$D$132))))","v":21.758620689655164},{"$f":"IF(AP20<'BdD Bâtiment'!$D$132,$A$4,IF('BdD Bâtiment'!$D$132=AP20,$A$4,IF(AP20>'Consommations et Coûts de prod.'!$C$168,0,AO28-($A$4-'Consommations et Coûts de prod.'!$C$168)/('Consommations et Coûts de prod.'!$C$168-'BdD Bâtiment'!$D$132))))","v":21.206896551724128},{"$f":"IF(AQ20<'BdD Bâtiment'!$D$132,$A$4,IF('BdD Bâtiment'!$D$132=AQ20,$A$4,IF(AQ20>'Consommations et Coûts de prod.'!$C$168,0,AP28-($A$4-'Consommations et Coûts de prod.'!$C$168)/('Consommations et Coûts de prod.'!$C$168-'BdD Bâtiment'!$D$132))))","v":20.655172413793093},{"$f":"IF(AR20<'BdD Bâtiment'!$D$132,$A$4,IF('BdD Bâtiment'!$D$132=AR20,$A$4,IF(AR20>'Consommations et Coûts de prod.'!$C$168,0,AQ28-($A$4-'Consommations et Coûts de prod.'!$C$168)/('Consommations et Coûts de prod.'!$C$168-'BdD Bâtiment'!$D$132))))","v":20.103448275862057},{"$f":"IF(AS20<'BdD Bâtiment'!$D$132,$A$4,IF('BdD Bâtiment'!$D$132=AS20,$A$4,IF(AS20>'Consommations et Coûts de prod.'!$C$168,0,AR28-($A$4-'Consommations et Coûts de prod.'!$C$168)/('Consommations et Coûts de prod.'!$C$168-'BdD Bâtiment'!$D$132))))","v":19.551724137931021},{"$f":"IF(AT20<'BdD Bâtiment'!$D$132,$A$4,IF('BdD Bâtiment'!$D$132=AT20,$A$4,IF(AT20>'Consommations et Coûts de prod.'!$C$168,0,AS28-($A$4-'Consommations et Coûts de prod.'!$C$168)/('Consommations et Coûts de prod.'!$C$168-'BdD Bâtiment'!$D$132))))","v":18.999999999999986},{"$f":"IF(AU20<'BdD Bâtiment'!$D$132,$A$4,IF('BdD Bâtiment'!$D$132=AU20,$A$4,IF(AU20>'Consommations et Coûts de prod.'!$C$168,0,AT28-($A$4-'Consommations et Coûts de prod.'!$C$168)/('Consommations et Coûts de prod.'!$C$168-'BdD Bâtiment'!$D$132))))","v":0},{"$f":"IF(AV20<'BdD Bâtiment'!$D$132,$A$4,IF('BdD Bâtiment'!$D$132=AV20,$A$4,IF(AV20>'Consommations et Coûts de prod.'!$C$168,0,AU28-($A$4-'Consommations et Coûts de prod.'!$C$168)/('Consommations et Coûts de prod.'!$C$168-'BdD Bâtiment'!$D$132))))","v":0},{"$f":"IF(AW20<'BdD Bâtiment'!$D$132,$A$4,IF('BdD Bâtiment'!$D$132=AW20,$A$4,IF(AW20>'Consommations et Coûts de prod.'!$C$168,0,AV28-($A$4-'Consommations et Coûts de prod.'!$C$168)/('Consommations et Coûts de prod.'!$C$168-'BdD Bâtiment'!$D$132))))","v":0},{"$f":"IF(AX20<'BdD Bâtiment'!$D$132,$A$4,IF('BdD Bâtiment'!$D$132=AX20,$A$4,IF(AX20>'Consommations et Coûts de prod.'!$C$168,0,AW28-($A$4-'Consommations et Coûts de prod.'!$C$168)/('Consommations et Coûts de prod.'!$C$168-'BdD Bâtiment'!$D$132))))","v":0},{"$f":"IF(AY20<'BdD Bâtiment'!$D$132,$A$4,IF('BdD Bâtiment'!$D$132=AY20,$A$4,IF(AY20>'Consommations et Coûts de prod.'!$C$168,0,AX28-($A$4-'Consommations et Coûts de prod.'!$C$168)/('Consommations et Coûts de prod.'!$C$168-'BdD Bâtiment'!$D$132))))","v":0},{"$f":"IF(AZ20<'BdD Bâtiment'!$D$132,$A$4,IF('BdD Bâtiment'!$D$132=AZ20,$A$4,IF(AZ20>'Consommations et Coûts de prod.'!$C$168,0,AY28-($A$4-'Consommations et Coûts de prod.'!$C$168)/('Consommations et Coûts de prod.'!$C$168-'BdD Bâtiment'!$D$132))))","v":0},{"$f":"IF(BA20<'BdD Bâtiment'!$D$132,$A$4,IF('BdD Bâtiment'!$D$132=BA20,$A$4,IF(BA20>'Consommations et Coûts de prod.'!$C$168,0,AZ28-($A$4-'Consommations et Coûts de prod.'!$C$168)/('Consommations et Coûts de prod.'!$C$168-'BdD Bâtiment'!$D$132))))","v":0},{"$f":"IF(BB20<'BdD Bâtiment'!$D$132,$A$4,IF('BdD Bâtiment'!$D$132=BB20,$A$4,IF(BB20>'Consommations et Coûts de prod.'!$C$168,0,BA28-($A$4-'Consommations et Coûts de prod.'!$C$168)/('Consommations et Coûts de prod.'!$C$168-'BdD Bâtiment'!$D$132))))","v":0},{"$f":"IF(BC20<'BdD Bâtiment'!$D$132,$A$4,IF('BdD Bâtiment'!$D$132=BC20,$A$4,IF(BC20>'Consommations et Coûts de prod.'!$C$168,0,BB28-($A$4-'Consommations et Coûts de prod.'!$C$168)/('Consommations et Coûts de prod.'!$C$168-'BdD Bâtiment'!$D$132))))","v":0},{"$f":"IF(BD20<'BdD Bâtiment'!$D$132,$A$4,IF('BdD Bâtiment'!$D$132=BD20,$A$4,IF(BD20>'Consommations et Coûts de prod.'!$C$168,0,BC28-($A$4-'Consommations et Coûts de prod.'!$C$168)/('Consommations et Coûts de prod.'!$C$168-'BdD Bâtiment'!$D$132))))","v":0},{"$f":"IF(BE20<'BdD Bâtiment'!$D$132,$A$4,IF('BdD Bâtiment'!$D$132=BE20,$A$4,IF(BE20>'Consommations et Coûts de prod.'!$C$168,0,BD28-($A$4-'Consommations et Coûts de prod.'!$C$168)/('Consommations et Coûts de prod.'!$C$168-'BdD Bâtiment'!$D$132))))","v":0},{"$f":"IF(BF20<'BdD Bâtiment'!$D$132,$A$4,IF('BdD Bâtiment'!$D$132=BF20,$A$4,IF(BF20>'Consommations et Coûts de prod.'!$C$168,0,BE28-($A$4-'Consommations et Coûts de prod.'!$C$168)/('Consommations et Coûts de prod.'!$C$168-'BdD Bâtiment'!$D$132))))","v":0},{"$f":"IF(BG20<'BdD Bâtiment'!$D$132,$A$4,IF('BdD Bâtiment'!$D$132=BG20,$A$4,IF(BG20>'Consommations et Coûts de prod.'!$C$168,0,BF28-($A$4-'Consommations et Coûts de prod.'!$C$168)/('Consommations et Coûts de prod.'!$C$168-'BdD Bâtiment'!$D$132))))","v":0},{"$f":"IF(BH20<'BdD Bâtiment'!$D$132,$A$4,IF('BdD Bâtiment'!$D$132=BH20,$A$4,IF(BH20>'Consommations et Coûts de prod.'!$C$168,0,BG28-($A$4-'Consommations et Coûts de prod.'!$C$168)/('Consommations et Coûts de prod.'!$C$168-'BdD Bâtiment'!$D$132))))","v":0},{"$f":"IF(BI20<'BdD Bâtiment'!$D$132,$A$4,IF('BdD Bâtiment'!$D$132=BI20,$A$4,IF(BI20>'Consommations et Coûts de prod.'!$C$168,0,BH28-($A$4-'Consommations et Coûts de prod.'!$C$168)/('Consommations et Coûts de prod.'!$C$168-'BdD Bâtiment'!$D$132))))","v":0},{"$f":"IF(BJ20<'BdD Bâtiment'!$D$132,$A$4,IF('BdD Bâtiment'!$D$132=BJ20,$A$4,IF(BJ20>'Consommations et Coûts de prod.'!$C$168,0,BI28-($A$4-'Consommations et Coûts de prod.'!$C$168)/('Consommations et Coûts de prod.'!$C$168-'BdD Bâtiment'!$D$132))))","v":0}]
["Déper en kW",{"$f":"IF(B20<$A$13,#N/A,Dimensionnement!$F$48)","v":{"$error":"#N/A"}},{"$f":"IF(C20<$A$13,#N/A,Dimensionnement!$F$48)","v":{"$error":"#N/A"}},{"$f":"IF(D20<$A$13,#N/A,Dimensionnement!$F$48)","v":{"$error":"#N/A"}},{"$f":"IF(E20<$A$13,#N/A,Dimensionnement!$F$48)","v":{"$error":"#N/A"}},{"$f":"IF(F20<$A$13,#N/A,Dimensionnement!$F$48)","v":{"$error":"#N/A"}},{"$f":"IF(G20<Dimensionnement!I15,#N/A,IF(Dimensionnement!I15=G20,Dimensionnement!F48,\"\"))","v":{"$error":"#N/A"}},{"$f":"IF(H20<Dimensionnement!$I$15,#N/A,IF(H20>Dimensionnement!$I$15,IF(G29-(Dimensionnement!$F$48/(Dimensionnement!$I$20-3-Dimensionnement!$I$15))<0,0,G29-(Dimensionnement!$F$48/(Dimensionnement!$I$20-3-Dimensionnement!$I$15))),IF(H20=Dimensionnement!$I$15,Dimensionnement!$F$48,Dimensionnement!$F$48)))","v":{"$error":"#N/A"}},{"$f":"IF(I20<Dimensionnement!$I$15,#N/A,IF(I20>Dimensionnement!$I$15,IF(H29-(Dimensionnement!$F$48/(Dimensionnement!$I$20-3-Dimensionnement!$I$15))<0,0,H29-(Dimensionnement!$F$48/(Dimensionnement!$I$20-3-Dimensionnement!$I$15))),IF(I20=Dimensionnement!$I$15,Dimensionnement!$F$48,Dimensionnement!$F$48)))","v":{"$error":"#N/A"}},{"$f":"IF(J20<Dimensionnement!$I$15,#N/A,IF(J20>Dimensionnement!$I$15,IF(I29-(Dimensionnement!$F$48/(Dimensionnement!$I$20-3-Dimensionnement!$I$15))<0,0,I29-(Dimensionnement!$F$48/(Dimensionnement!$I$20-3-Dimensionnement!$I$15))),IF(J20=Dimensionnement!$I$15,Dimensionnement!$F$48,Dimensionnement!$F$48)))","v":{"$error":"#N/A"}},{"$f":"IF(K20<Dimensionnement!$I$15,#N/A,IF(K20>Dimensionnement!$I$15,IF(J29-(Dimensionnement!$F$48/(Dimensionnement!$I$20-3-Dimensionnement!$I$15))<0,0,J29-(Dimensionnement!$F$48/(Dimensionnement!$I$20-3-Dimensionnement!$I$15))),IF(K20=Dimensionnement!$I$15,Dimensionnement!$F$48,Dimensionnement!$F$48)))","v":{"$error":"#N/A"}},{"$f":"IF(L20<Dimensionnement!$I$15,#N/A,IF(L20>Dimensionnement!$I$15,IF(K29-(Dimensionnement!$F$48/(Dimensionnement!$I$20-3-Dimensionnement!$I$15))<0,0,K29-(Dimensionnement!$F$48/(Dimensionnement!$I$20-3-Dimensionnement!$I$15))),IF(L20=Dimensionnement!$I$15,Dimensionnement!$F$48,Dimensionnement!$F$48)))","v":{"$error":"#N/A"}},{"$f":"IF(M20<Dimensionnement!$I$15,#N/A,IF(M20>Dimensionnement!$I$15,IF(L29-(Dimensionnement!$F$48/(Dimensionnement!$I$20-3-Dimensionnement!$I$15))<0,0,L29-(Dimensionnement!$F$48/(Dimensionnement!$I$20-3-Dimensionnement!$I$15))),IF(M20=Dimensionnement!$I$15,Dimensionnement!$F$48,Dimensionnement!$F$48)))","v":{"$error":"#N/A"}},{"$f":"IF(N20<Dimensionnement!$I$15,#N/A,IF(N20>Dimensionnement!$I$15,IF(M29-(Dimensionnement!$F$48/(Dimensionnement!$I$20-3-Dimensionnement!$I$15))<0,0,M29-(Dimensionnement!$F$48/(Dimensionnement!$I$20-3-Dimensionnement!$I$15))),IF(N20=Dimensionnement!$I$15,Dimensionnement!$F$48,Dimensionnement!$F$48)))","v":{"$error":"#N/A"}},{"$f":"IF(O20<Dimensionnement!$I$15,#N/A,IF(O20>Dimensionnement!$I$15,IF(N29-(Dimensionnement!$F$48/(Dimensionnement!$I$20-3-Dimensionnement!$I$15))<0,0,N29-(Dimensionnement!$F$48/(Dimensionnement!$I$20-3-Dimensionnement!$I$15))),IF(O20=Dimensionnement!$I$15,Dimensionnement!$F$48,Dimensionnement!$F$48)))","v":{"$error":"#N/A"}},{"$f":"IF(P20<Dimensionnement!$I$15,#N/A,IF(P20>Dimensionnement!$I$15,IF(O29-(Dimensionnement!$F$48/(Dimensionnement!$I$20-3-Dimensionnement!$I$15))<0,0,O29-(Dimensionnement!$F$48/(Dimensionnement!$I$20-3-Dimensionnement!$I$15))),IF(P20=Dimensionnement!$I$15,Dimensionnement!$F$48,Dimensionnement!$F$48)))","v":{"$error":"#N/A"}},{"$f":"IF(Q20<Dimensionnement!$I$15,#N/A,IF(Q20>Dimensionnement!$I$15,IF(P29-(Dimensionnement!$F$48/(Dimensionnement!$I$20-3-Dimensionnement!$I$15))<0,0,P29-(Dimensionnement!$F$48/(Dimensionnement!$I$20-3-Dimensionnement!$I$15))),IF(Q20=Dimensionnement!$I$15,Dimensionnement!$F$48,Dimensionnement!$F$48)))","v":6.5},{"$f":"IF(R20<Dimensionnement!$I$15,#N/A,IF(R20>Dimensionnement!$I$15,IF(Q29-(Dimensionnement!$F$48/(Dimensionnement!$I$20-3-Dimensionnement!$I$15))<0,0,Q29-(Dimensionnement!$F$48/(Dimensionnement!$I$20-3-Dimensionnement!$I$15))),IF(R20=Dimensionnement!$I$15,Dimensionnement!$F$48,Dimensionnement!$F$48)))","v":6.25},{"$f":"IF(S20<Dimensionnement!$I$15,#N/A,IF(S20>Dimensionnement!$I$15,IF(R29-(Dimensionnement!$F$48/(Dimensionnement!$I$20-3-Dimensionnement!$I$15))<0,0,R29-(Dimensionnement!$F$48/(Dimensionnement!$I$20-3-Dimensionnement!$I$15))),IF(S20=Dimensionnement!$I$15,Dimensionnement!$F$48,Dimensionnement!$F$48)))","v":6},{"$f":"IF(T20<Dimensionnement!$I$15,#N/A,IF(T20>Dimensionnement!$I$15,IF(S29-(Dimensionnement!$F$48/(Dimensionnement!$I$20-3-Dimensionnement!$I$15))<0,0,S29-(Dimensionnement!$F$48/(Dimensionnement!$I$20-3-Dimensionnement!$I$15))),IF(T20=Dimensionnement!$I$15,Dimensionnement!$F$48,Dimensionnement!$F$48)))","v":5.75},{"$f":"IF(U20<Dimensionnement!$I$15,#N/A,IF(U20>Dimensionnement!$I$15,IF(T29-(Dimensionnement!$F$48/(Dimensionnement!$I$20-3-Dimensionnement!$I$15))<0,0,T29-(Dimensionnement!$F$48/(Dimensionnement!$I$20-3-Dimensionnement!$I$15))),IF(U20=Dimensionnement!$I$15,Dimensionnement!$F$48,Dimensionnement!$F$48)))","v":5.5},{"$f":"IF(V20<Dimensionnement!$I$15,#N/A,IF(V20>Dimensionnement!$I$15,IF(U29-(Dimensionnement!$F$48/(Dimensionnement!$I$20-3-Dimensionnement!$I$15))<0,0,U29-(Dimensionnement!$F$48/(Dimensionnement!$I$20-3-Dimensionnement!$I$15))),IF(V20=Dimensionnement!$I$15,Dimensionnement!$F$48,Dimensionnement!$F$48)))","v":5.25},{"$f":"IF(W20<Dimensionnement!$I$15,#N/A,IF(W20>Dimensionnement!$I$15,IF(V29-(Dimensionnement!$F$48/(Dimensionnement!$I$20-3-Dimensionnement!$I$15))<0,0,V29-(Dimensionnement!$F$48/(Dimensionnement!$I$20-3-Dimensionnement!$I$15))),IF(W20=Dimensionnement!$I$15,Dimensionnement!$F$48,Dimensionnement!$F$48)))","v":5},{"$f":"IF(X20<Dimensionnement!$I$15,#N/A,IF(X20>Dimensionnement!$I$15,IF(W29-(Dimensionnement!$F$48/(Dimensionnement!$I$20-3-Dimensionnement!$I$15))<0,0,W29-(Dimensionnement!$F$48/(Dimensionnement!$I$20-3-Dimensionnement!$I$15))),IF(X20=Dimensionnement!$I$15,Dimensionnement!$F$48,Dimensionnement!$F$48)))","v":4.75},{"$f":"IF(Y20<Dimensionnement!$I$15,#N/A,IF(Y20>Dimensionnement!$I$15,IF(X29-(Dimensionnement!$F$48/(Dimensionnement!$I$20-3-Dimensionnement!$I$15))<0,0,X29-(Dimensionnement!$F$48/(Dimensionnement!$I$20-3-Dimensionnement!$I$15))),IF(Y20=Dimensionnement!$I$15,Dimensionnement!$F$48,Dimensionnement!$F$48)))","v":4.5},{"$f":"IF(Z20<Dimensionnement!$I$15,#N/A,IF(Z20>Dimensionnement!$I$15,IF(Y29-(Dimensionnement!$F$48/(Dimensionnement!$I$20-3-Dimensionnement!$I$15))<0,0,Y29-(Dimensionnement!$F$48/(Dimensionnement!$I$20-3-Dimensionnement!$I$15))),IF(Z20=Dimensionnement!$I$15,Dimensionnement!$F$48,Dimensionnement!$F$48)))","v":4.25},{"$f":"IF(AA20<Dimensionnement!$I$15,#N/A,IF(AA20>Dimensionnement!$I$15,IF(Z29-(Dimensionnement!$F$48/(Dimensionnement!$I$20-3-Dimensionnement!$I$15))<0,0,Z29-(Dimensionnement!$F$48/(Dimensionnement!$I$20-3-Dimensionnement!$I$15))),IF(AA20=Dimensionnement!$I$15,Dimensionnement!$F$48,Dimensionnement!$F$48)))","v":4},{"$f":"IF(AB20<Dimensionnement!$I$15,#N/A,IF(AB20>Dimensionnement!$I$15,IF(AA29-(Dimensionnement!$F$48/(Dimensionnement!$I$20-3-Dimensionnement!$I$15))<0,0,AA29-(Dimensionnement!$F$48/(Dimensionnement!$I$20-3-Dimensionnement!$I$15))),IF(AB20=Dimensionnement!$I$15,Dimensionnement!$F$48,Dimensionnement!$F$48)))","v":3.75},{"$f":"IF(AC20<Dimensionnement!$I$15,#N/A,IF(AC20>Dimensionnement!$I$15,IF(AB29-(Dimensionnement!$F$48/(Dimensionnement!$I$20-3-Dimensionnement!$I$15))<0,0,AB29-(Dimensionnement!$F$48/(Dimensionnement!$I$20-3-Dimensionnement!$I$15))),IF(AC20=Dimensionnement!$I$15,Dimensionnement!$F$48,Dimensionnement!$F$48)))","v":3.5},{"$f":"IF(AD20<Dimensionnement!$I$15,#N/A,IF(AD20>Dimensionnement!$I$15,IF(AC29-(Dimensionnement!$F$48/(Dimensionnement!$I$20-3-Dimensionnement!$I$15))<0,0,AC29-(Dimensionnement!$F$48/(Dimensionnement!$I$20-3-Dimensionnement!$I$15))),IF(AD20=Dimensionnement!$I$15,Dimensionnement!$F$48,Dimensionnement!$F$48)))","v":3.25},{"$f":"IF(AE20<Dimensionnement!$I$15,#N/A,IF(AE20>Dimensionnement!$I$15,IF(AD29-(Dimensionnement!$F$48/(Dimensionnement!$I$20-3-Dimensionnement!$I$15))<0,0,AD29-(Dimensionnement!$F$48/(Dimensionnement!$I$20-3-Dimensionnement!$I$15))),IF(AE20=Dimensionnement!$I$15,Dimensionnement!$F$48,Dimensionnement!$F$48)))","v":3},{"$f":"IF(AF20<Dimensionnement!$I$15,#N/A,IF(AF20>Dimensionnement!$I$15,IF(AE29-(Dimensionnement!$F$48/(Dimensionnement!$I$20-3-Dimensionnement!$I$15))<0,0,AE29-(Dimensionnement!$F$48/(Dimensionnement!$I$20-3-Dimensionnement!$I$15))),IF(AF20=Dimensionnement!$I$15,Dimensionnement!$F$48,Dimensionnement!$F$48)))","v":2.75},{"$f":"IF(AG20<Dimensionnement!$I$15,#N/A,IF(AG20>Dimensionnement!$I$15,IF(AF29-(Dimensionnement!$F$48/(Dimensionnement!$I$20-3-Dimensionnement!$I$15))<0,0,AF29-(Dimensionnement!$F$48/(Dimensionnement!$I$20-3-Dimensionnement!$I$15))),IF(AG20=Dimensionnement!$I$15,Dimensionnement!$F$48,Dimensionnement!$F$48)))","v":2.5},{"$f":"IF(AH20<Dimensionnement!$I$15,#N/A,IF(AH20>Dimensionnement!$I$15,IF(AG29-(Dimensionnement!$F$48/(Dimensionnement!$I$20-3-Dimensionnement!$I$15))<0,0,AG29-(Dimensionnement!$F$48/(Dimensionnement!$I$20-3-Dimensionnement!$I$15))),IF(AH20=Dimensionnement!$I$15,Dimensionnement!$F$48,Dimensionnement!$F$48)))","v":2.25},{"$f":"IF(AI20<Dimensionnement!$I$15,#N/A,IF(AI20>Dimensionnement!$I$15,IF(AH29-(Dimensionnement!$F$48/(Dimensionnement!$I$20-3-Dimensionnement!$I$15))<0,0,AH29-(Dimensionnement!$F$48/(Dimensionnement!$I$20-3-Dimensionnement!$I$15))),IF(AI20=Dimensionnement!$I$15,Dimensionnement!$F$48,Dimensionnement!$F$48)))","v":2},{"$f":"IF(AJ20<Dimensionnement!$I$15,#N/A,IF(AJ20>Dimensionnement!$I$15,IF(AI29-(Dimensionnement!$F$48/(Dimensionnement!$I$20-3-Dimensionnement!$I$15))<0,0,AI29-(Dimensionnement!$F$48/(Dimensionnement!$I$20-3-Dimensionnement!$I$15))),IF(AJ20=Dimensionnement!$I$15,Dimensionnement!$F$48,Dimensionnement!$F$48)))","v":1.75},{"$f":"IF(AK20<Dimensionnement!$I$15,#N/A,IF(AK20>Dimensionnement!$I$15,IF(AJ29-(Dimensionnement!$F$48/(Dimensionnement!$I$20-3-Dimensionnement!$I$15))<0,0,AJ29-(Dimensionnement!$F$48/(Dimensionnement!$I$20-3-Dimensionnement!$I$15))),IF(AK20=Dimensionnement!$I$15,Dimensionnement!$F$48,Dimensionnement!$F$48)))","v":1.5},{"$f":"IF(AL20<Dimensionnement!$I$15,#N/A,IF(AL20>Dimensionnement!$I$15,IF(AK29-(Dimensionnement!$F$48/(Dimensionnement!$I$20-3-Dimensionnement!$I$15))<0,0,AK29-(Dimensionnement!$F$48/(Dimensionnement!$I$20-3-Dimensionnement!$I$15))),IF(AL20=Dimensionnement!$I$15,Dimensionnement!$F$48,Dimensionnement!$F$48)))","v":1.25},{"$f":"IF(AM20<Dimensionnement!$I$15,#N/A,IF(AM20>Dimensionnement!$I$15,IF(AL29-(Dimensionnement!$F$48/(Dimensionnement!$I$20-3-Dimensionnement!$I$15))<0,0,AL29-(Dimensionnement!$F$48/(Dimensionnement!$I$20-3-Dimensionnement!$I$15))),IF(AM20=Dimensionnement!$I$15,Dimensionnement!$F$48,Dimensionnement!$F$48)))","v":1},{"$f":"IF(AN20<Dimensionnement!$I$15,#N/A,IF(AN20>Dimensionnement!$I$15,IF(AM29-(Dimensionnement!$F$48/(Dimensionnement!$I$20-3-Dimensionnement!$I$15))<0,0,AM29-(Dimensionnement!$F$48/(Dimensionnement!$I$20-3-Dimensionnement!$I$15))),IF(AN20=Dimensionnement!$I$15,Dimensionnement!$F$48,Dimensionnement!$F$48)))","v":0.75},{"$f":"IF(AO20<Dimensionnement!$I$15,#N/A,IF(AO20>Dimensionnement!$I$15,IF(AN29-(Dimensionnement!$F$48/(Dimensionnement!$I$20-3-Dimensionnement!$I$15))<0,0,AN29-(Dimensionnement!$F$48/(Dimensionnement!$I$20-3-Dimensionnement!$I$15))),IF(AO20=Dimensionnement!$I$15,Dimensionnement!$F$48,Dimensionnement!$F$48)))","v":0.5},{"$f":"IF(AP20<Dimensionnement!$I$15,#N/A,IF(AP20>Dimensionnement!$I$15,IF(AO29-(Dimensionnement!$F$48/(Dimensionnement!$I$20-3-Dimensionnement!$I$15))<0,0,AO29-(Dimensionnement!$F$48/(Dimensionnement!$I$20-3-Dimensionnement!$I$15))),IF(AP20=Dimensionnement!$I$15,Dimensionnement!$F$48,Dimensionnement!$F$48)))","v":0.25},{"$f":"IF(AQ20<Dimensionnement!$I$15,#N/A,IF(AQ20>Dimensionnement!$I$15,IF(AP29-(Dimensionnement!$F$48/(Dimensionnement!$I$20-3-Dimensionnement!$I$15))<0,0,AP29-(Dimensionnement!$F$48/(Dimensionnement!$I$20-3-Dimensionnement!$I$15))),IF(AQ20=Dimensionnement!$I$15,Dimensionnement!$F$48,Dimensionnement!$F$48)))","v":0},{"$f":"IF(AR20<Dimensionnement!$I$15,#N/A,IF(AR20>Dimensionnement!$I$15,IF(AQ29-(Dimensionnement!$F$48/(Dimensionnement!$I$20-3-Dimensionnement!$I$15))<0,0,AQ29-(Dimensionnement!$F$48/(Dimensionnement!$I$20-3-Dimensionnement!$I$15))),IF(AR20=Dimensionnement!$I$15,Dimensionnement!$F$48,Dimensionnement!$F$48)))","v":0},{"$f":"IF(AS20<Dimensionnement!$I$15,#N/A,IF(AS20>Dimensionnement!$I$15,IF(AR29-(Dimensionnement!$F$48/(Dimensionnement!$I$20-3-Dimensionnement!$I$15))<0,0,AR29-(Dimensionnement!$F$48/(Dimensionnement!$I$20-3-Dimensionnement!$I$15))),IF(AS20=Dimensionnement!$I$15,Dimensionnement!$F$48,Dimensionnement!$F$48)))","v":0},{"$f":"IF(AT20<Dimensionnement!$I$15,#N/A,IF(AT20>Dimensionnement!$I$15,IF(AS29-(Dimensionnement!$F$48/(Dimensionnement!$I$20-3-Dimensionnement!$I$15))<0,0,AS29-(Dimensionnement!$F$48/(Dimensionnement!$I$20-3-Dimensionnement!$I$15))),IF(AT20=Dimensionnement!$I$15,Dimensionnement!$F$48,Dimensionnement!$F$48)))","v":0},{"$f":"IF(AU20<Dimensionnement!$I$15,#N/A,IF(AU20>Dimensionnement!$I$15,IF(AT29-(Dimensionnement!$F$48/(Dimensionnement!$I$20-3-Dimensionnement!$I$15))<0,0,AT29-(Dimensionnement!$F$48/(Dimensionnement!$I$20-3-Dimensionnement!$I$15))),IF(AU20=Dimensionnement!$I$15,Dimensionnement!$F$48,Dimensionnement!$F$48)))","v":0},{"$f":"IF(AV20<Dimensionnement!$I$15,#N/A,IF(AV20>Dimensionnement!$I$15,IF(AU29-(Dimensionnement!$F$48/(Dimensionnement!$I$20-3-Dimensionnement!$I$15))<0,0,AU29-(Dimensionnement!$F$48/(Dimensionnement!$I$20-3-Dimensionnement!$I$15))),IF(AV20=Dimensionnement!$I$15,Dimensionnement!$F$48,Dimensionnement!$F$48)))","v":0},{"$f":"IF(AW20<Dimensionnement!$I$15,#N/A,IF(AW20>Dimensionnement!$I$15,IF(AV29-(Dimensionnement!$F$48/(Dimensionnement!$I$20-3-Dimensionnement!$I$15))<0,0,AV29-(Dimensionnement!$F$48/(Dimensionnement!$I$20-3-Dimensionnement!$I$15))),IF(AW20=Dimensionnement!$I$15,Dimensionnement!$F$48,Dimensionnement!$F$48)))","v":0},{"$f":"IF(AX20<Dimensionnement!$I$15,#N/A,IF(AX20>Dimensionnement!$I$15,IF(AW29-(Dimensionnement!$F$48/(Dimensionnement!$I$20-3-Dimensionnement!$I$15))<0,0,AW29-(Dimensionnement!$F$48/(Dimensionnement!$I$20-3-Dimensionnement!$I$15))),IF(AX20=Dimensionnement!$I$15,Dimensionnement!$F$48,Dimensionnement!$F$48)))","v":0},{"$f":"IF(AY20<Dimensionnement!$I$15,#N/A,IF(AY20>Dimensionnement!$I$15,IF(AX29-(Dimensionnement!$F$48/(Dimensionnement!$I$20-3-Dimensionnement!$I$15))<0,0,AX29-(Dimensionnement!$F$48/(Dimensionnement!$I$20-3-Dimensionnement!$I$15))),IF(AY20=Dimensionnement!$I$15,Dimensionnement!$F$48,Dimensionnement!$F$48)))","v":0},{"$f":"IF(AZ20<Dimensionnement!$I$15,#N/A,IF(AZ20>Dimensionnement!$I$15,IF(AY29-(Dimensionnement!$F$48/(Dimensionnement!$I$20-3-Dimensionnement!$I$15))<0,0,AY29-(Dimensionnement!$F$48/(Dimensionnement!$I$20-3-Dimensionnement!$I$15))),IF(AZ20=Dimensionnement!$I$15,Dimensionnement!$F$48,Dimensionnement!$F$48)))","v":0},{"$f":"IF(BA20<Dimensionnement!$I$15,#N/A,IF(BA20>Dimensionnement!$I$15,IF(AZ29-(Dimensionnement!$F$48/(Dimensionnement!$I$20-3-Dimensionnement!$I$15))<0,0,AZ29-(Dimensionnement!$F$48/(Dimensionnement!$I$20-3-Dimensionnement!$I$15))),IF(BA20=Dimensionnement!$I$15,Dimensionnement!$F$48,Dimensionnement!$F$48)))","v":0},{"$f":"IF(BB20<Dimensionnement!$I$15,#N/A,IF(BB20>Dimensionnement!$I$15,IF(BA29-(Dimensionnement!$F$48/(Dimensionnement!$I$20-3-Dimensionnement!$I$15))<0,0,BA29-(Dimensionnement!$F$48/(Dimensionnement!$I$20-3-Dimensionnement!$I$15))),IF(BB20=Dimensionnement!$I$15,Dimensionnement!$F$48,Dimensionnement!$F$48)))","v":0},{"$f":"IF(BC20<Dimensionnement!$I$15,#N/A,IF(BC20>Dimensionnement!$I$15,IF(BB29-(Dimensionnement!$F$48/(Dimensionnement!$I$20-3-Dimensionnement!$I$15))<0,0,BB29-(Dimensionnement!$F$48/(Dimensionnement!$I$20-3-Dimensionnement!$I$15))),IF(BC20=Dimensionnement!$I$15,Dimensionnement!$F$48,Dimensionnement!$F$48)))","v":0},{"$f":"IF(BD20<Dimensionnement!$I$15,#N/A,IF(BD20>Dimensionnement!$I$15,IF(BC29-(Dimensionnement!$F$48/(Dimensionnement!$I$20-3-Dimensionnement!$I$15))<0,0,BC29-(Dimensionnement!$F$48/(Dimensionnement!$I$20-3-Dimensionnement!$I$15))),IF(BD20=Dimensionnement!$I$15,Dimensionnement!$F$48,Dimensionnement!$F$48)))","v":0},{"$f":"IF(BE20<Dimensionnement!$I$15,#N/A,IF(BE20>Dimensionnement!$I$15,IF(BD29-(Dimensionnement!$F$48/(Dimensionnement!$I$20-3-Dimensionnement!$I$15))<0,0,BD29-(Dimensionnement!$F$48/(Dimensionnement!$I$20-3-Dimensionnement!$I$15))),IF(BE20=Dimensionnement!$I$15,Dimensionnement!$F$48,Dimensionnement!$F$48)))","v":0},{"$f":"IF(BF20<Dimensionnement!$I$15,#N/A,IF(BF20>Dimensionnement!$I$15,IF(BE29-(Dimensionnement!$F$48/(Dimensionnement!$I$20-3-Dimensionnement!$I$15))<0,0,BE29-(Dimensionnement!$F$48/(Dimensionnement!$I$20-3-Dimensionnement!$I$15))),IF(BF20=Dimensionnement!$I$15,Dimensionnement!$F$48,Dimensionnement!$F$48)))","v":0},{"$f":"IF(BG20<Dimensionnement!$I$15,#N/A,IF(BG20>Dimensionnement!$I$15,IF(BF29-(Dimensionnement!$F$48/(Dimensionnement!$I$20-3-Dimensionnement!$I$15))<0,0,BF29-(Dimensionnement!$F$48/(Dimensionnement!$I$20-3-Dimensionnement!$I$15))),IF(BG20=Dimensionnement!$I$15,Dimensionnement!$F$48,Dimensionnement!$F$48)))","v":0},{"$f":"IF(BH20<Dimensionnement!$I$15,#N/A,IF(BH20>Dimensionnement!$I$15,IF(BG29-(Dimensionnement!$F$48/(Dimensionnement!$I$20-3-Dimensionnement!$I$15))<0,0,BG29-(Dimensionnement!$F$48/(Dimensionnement!$I$20-3-Dimensionnement!$I$15))),IF(BH20=Dimensionnement!$I$15,Dimensionnement!$F$48,Dimensionnement!$F$48)))","v":0},{"$f":"IF(BI20<Dimensionnement!$I$15,#N/A,IF(BI20>Dimensionnement!$I$15,IF(BH29-(Dimensionnement!$F$48/(Dimensionnement!$I$20-3-Dimensionnement!$I$15))<0,0,BH29-(Dimensionnement!$F$48/(Dimensionnement!$I$20-3-Dimensionnement!$I$15))),IF(BI20=Dimensionnement!$I$15,Dimensionnement!$F$48,Dimensionnement!$F$48)))","v":0},{"$f":"IF(BJ20<Dimensionnement!$I$15,#N/A,IF(BJ20>Dimensionnement!$I$15,IF(BI29-(Dimensionnement!$F$48/(Dimensionnement!$I$20-3-Dimensionnement!$I$15))<0,0,BI29-(Dimensionnement!$F$48/(Dimensionnement!$I$20-3-Dimensionnement!$I$15))),IF(BJ20=Dimensionnement!$I$15,Dimensionnement!$F$48,Dimensionnement!$F$48)))","v":0},null,{"$f":"(SUMPRODUCT($B$22:$BJ$22,$B$40:$BJ$40)/SUM(B22:BJ22))","v":4.5101505444550165}]
["Chauffage"]
["Calcul Puissance PAC géothermique"]
["Puiss PAC à T°ext/35",{"$f":"IF(B20<$AJ$4,0,'BdD PAC split'!$C$25)","v":0},{"$f":"IF(C20<$AJ$4,0,'BdD PAC split'!$C$25)","v":0},{"$f":"IF(D20<$AJ$4,0,'BdD PAC split'!$C$25)","v":0},{"$f":"IF(E20<$AJ$4,0,'BdD PAC split'!$C$25)","v":0},{"$f":"IF(F20<$AJ$4,0,'BdD PAC split'!$C$25)","v":0},{"$f":"IF(G20<$AJ$4,0,'BdD PAC split'!$C$25)","v":0},{"$f":"IF(H20<$AJ$4,0,'BdD PAC split'!$C$25)","v":0},{"$f":"IF(I20<$AJ$4,0,'BdD PAC split'!$C$25)","v":0},{"$f":"IF(J20<$AJ$4,0,'BdD PAC split'!$C$25)","v":0},{"$f":"IF(K20<$AJ$4,0,'BdD PAC split'!$C$25)","v":0},{"$f":"IF(L20<$AJ$4,0,'BdD PAC split'!$C$25)","v":0},{"$f":"IF(M20<$AJ$4,0,'BdD PAC split'!$C$25)","v":0},{"$f":"IF(N20<$AJ$4,0,'BdD PAC split'!$C$25)","v":0},{"$f":"IF(O20<$AJ$4,0,'BdD PAC split'!$C$25)","v":0},{"$f":"IF(P20<$AJ$4,0,'BdD PAC split'!$C$25)","v":0},{"$f":"IF(Q20<$AJ$4,0,'BdD PAC split'!$C$25)","v":0},{"$f":"IF(R20<$AJ$4,0,'BdD PAC split'!$C$25)","v":0},{"$f":"IF(S20<$AJ$4,0,'BdD PAC split'!$C$25)","v":0},{"$f":"IF(T20<$AJ$4,0,'BdD PAC split'!$C$25)","v":0},{"$f":"IF(U20<$AJ$4,0,'BdD PAC split'!$C$25)","v":0},{"$f":"IF(V20<$AJ$4,0,'BdD PAC split'!$C$25)","v":0},{"$f":"IF(W20<$AJ$4,0,'BdD PAC split'!$C$25)","v":0},{"$f":"IF(X20<$AJ$4,0,'BdD PAC split'!$C$25)","v":0},{"$f":"IF(Y20<$AJ$4,0,'BdD PAC split'!$C$25)","v":0},{"$f":"IF(Z20<$AJ$4,0,'BdD PAC split'!$C$25)","v":0},{"$f":"IF(AA20<$AJ$4,0,'BdD PAC split'!$C$25)","v":0},{"$f":"IF(AB20<$AJ$4,0,'BdD PAC split'!$C$25)","v":0},{"$f":"IF(AC20<$AJ$4,0,'BdD PAC split'!$C$25)","v":0},{"$f":"IF(AD20<$AJ$4,0,'BdD PAC split'!$C$25)","v":0},{"$f":"IF(AE20<$AJ$4,0,'BdD PAC split'!$C$25)","v":0},{"$f":"IF(AF20<$AJ$4,0,'BdD PAC split'!$C$25)","v":0},{"$f":"IF(AG20<$AJ$4,0,'BdD PAC split'!$C$25)","v":0},{"$f":"IF(AH20<$AJ$4,0,'BdD PAC split'!$C$25)","v":0},{"$f":"IF(AI20<$AJ$4,0,'BdD PAC split'!$C$25)","v":0},{"$f":"IF(AJ20<$AJ$4,0,'BdD PAC split'!$C$25)","v":0},{"$f":"IF(AK20<$AJ$4,0,'BdD PAC split'!$C$25)","v":0},{"$f":"IF(AL20<$AJ$4,0,'BdD PAC split'!$C$25)","v":0},{"$f":"IF(AM20<$AJ$4,0,'BdD PAC split'!$C$25)","v":0},{"$f":"IF(AN20<$AJ$4,0,'BdD PAC split'!$C$25)","v":0},{"$f":"IF(AO20<$AJ$4,0,'BdD PAC split'!$C$25)","v":0},{"$f":"IF(AP20<$AJ$4,0,'BdD PAC split'!$C$25)","v":0},{"$f":"IF(AQ20<$AJ$4,0,'BdD PAC split'!$C$25)","v":0},{"$f":"IF(AR20<$AJ$4,0,'BdD PAC split'!$C$25)","v":0},{"$f":"IF(AS20<$AJ$4,0,'BdD PAC split'!$C$25)","v":0},{"$f":"IF(AT20<$AJ$4,0,'BdD PAC split'!$C$25)","v":0},{"$f":"IF(AU20<$AJ$4,0,'BdD PAC split'!$C$25)","v":0},{"$f":"IF(AV20<$AJ$4,0,'BdD PAC split'!$C$25)","v":0},{"$f":"IF(AW20<$AJ$4,0,'BdD PAC split'!$C$25)","v":0},{"$f":"IF(AX20<$AJ$4,0,'BdD PAC split'!$C$25)","v":0},{"$f":"IF(AY20<$AJ$4,0,'BdD PAC split'!$C$25)","v":0},{"$f":"IF(AZ20<$AJ$4,0,'BdD PAC split'!$C$25)","v":0},{"$f":"IF(BA20<$AJ$4,0,'BdD PAC split'!$C$25)","v":0},{"$f":"IF(BB20<$AJ$4,0,'BdD PAC split'!$C$25)","v":0},{"$f":"IF(BC20<$AJ$4,0,'BdD PAC split'!$C$25)","v":0},{"$f":"IF(BD20<$AJ$4,0,'BdD PAC split'!$C$25)","v":0},{"$f":"IF(BE20<$AJ$4,0,'BdD PAC split'!$C$25)","v":0},{"$f":"IF(BF20<$AJ$4,0,'BdD PAC split'!$C$25)","v":0},{"$f":"IF(BG20<$AJ$4,0,'BdD PAC split'!$C$25)","v":0},{"$f":"IF(BH20<$AJ$4,0,'BdD PAC split'!$C$25)","v":0},{"$f":"IF(BI20<$AJ$4,0,'BdD PAC split'!$C$25)","v":0},{"$f":"IF(BJ20<$AJ$4,0,'BdD PAC split'!$C$25)","v":0}]
["Puiss PAC à T°ext/50",{"$f":"IF(B20<$AJ$4,0,'BdD PAC split'!$M$25)","v":0},{"$f":"IF(C20<$AJ$4,0,'BdD PAC split'!$M$25)","v":0},{"$f":"IF(D20<$AJ$4,0,'BdD PAC split'!$M$25)","v":0},{"$f":"IF(E20<$AJ$4,0,'BdD PAC split'!$M$25)","v":0},{"$f":"IF(F20<$AJ$4,0,'BdD PAC split'!$M$25)","v":0},{"$f":"IF(G20<$AJ$4,0,'BdD PAC split'!$M$25)","v":0},{"$f":"IF(H20<$AJ$4,0,'BdD PAC split'!$M$25)","v":0},{"$f":"IF(I20<$AJ$4,0,'BdD PAC split'!$M$25)","v":0},{"$f":"IF(J20<$AJ$4,0,'BdD PAC split'!$M$25)","v":0},{"$f":"IF(K20<$AJ$4,0,'BdD PAC split'!$M$25)","v":0},{"$f":"IF(L20<$AJ$4,0,'BdD PAC split'!$M$25)","v":0},{"$f":"IF(M20<$AJ$4,0,'BdD PAC split'!$M$25)","v":0},{"$f":"IF(N20<$AJ$4,0,'BdD PAC split'!$M$25)","v":0},{"$f":"IF(O20<$AJ$4,0,'BdD PAC split'!$M$25)","v":0},{"$f":"IF(P20<$AJ$4,0,'BdD PAC split'!$M$25)","v":0},{"$f":"IF(Q20<$AJ$4,0,'BdD PAC split'!$M$25)","v":0},{"$f":"IF(R20<$AJ$4,0,'BdD PAC split'!$M$25)","v":0},{"$f":"IF(S20<$AJ$4,0,'BdD PAC split'!$M$25)","v":0},{"$f":"IF(T20<$AJ$4,0,'BdD PAC split'!$M$25)","v":0},{"$f":"IF(U20<$AJ$4,0,'BdD PAC split'!$M$25)","v":0},{"$f":"IF(V20<$AJ$4,0,'BdD PAC split'!$M$25)","v":0},{"$f":"IF(W20<$AJ$4,0,'BdD PAC split'!$M$25)","v":0},{"$f":"IF(X20<$AJ$4,0,'BdD PAC split'!$M$25)","v":0},{"$f":"IF(Y20<$AJ$4,0,'BdD PAC split'!$M$25)","v":0},{"$f":"IF(Z20<$AJ$4,0,'BdD PAC split'!$M$25)","v":0},{"$f":"IF(AA20<$AJ$4,0,'BdD PAC split'!$M$25)","v":0},{"$f":"IF(AB20<$AJ$4,0,'BdD PAC split'!$M$25)","v":0},{"$f":"IF(AC20<$AJ$4,0,'BdD PAC split'!$M$25)","v":0},{"$f":"IF(AD20<$AJ$4,0,'BdD PAC split'!$M$25)","v":0},{"$f":"IF(AE20<$AJ$4,0,'BdD PAC split'!$M$25)","v":0},{"$f":"IF(AF20<$AJ$4,0,'BdD PAC split'!$M$25)","v":0},{"$f":"IF(AG20<$AJ$4,0,'BdD PAC split'!$M$25)","v":0},{"$f":"IF(AH20<$AJ$4,0,'BdD PAC split'!$M$25)","v":0},{"$f":"IF(AI20<$AJ$4,0,'BdD PAC split'!$M$25)","v":0},{"$f":"IF(AJ20<$AJ$4,0,'BdD PAC split'!$M$25)","v":0},{"$f":"IF(AK20<$AJ$4,0,'BdD PAC split'!$M$25)","v":0},{"$f":"IF(AL20<$AJ$4,0,'BdD PAC split'!$M$25)","v":0},{"$f":"IF(AM20<$AJ$4,0,'BdD PAC split'!$M$25)","v":0},{"$f":"IF(AN20<$AJ$4,0,'BdD PAC split'!$M$25)","v":0},{"$f":"IF(AO20<$AJ$4,0,'BdD PAC split'!$M$25)","v":0},{"$f":"IF(AP20<$AJ$4,0,'BdD PAC split'!$M$25)","v":0},{"$f":"IF(AQ20<$AJ$4,0,'BdD PAC split'!$M$25)","v":0},{"$f":"IF(AR20<$AJ$4,0,'BdD PAC split'!$M$25)","v":0},{"$f":"IF(AS20<$AJ$4,0,'BdD PAC split'!$M$25)","v":0},{"$f":"IF(AT20<$AJ$4,0,'BdD PAC split'!$M$25)","v":0},{"$f":"IF(AU20<$AJ$4,0,'BdD PAC split'!$M$25)","v":0},{"$f":"IF(AV20<$AJ$4,0,'BdD PAC split'!$M$25)","v":0},{"$f":"IF(AW20<$AJ$4,0,'BdD PAC split'!$M$25)","v":0},{"$f":"IF(AX20<$AJ$4,0,'BdD PAC split'!$M$25)","v":0},{"$f":"IF(AY20<$AJ$4,0,'BdD PAC split'!$M$25)","v":0},{"$f":"IF(AZ20<$AJ$4,0,'BdD PAC split'!$M$25)","v":0},{"$f":"IF(BA20<$AJ$4,0,'BdD PAC split'!$M$25)","v":0},{"$f":"IF(BB20<$AJ$4,0,'BdD PAC split'!$M$25)","v":0},{"$f":"IF(BC20<$AJ$4,0,'BdD PAC split'!$M$25)","v":0},{"$f":"IF(BD20<$AJ$4,0,'BdD PAC split'!$M$25)","v":0},{"$f":"IF(BE20<$AJ$4,0,'BdD PAC split'!$M$25)","v":0},{"$f":"IF(BF20<$AJ$4,0,'BdD PAC split'!$M$25)","v":0},{"$f":"IF(BG20<$AJ$4,0,'BdD PAC split'!$M$25)","v":0},{"$f":"IF(BH20<$AJ$4,0,'BdD PAC split'!$M$25)","v":0},{"$f":"IF(BI20<$AJ$4,0,'BdD PAC split'!$M$25)","v":0},{"$f":"IF(BJ20<$AJ$4,0,'BdD PAC split'!$M$25)","v":0}]
[{"$f":"IF(Dimensionnement!$C$62=ChoixPAC!$E$6,\"Calcul Puissance PAC Aérothermique\",\"Bilan Géothermique\")","v":"Calcul Puissance PAC Aérothermique"},null,null,null,null,null,null,null,null,null,null,null,null,null,null,null,null,null,null,null,null,null,null,null,null,null,null,null,null,null,null,null,null,null,null,null,null,null,null,null,null,null,null,null,null,null,null,null,null,null,null,null,null,null,null,null,null,null,null,null,null,null,null,"Part solaire ",{"$f":"IF(Dimensionnement!F119=\"SSC\",Dimensionnement!F125,0)","v":0},"%"]
["Puiss PAC à T°ext/Tdep",{"$f":"IF(Dimensionnement!$C$62=ChoixPAC!$E$7,B32+(B28-35)*(B33-B32)/15,\"-\")","v":"-"},{"$f":"IF(Dimensionnement!$C$62=ChoixPAC!$E$7,C32+(C28-35)*(C33-C32)/15,\"-\")","v":"-"},{"$f":"IF(Dimensionnement!$C$62=ChoixPAC!$E$7,D32+(D28-35)*(D33-D32)/15,\"-\")","v":"-"},{"$f":"IF(Dimensionnement!$C$62=ChoixPAC!$E$7,E32+(E28-35)*(E33-E32)/15,\"-\")","v":"-"},{"$f":"IF(Dimensionnement!$C$62=ChoixPAC!$E$7,F32+(F28-35)*(F33-F32)/15,\"-\")","v":"-"},{"$f":"IF(Dimensionnement!$C$62=ChoixPAC!$E$7,G32+(G28-35)*(G33-G32)/15,'BdD PAC split'!$AO40)","v":"-"},{"$f":"IF(Dimensionnement!$C$62=ChoixPAC!$E$7,H32+(H28-35)*(H33-H32)/15,'BdD PAC split'!$AO41)","v":"-"},{"$f":"IF(Dimensionnement!$C$62=ChoixPAC!$E$7,I32+(I28-35)*(I33-I32)/15,'BdD PAC split'!$AO42)","v":"-"},{"$f":"IF(Dimensionnement!$C$62=ChoixPAC!$E$7,J32+(J28-35)*(J33-J32)/15,'BdD PAC split'!$AO43)","v":"-"},{"$f":"IF(Dimensionnement!$C$62=ChoixPAC!$E$7,K32+(K28-35)*(K33-K32)/15,'BdD PAC split'!$AO44)","v":"-"},{"$f":"IF(Dimensionnement!$C$62=ChoixPAC!$E$7,L32+(L28-35)*(L33-L32)/15,'BdD PAC split'!$AO45)","v":6.3},{"$f":"IF(Dimensionnement!$C$62=ChoixPAC!$E$7,M32+(M28-35)*(M33-M32)/15,'BdD PAC split'!$AO46)","v":6.3599999999999994},{"$f":"IF(Dimensionnement!$C$62=ChoixPAC!$E$7,N32+(N28-35)*(N33-N32)/15,'BdD PAC split'!$AO47)","v":6.42},{"$f":"IF(Dimensionnement!$C$62=ChoixPAC!$E$7,O32+(O28-35)*(O33-O32)/15,'BdD PAC split'!$AO48)","v":6.4799999999999995},{"$f":"IF(Dimensionnement!$C$62=ChoixPAC!$E$7,P32+(P28-35)*(P33-P32)/15,'BdD PAC split'!$AO49)","v":6.54},{"$f":"IF(Dimensionnement!$C$62=ChoixPAC!$E$7,Q32+(Q28-35)*(Q33-Q32)/15,'BdD PAC split'!$AO50)","v":6.6},{"$f":"IF(Dimensionnement!$C$62=ChoixPAC!$E$7,R32+(R28-35)*(R33-R32)/15,'BdD PAC split'!$AO51)","v":6.8666666666666663},{"$f":"IF(Dimensionnement!$C$62=ChoixPAC!$E$7,S32+(S28-35)*(S33-S32)/15,'BdD PAC split'!$AO52)","v":7.1333333333333337},{"$f":"IF(Dimensionnement!$C$62=ChoixPAC!$E$7,T32+(T28-35)*(T33-T32)/15,'BdD PAC split'!$AO53)","v":7.4},{"$f":"IF(Dimensionnement!$C$62=ChoixPAC!$E$7,U32+(U28-35)*(U33-U32)/15,'BdD PAC split'!$AO54)","v":7.5777777777777784},{"$f":"IF(Dimensionnement!$C$62=ChoixPAC!$E$7,V32+(V28-35)*(V33-V32)/15,'BdD PAC split'!$AO55)","v":7.7555555555555555},{"$f":"IF(Dimensionnement!$C$62=ChoixPAC!$E$7,W32+(W28-35)*(W33-W32)/15,'BdD PAC split'!$AO56)","v":7.9333333333333336},{"$f":"IF(Dimensionnement!$C$62=ChoixPAC!$E$7,X32+(X28-35)*(X33-X32)/15,'BdD PAC split'!$AO57)","v":8.1111111111111107},{"$f":"IF(Dimensionnement!$C$62=ChoixPAC!$E$7,Y32+(Y28-35)*(Y33-Y32)/15,'BdD PAC split'!$AO58)","v":8.2888888888888896},{"$f":"IF(Dimensionnement!$C$62=ChoixPAC!$E$7,Z32+(Z28-35)*(Z33-Z32)/15,'BdD PAC split'!$AO59)","v":8.4666666666666668},{"$f":"IF(Dimensionnement!$C$62=ChoixPAC!$E$7,AA32+(AA28-35)*(AA33-AA32)/15,'BdD PAC split'!$AO60)","v":8.6444444444444439},{"$f":"IF(Dimensionnement!$C$62=ChoixPAC!$E$7,AB32+(AB28-35)*(AB33-AB32)/15,'BdD PAC split'!$AO61)","v":8.8222222222222229},{"$f":"IF(Dimensionnement!$C$62=ChoixPAC!$E$7,AC32+(AC28-35)*(AC33-AC32)/15,'BdD PAC split'!$AO62)","v":9},{"$f":"IF(Dimensionnement!$C$62=ChoixPAC!$E$7,AD32+(AD28-35)*(AD33-AD32)/15,'BdD PAC split'!$AO63)","v":9.3000000000000007},{"$f":"IF(Dimensionnement!$C$62=ChoixPAC!$E$7,AE32+(AE28-35)*(AE33-AE32)/15,'BdD PAC split'!$AO64)","v":9.6},{"$f":"IF(Dimensionnement!$C$62=ChoixPAC!$E$7,AF32+(AF28-35)*(AF33-AF32)/15,'BdD PAC split'!$AO65)","v":9.9},{"$f":"IF(Dimensionnement!$C$62=ChoixPAC!$E$7,AG32+(AG28-35)*(AG33-AG32)/15,'BdD PAC split'!$AO66)","v":10.199999999999999},{"$f":"IF(Dimensionnement!$C$62=ChoixPAC!$E$7,AH32+(AH28-35)*(AH33-AH32)/15,'BdD PAC split'!$AO67)","v":10.5},{"$f":"IF(Dimensionnement!$C$62=ChoixPAC!$E$7,AI32+(AI28-35)*(AI33-AI32)/15,'BdD PAC split'!$AO68)","v":10.54},{"$f":"IF(Dimensionnement!$C$62=ChoixPAC!$E$7,AJ32+(AJ28-35)*(AJ33-AJ32)/15,'BdD PAC split'!$AO69)","v":10.94},{"$f":"IF(Dimensionnement!$C$62=ChoixPAC!$E$7,AK32+(AK28-35)*(AK33-AK32)/15,'BdD PAC split'!$AO70)","v":10.96},{"$f":"IF(Dimensionnement!$C$62=ChoixPAC!$E$7,AL32+(AL28-35)*(AL33-AL32)/15,'BdD PAC split'!$AO71)","v":10.98},{"$f":"IF(Dimensionnement!$C$62=ChoixPAC!$E$7,AM32+(AM28-35)*(AM33-AM32)/15,'BdD PAC split'!$AO72)","v":11},{"$f":"IF(Dimensionnement!$C$62=ChoixPAC!$E$7,AN32+(AN28-35)*(AN33-AN32)/15,'BdD PAC split'!$AO73)","v":11.3},{"$f":"IF(Dimensionnement!$C$62=ChoixPAC!$E$7,AO32+(AO28-35)*(AO33-AO32)/15,'BdD PAC split'!$AO74)","v":11.6},{"$f":"IF(Dimensionnement!$C$62=ChoixPAC!$E$7,AP32+(AP28-35)*(AP33-AP32)/15,'BdD PAC split'!$AO75)","v":11.9},{"$f":"IF(Dimensionnement!$C$62=ChoixPAC!$E$7,AQ32+(AQ28-35)*(AQ33-AQ32)/15,'BdD PAC split'!$AO76)","v":12.18},{"$f":"IF(Dimensionnement!$C$62=ChoixPAC!$E$7,AR32+(AR28-35)*(AR33-AR32)/15,'BdD PAC split'!$AO77)","v":12.46},{"$f":"IF(Dimensionnement!$C$62=ChoixPAC!$E$7,AS32+(AS28-35)*(AS33-AS32)/15,'BdD PAC split'!$AO78)","v":12.74},{"$f":"IF(Dimensionnement!$C$62=ChoixPAC!$E$7,AT32+(AT28-35)*(AT33-AT32)/15,'BdD PAC split'!$AO79)","v":13.020000000000001},{"$f":"IF(Dimensionnement!$C$62=ChoixPAC!$E$7,AU32+(AU28-35)*(AU33-AU32)/15,'BdD PAC split'!$AO80)","v":13.3},{"$f":"IF(Dimensionnement!$C$62=ChoixPAC!$E$7,AV32+(AV28-35)*(AV33-AV32)/15,AU35)","v":13.3},{"$f":"IF(Dimensionnement!$C$62=ChoixPAC!$E$7,AW32+(AW28-35)*(AW33-AW32)/15,AV35)","v":13.3},{"$f":"IF(Dimensionnement!$C$62=ChoixPAC!$E$7,AX32+(AX28-35)*(AX33-AX32)/15,AW35)","v":13.3},{"$f":"IF(Dimensionnement!$C$62=ChoixPAC!$E$7,AY32+(AY28-35)*(AY33-AY32)/15,AX35)","v":13.3},{"$f":"IF(Dimensionnement!$C$62=ChoixPAC!$E$7,AZ32+(AZ28-35)*(AZ33-AZ32)/15,AY35)","v":13.3},{"$f":"IF(Dimensionnement!$C$62=ChoixPAC!$E$7,BA32+(BA28-35)*(BA33-BA32)/15,AZ35)","v":13.3},{"$f":"IF(Dimensionnement!$C$62=ChoixPAC!$E$7,BB32+(BB28-35)*(BB33-BB32)/15,BA35)","v":13.3},{"$f":"IF(Dimensionnement!$C$62=ChoixPAC!$E$7,BC32+(BC28-35)*(BC33-BC32)/15,BB35)","v":13.3},{"$f":"IF(Dimensionnement!$C$62=ChoixPAC!$E$7,BD32+(BD28-35)*(BD33-BD32)/15,BC35)","v":13.3},{"$f":"IF(Dimensionnement!$C$62=ChoixPAC!$E$7,BE32+(BE28-35)*(BE33-BE32)/15,BD35)","v":13.3},{"$f":"IF(Dimensionnement!$C$62=ChoixPAC!$E$7,BF32+(BF28-35)*(BF33-BF32)/15,BE35)","v":13.3},{"$f":"IF(Dimensionnement!$C$62=ChoixPAC!$E$7,BG32+(BG28-35)*(BG33-BG32)/15,BF35)","v":13.3},{"$f":"IF(Dimensionnement!$C$62=ChoixPAC!$E$7,BH32+(BH28-35)*(BH33-BH32)/15,BG35)","v":13.3},{"$f":"IF(Dimensionnement!$C$62=ChoixPAC!$E$7,BI32+(BI28-35)*(BI33-BI32)/15,BH35)","v":13.3},{"$f":"IF(Dimensionnement!$C$62=ChoixPAC!$E$7,BJ32+(BJ28-35)*(BJ33-BJ32)/15,BI35)","v":13.3},null,"Energie solaire",{"$f":"(BM34/100)","v":0},"soit :",{"$f":"'Consommations et Coûts de prod.'!E7","v":0},"kWh"]
["Calcul COP PAC géothermique"]
["COP PAC à T°ext/35",{"$f":"IF(B20<$AJ$4,0,'BdD PAC split'!$D$25)","v":0},{"$f":"IF(C20<$AJ$4,0,'BdD PAC split'!$D$25)","v":0},{"$f":"IF(D20<$AJ$4,0,'BdD PAC split'!$D$25)","v":0},{"$f":"IF(E20<$AJ$4,0,'BdD PAC split'!$D$25)","v":0},{"$f":"IF(F20<$AJ$4,0,'BdD PAC split'!$D$25)","v":0},{"$f":"IF(G20<$AJ$4,0,'BdD PAC split'!$D$25)","v":0},{"$f":"IF(H20<$AJ$4,0,'BdD PAC split'!$D$25)","v":0},{"$f":"IF(I20<$AJ$4,0,'BdD PAC split'!$D$25)","v":0},{"$f":"IF(J20<$AJ$4,0,'BdD PAC split'!$D$25)","v":0},{"$f":"IF(K20<$AJ$4,0,'BdD PAC split'!$D$25)","v":0},{"$f":"IF(L20<$AJ$4,0,'BdD PAC split'!$D$25)","v":0},{"$f":"IF(M20<$AJ$4,0,'BdD PAC split'!$D$25)","v":0},{"$f":"IF(N20<$AJ$4,0,'BdD PAC split'!$D$25)","v":0},{"$f":"IF(O20<$AJ$4,0,'BdD PAC split'!$D$25)","v":0},{"$f":"IF(P20<$AJ$4,0,'BdD PAC split'!$D$25)","v":0},{"$f":"IF(Q20<$AJ$4,0,'BdD PAC split'!$D$25)","v":0},{"$f":"IF(R20<$AJ$4,0,'BdD PAC split'!$D$25)","v":0},{"$f":"IF(S20<$AJ$4,0,'BdD PAC split'!$D$25)","v":0},{"$f":"IF(T20<$AJ$4,0,'BdD PAC split'!$D$25)","v":0},{"$f":"IF(U20<$AJ$4,0,'BdD PAC split'!$D$25)","v":0},{"$f":"IF(V20<$AJ$4,0,'BdD PAC split'!$D$25)","v":0},{"$f":"IF(W20<$AJ$4,0,'BdD PAC split'!$D$25)","v":0},{"$f":"IF(X20<$AJ$4,0,'BdD PAC split'!$D$25)","v":0},{"$f":"IF(Y20<$AJ$4,0,'BdD PAC split'!$D$25)","v":0},{"$f":"IF(Z20<$AJ$4,0,'BdD PAC split'!$D$25)","v":0},{"$f":"IF(AA20<$AJ$4,0,'BdD PAC split'!$D$25)","v":0},{"$f":"IF(AB20<$AJ$4,0,'BdD PAC split'!$D$25)","v":0},{"$f":"IF(AC20<$AJ$4,0,'BdD PAC split'!$D$25)","v":0},{"$f":"IF(AD20<$AJ$4,0,'BdD PAC split'!$D$25)","v":0},{"$f":"IF(AE20<$AJ$4,0,'BdD PAC split'!$D$25)","v":0},{"$f":"IF(AF20<$AJ$4,0,'BdD PAC split'!$D$25)","v":0},{"$f":"IF(AG20<$AJ$4,0,'BdD PAC split'!$D$25)","v":0},{"$f":"IF(AH20<$AJ$4,0,'BdD PAC split'!$D$25)","v":0},{"$f":"IF(AI20<$AJ$4,0,'BdD PAC split'!$D$25)","v":0},{"$f":"IF(AJ20<$AJ$4,0,'BdD PAC split'!$D$25)","v":0},{"$f":"IF(AK20<$AJ$4,0,'BdD PAC split'!$D$25)","v":0},{"$f":"IF(AL20<$AJ$4,0,'BdD PAC split'!$D$25)","v":0},{"$f":"IF(AM20<$AJ$4,0,'BdD PAC split'!$D$25)","v":0},{"$f":"IF(AN20<$AJ$4,0,'BdD PAC split'!$D$25)","v":0},{"$f":"IF(AO20<$AJ$4,0,'BdD PAC split'!$D$25)","v":0},{"$f":"IF(AP20<$AJ$4,0,'BdD PAC split'!$D$25)","v":0},{"$f":"IF(AQ20<$AJ$4,0,'BdD PAC split'!$D$25)","v":0},{"$f":"IF(AR20<$AJ$4,0,'BdD PAC split'!$D$25)","v":0},{"$f":"IF(AS20<$AJ$4,0,'BdD PAC split'!$D$25)","v":0},{"$f":"IF(AT20<$AJ$4,0,'BdD PAC split'!$D$25)","v":0},{"$f":"IF(AU20<$AJ$4,0,'BdD PAC split'!$D$25)","v":0},{"$f":"IF(AV20<$AJ$4,0,'BdD PAC split'!$D$25)","v":0},{"$f":"IF(AW20<$AJ$4,0,'BdD PAC split'!$D$25)","v":0},{"$f":"IF(AX20<$AJ$4,0,'BdD PAC split'!$D$25)","v":0},{"$f":"IF(AY20<$AJ$4,0,'BdD PAC split'!$D$25)","v":0},{"$f":"IF(AZ20<$AJ$4,0,'BdD PAC split'!$D$25)","v":0},{"$f":"IF(BA20<$AJ$4,0,'BdD PAC split'!$D$25)","v":0},{"$f":"IF(BB20<$AJ$4,0,'BdD PAC split'!$D$25)","v":0},{"$f":"IF(BC20<$AJ$4,0,'BdD PAC split'!$D$25)","v":0},{"$f":"IF(BD20<$AJ$4,0,'BdD PAC split'!$D$25)","v":0},{"$f":"IF(BE20<$AJ$4,0,'BdD PAC split'!$D$25)","v":0},{"$f":"IF(BF20<$AJ$4,0,'BdD PAC split'!$D$25)","v":0},{"$f":"IF(BG20<$AJ$4,0,'BdD PAC split'!$D$25)","v":0},{"$f":"IF(BH20<$AJ$4,0,'BdD PAC split'!$D$25)","v":0},{"$f":"IF(BI20<$AJ$4,0,'BdD PAC split'!$D$25)","v":0},{"$f":"IF(BJ20<$AJ$4,0,'BdD PAC split'!$D$25)","v":0},null,null,null,"Calcul puissance appoint nécessaire",null,null,null,null,null,"à partir de 04/05/2018"]
["COP PAC à T°ext/50",{"$f":"IF(B20<$AJ$4,0,'BdD PAC split'!$N$25)","v":0},{"$f":"IF(C20<$AJ$4,0,'BdD PAC split'!$N$25)","v":0},{"$f":"IF(D20<$AJ$4,0,'BdD PAC split'!$N$25)","v":0},{"$f":"IF(E20<$AJ$4,0,'BdD PAC split'!$N$25)","v":0},{"$f":"IF(F20<$AJ$4,0,'BdD PAC split'!$N$25)","v":0},{"$f":"IF(G20<$AJ$4,0,'BdD PAC split'!$N$25)","v":0},{"$f":"IF(H20<$AJ$4,0,'BdD PAC split'!$N$25)","v":0},{"$f":"IF(I20<$AJ$4,0,'BdD PAC split'!$N$25)","v":0},{"$f":"IF(J20<$AJ$4,0,'BdD PAC split'!$N$25)","v":0},{"$f":"IF(K20<$AJ$4,0,'BdD PAC split'!$N$25)","v":0},{"$f":"IF(L20<$AJ$4,0,'BdD PAC split'!$N$25)","v":0},{"$f":"IF(M20<$AJ$4,0,'BdD PAC split'!$N$25)","v":0},{"$f":"IF(N20<$AJ$4,0,'BdD PAC split'!$N$25)","v":0},{"$f":"IF(O20<$AJ$4,0,'BdD PAC split'!$N$25)","v":0},{"$f":"IF(P20<$AJ$4,0,'BdD PAC split'!$N$25)","v":0},{"$f":"IF(Q20<$AJ$4,0,'BdD PAC split'!$N$25)","v":0},{"$f":"IF(R20<$AJ$4,0,'BdD PAC split'!$N$25)","v":0},{"$f":"IF(S20<$AJ$4,0,'BdD PAC split'!$N$25)","v":0},{"$f":"IF(T20<$AJ$4,0,'BdD PAC split'!$N$25)","v":0},{"$f":"IF(U20<$AJ$4,0,'BdD PAC split'!$N$25)","v":0},{"$f":"IF(V20<$AJ$4,0,'BdD PAC split'!$N$25)","v":0},{"$f":"IF(W20<$AJ$4,0,'BdD PAC split'!$N$25)","v":0},{"$f":"IF(X20<$AJ$4,0,'BdD PAC split'!$N$25)","v":0},{"$f":"IF(Y20<$AJ$4,0,'BdD PAC split'!$N$25)","v":0},{"$f":"IF(Z20<$AJ$4,0,'BdD PAC split'!$N$25)","v":0},{"$f":"IF(AA20<$AJ$4,0,'BdD PAC split'!$N$25)","v":0},{"$f":"IF(AB20<$AJ$4,0,'BdD PAC split'!$N$25)","v":0},{"$f":"IF(AC20<$AJ$4,0,'BdD PAC split'!$N$25)","v":0},{"$f":"IF(AD20<$AJ$4,0,'BdD PAC split'!$N$25)","v":0},{"$f":"IF(AE20<$AJ$4,0,'BdD PAC split'!$N$25)","v":0},{"$f":"IF(AF20<$AJ$4,0,'BdD PAC split'!$N$25)","v":0},{"$f":"IF(AG20<$AJ$4,0,'BdD PAC split'!$N$25)","v":0},{"$f":"IF(AH20<$AJ$4,0,'BdD PAC split'!$N$25)","v":0},{"$f":"IF(AI20<$AJ$4,0,'BdD PAC split'!$N$25)","v":0},{"$f":"IF(AJ20<$AJ$4,0,'BdD PAC split'!$N$25)","v":0},{"$f":"IF(AK20<$AJ$4,0,'BdD PAC split'!$N$25)","v":0},{"$f":"IF(AL20<$AJ$4,0,'BdD PAC split'!$N$25)","v":0},{"$f":"IF(AM20<$AJ$4,0,'BdD PAC split'!$N$25)","v":0},{"$f":"IF(AN20<$AJ$4,0,'BdD PAC split'!$N$25)","v":0},{"$f":"IF(AO20<$AJ$4,0,'BdD PAC split'!$N$25)","v":0},{"$f":"IF(AP20<$AJ$4,0,'BdD PAC split'!$N$25)","v":0},{"$f":"IF(AQ20<$AJ$4,0,'BdD PAC split'!$N$25)","v":0},{"$f":"IF(AR20<$AJ$4,0,'BdD PAC split'!$N$25)","v":0},{"$f":"IF(AS20<$AJ$4,0,'BdD PAC split'!$N$25)","v":0},{"$f":"IF(AT20<$AJ$4,0,'BdD PAC split'!$N$25)","v":0},{"$f":"IF(AU20<$AJ$4,0,'BdD PAC split'!$N$25)","v":0},{"$f":"IF(AV20<$AJ$4,0,'BdD PAC split'!$N$25)","v":0},{"$f":"IF(AW20<$AJ$4,0,'BdD PAC split'!$N$25)","v":0},{"$f":"IF(AX20<$AJ$4,0,'BdD PAC split'!$N$25)","v":0},{"$f":"IF(AY20<$AJ$4,0,'BdD PAC split'!$N$25)","v":0},{"$f":"IF(AZ20<$AJ$4,0,'BdD PAC split'!$N$25)","v":0},{"$f":"IF(BA20<$AJ$4,0,'BdD PAC split'!$N$25)","v":0},{"$f":"IF(BB20<$AJ$4,0,'BdD PAC split'!$N$25)","v":0},{"$f":"IF(BC20<$AJ$4,0,'BdD PAC split'!$N$25)","v":0},{"$f":"IF(BD20<$AJ$4,0,'BdD PAC split'!$N$25)","v":0},{"$f":"IF(BE20<$AJ$4,0,'BdD PAC split'!$N$25)","v":0},{"$f":"IF(BF20<$AJ$4,0,'BdD PAC split'!$N$25)","v":0},{"$f":"IF(BG20<$AJ$4,0,'BdD PAC split'!$N$25)","v":0},{"$f":"IF(BH20<$AJ$4,0,'BdD PAC split'!$N$25)","v":0},{"$f":"IF(BI20<$AJ$4,0,'BdD PAC split'!$N$25)","v":0},{"$f":"IF(BJ20<$AJ$4,0,'BdD PAC split'!$N$25)","v":0},null,null,null,"Température de basculement",{"$f":"Résultats!$C$4","v":-9}]
[{"$f":"IF(Dimensionnement!$C$62=ChoixPAC!$E$6,\"Calcul COP PAC Aérothermique\",\"Bilan Géothermique\")","v":"Calcul COP PAC Aérothermique"},null,null,null,null,null,null,null,null,null,null,null,null,null,null,null,null,null,null,null,null,null,null,null,null,null,null,null,null,null,null,null,null,null,null,null,null,null,null,null,null,null,null,null,null,null,null,null,null,null,null,null,null,null,null,null,null,null,null,null,null,null,null,null,null,"Plus faible T° recensée",{"$f":"HLOOKUP(1,$B$23:$BJ$46,24,FALSE)","v":-9}]
["COP PAC à T°ext/Tdep",{"$f":"IF(Dimensionnement!$C$62=ChoixPAC!$E$7,B37+(B28-35)*(B38-B37)/'BdD PAC split'!$W$25,\"-\")","v":"-"},{"$f":"IF(Dimensionnement!$C$62=ChoixPAC!$E$7,C37+(C28-35)*(C38-C37)/'BdD PAC split'!$W$25,\"-\")","v":"-"},{"$f":"IF(Dimensionnement!$C$62=ChoixPAC!$E$7,D37+(D28-35)*(D38-D37)/'BdD PAC split'!$W$25,\"-\")","v":"-"},{"$f":"IF(Dimensionnement!$C$62=ChoixPAC!$E$7,E37+(E28-35)*(E38-E37)/'BdD PAC split'!$W$25,\"-\")","v":"-"},{"$f":"IF(Dimensionnement!$C$62=ChoixPAC!$E$7,F37+(F28-35)*(F38-F37)/'BdD PAC split'!$W$25,\"-\")","v":"-"},{"$f":"IF(Dimensionnement!$C$62=ChoixPAC!$E$7,G37+(G28-35)*(G38-G37)/'BdD PAC split'!$W$25,'BdD PAC split'!$AP40)","v":"-"},{"$f":"IF(Dimensionnement!$C$62=ChoixPAC!$E$7,H37+(H28-35)*(H38-H37)/'BdD PAC split'!$W$25,'BdD PAC split'!$AP41)","v":"-"},{"$f":"IF(Dimensionnement!$C$62=ChoixPAC!$E$7,I37+(I28-35)*(I38-I37)/'BdD PAC split'!$W$25,'BdD PAC split'!$AP42)","v":"-"},{"$f":"IF(Dimensionnement!$C$62=ChoixPAC!$E$7,J37+(J28-35)*(J38-J37)/'BdD PAC split'!$W$25,'BdD PAC split'!$AP43)","v":"-"},{"$f":"IF(Dimensionnement!$C$62=ChoixPAC!$E$7,K37+(K28-35)*(K38-K37)/'BdD PAC split'!$W$25,'BdD PAC split'!$AP44)","v":"-"},{"$f":"IF(Dimensionnement!$C$62=ChoixPAC!$E$7,L37+(L28-35)*(L38-L37)/'BdD PAC split'!$W$25,'BdD PAC split'!$AP45)","v":2.2999999999999998},{"$f":"IF(Dimensionnement!$C$62=ChoixPAC!$E$7,M37+(M28-35)*(M38-M37)/'BdD PAC split'!$W$25,'BdD PAC split'!$AP46)","v":2.3260000000000001},{"$f":"IF(Dimensionnement!$C$62=ChoixPAC!$E$7,N37+(N28-35)*(N38-N37)/'BdD PAC split'!$W$25,'BdD PAC split'!$AP47)","v":2.3519999999999999},{"$f":"IF(Dimensionnement!$C$62=ChoixPAC!$E$7,O37+(O28-35)*(O38-O37)/'BdD PAC split'!$W$25,'BdD PAC split'!$AP48)","v":2.3780000000000001},{"$f":"IF(Dimensionnement!$C$62=ChoixPAC!$E$7,P37+(P28-35)*(P38-P37)/'BdD PAC split'!$W$25,'BdD PAC split'!$AP49)","v":2.4039999999999999},{"$f":"IF(Dimensionnement!$C$62=ChoixPAC!$E$7,Q37+(Q28-35)*(Q38-Q37)/'BdD PAC split'!$W$25,'BdD PAC split'!$AP50)","v":2.4300000000000002},{"$f":"IF(Dimensionnement!$C$62=ChoixPAC!$E$7,R37+(R28-35)*(R38-R37)/'BdD PAC split'!$W$25,'BdD PAC split'!$AP51)","v":2.52},{"$f":"IF(Dimensionnement!$C$62=ChoixPAC!$E$7,S37+(S28-35)*(S38-S37)/'BdD PAC split'!$W$25,'BdD PAC split'!$AP52)","v":2.6100000000000003},{"$f":"IF(Dimensionnement!$C$62=ChoixPAC!$E$7,T37+(T28-35)*(T38-T37)/'BdD PAC split'!$W$25,'BdD PAC split'!$AP53)","v":2.7},{"$f":"IF(Dimensionnement!$C$62=ChoixPAC!$E$7,U37+(U28-35)*(U38-U37)/'BdD PAC split'!$W$25,'BdD PAC split'!$AP54)","v":2.7677777777777779},{"$f":"IF(Dimensionnement!$C$62=ChoixPAC!$E$7,V37+(V28-35)*(V38-V37)/'BdD PAC split'!$W$25,'BdD PAC split'!$AP55)","v":2.8355555555555556},{"$f":"IF(Dimensionnement!$C$62=ChoixPAC!$E$7,W37+(W28-35)*(W38-W37)/'BdD PAC split'!$W$25,'BdD PAC split'!$AP56)","v":2.9033333333333333},{"$f":"IF(Dimensionnement!$C$62=ChoixPAC!$E$7,X37+(X28-35)*(X38-X37)/'BdD PAC split'!$W$25,'BdD PAC split'!$AP57)","v":2.971111111111111},{"$f":"IF(Dimensionnement!$C$62=ChoixPAC!$E$7,Y37+(Y28-35)*(Y38-Y37)/'BdD PAC split'!$W$25,'BdD PAC split'!$AP58)","v":3.0388888888888892},{"$f":"IF(Dimensionnement!$C$62=ChoixPAC!$E$7,Z37+(Z28-35)*(Z38-Z37)/'BdD PAC split'!$W$25,'BdD PAC split'!$AP59)","v":3.1066666666666669},{"$f":"IF(Dimensionnement!$C$62=ChoixPAC!$E$7,AA37+(AA28-35)*(AA38-AA37)/'BdD PAC split'!$W$25,'BdD PAC split'!$AP60)","v":3.1744444444444446},{"$f":"IF(Dimensionnement!$C$62=ChoixPAC!$E$7,AB37+(AB28-35)*(AB38-AB37)/'BdD PAC split'!$W$25,'BdD PAC split'!$AP61)","v":3.2422222222222223},{"$f":"IF(Dimensionnement!$C$62=ChoixPAC!$E$7,AC37+(AC28-35)*(AC38-AC37)/'BdD PAC split'!$W$25,'BdD PAC split'!$AP62)","v":3.31},{"$f":"IF(Dimensionnement!$C$62=ChoixPAC!$E$7,AD37+(AD28-35)*(AD38-AD37)/'BdD PAC split'!$W$25,'BdD PAC split'!$AP63)","v":3.5179999999999998},{"$f":"IF(Dimensionnement!$C$62=ChoixPAC!$E$7,AE37+(AE28-35)*(AE38-AE37)/'BdD PAC split'!$W$25,'BdD PAC split'!$AP64)","v":3.726},{"$f":"IF(Dimensionnement!$C$62=ChoixPAC!$E$7,AF37+(AF28-35)*(AF38-AF37)/'BdD PAC split'!$W$25,'BdD PAC split'!$AP65)","v":3.9339999999999997},{"$f":"IF(Dimensionnement!$C$62=ChoixPAC!$E$7,AG37+(AG28-35)*(AG38-AG37)/'BdD PAC split'!$W$25,'BdD PAC split'!$AP66)","v":4.1419999999999995},{"$f":"IF(Dimensionnement!$C$62=ChoixPAC!$E$7,AH37+(AH28-35)*(AH38-AH37)/'BdD PAC split'!$W$25,'BdD PAC split'!$AP67)","v":4.3499999999999996},{"$f":"IF(Dimensionnement!$C$62=ChoixPAC!$E$7,AI37+(AI28-35)*(AI38-AI37)/'BdD PAC split'!$W$25,'BdD PAC split'!$AP68)","v":4.3540000000000001},{"$f":"IF(Dimensionnement!$C$62=ChoixPAC!$E$7,AJ37+(AJ28-35)*(AJ38-AJ37)/'BdD PAC split'!$W$25,'BdD PAC split'!$AP69)","v":5.4359999999999999},{"$f":"IF(Dimensionnement!$C$62=ChoixPAC!$E$7,AK37+(AK28-35)*(AK38-AK37)/'BdD PAC split'!$W$25,'BdD PAC split'!$AP70)","v":5.3939999999999992},{"$f":"IF(Dimensionnement!$C$62=ChoixPAC!$E$7,AL37+(AL28-35)*(AL38-AL37)/'BdD PAC split'!$W$25,'BdD PAC split'!$AP71)","v":5.3519999999999994},{"$f":"IF(Dimensionnement!$C$62=ChoixPAC!$E$7,AM37+(AM28-35)*(AM38-AM37)/'BdD PAC split'!$W$25,'BdD PAC split'!$AP72)","v":5.31},{"$f":"IF(Dimensionnement!$C$62=ChoixPAC!$E$7,AN37+(AN28-35)*(AN38-AN37)/'BdD PAC split'!$W$25,'BdD PAC split'!$AP73)","v":5.3166666666666664},{"$f":"IF(Dimensionnement!$C$62=ChoixPAC!$E$7,AO37+(AO28-35)*(AO38-AO37)/'BdD PAC split'!$W$25,'BdD PAC split'!$AP74)","v":5.3233333333333333},{"$f":"IF(Dimensionnement!$C$62=ChoixPAC!$E$7,AP37+(AP28-35)*(AP38-AP37)/'BdD PAC split'!$W$25,'BdD PAC split'!$AP75)","v":5.33},{"$f":"IF(Dimensionnement!$C$62=ChoixPAC!$E$7,AQ37+(AQ28-35)*(AQ38-AQ37)/'BdD PAC split'!$W$25,'BdD PAC split'!$AP76)","v":5.3380000000000001},{"$f":"IF(Dimensionnement!$C$62=ChoixPAC!$E$7,AR37+(AR28-35)*(AR38-AR37)/'BdD PAC split'!$W$25,'BdD PAC split'!$AP77)","v":5.3460000000000001},{"$f":"IF(Dimensionnement!$C$62=ChoixPAC!$E$7,AS37+(AS28-35)*(AS38-AS37)/'BdD PAC split'!$W$25,'BdD PAC split'!$AP78)","v":5.3540000000000001},{"$f":"IF(Dimensionnement!$C$62=ChoixPAC!$E$7,AT37+(AT28-35)*(AT38-AT37)/'BdD PAC split'!$W$25,'BdD PAC split'!$AP79)","v":5.3620000000000001},{"$f":"IF(Dimensionnement!$C$62=ChoixPAC!$E$7,AU37+(AU28-35)*(AU38-AU37)/'BdD PAC split'!$W$25,'BdD PAC split'!$AP80)","v":5.37},{"$f":"IF(Dimensionnement!$C$62=ChoixPAC!$E$7,AV37+(AV28-35)*(AV38-AV37)/'BdD PAC split'!$W$25,AU40)","v":5.37},{"$f":"IF(Dimensionnement!$C$62=ChoixPAC!$E$7,AW37+(AW28-35)*(AW38-AW37)/'BdD PAC split'!$W$25,AV40)","v":5.37},{"$f":"IF(Dimensionnement!$C$62=ChoixPAC!$E$7,AX37+(AX28-35)*(AX38-AX37)/'BdD PAC split'!$W$25,AW40)","v":5.37},{"$f":"IF(Dimensionnement!$C$62=ChoixPAC!$E$7,AY37+(AY28-35)*(AY38-AY37)/'BdD PAC split'!$W$25,AX40)","v":5.37},{"$f":"IF(Dimensionnement!$C$62=ChoixPAC!$E$7,AZ37+(AZ28-35)*(AZ38-AZ37)/'BdD PAC split'!$W$25,AY40)","v":5.37},{"$f":"IF(Dimensionnement!$C$62=ChoixPAC!$E$7,BA37+(BA28-35)*(BA38-BA37)/'BdD PAC split'!$W$25,AZ40)","v":5.37},{"$f":"IF(Dimensionnement!$C$62=ChoixPAC!$E$7,BB37+(BB28-35)*(BB38-BB37)/'BdD PAC split'!$W$25,BA40)","v":5.37},{"$f":"IF(Dimensionnement!$C$62=ChoixPAC!$E$7,BC37+(BC28-35)*(BC38-BC37)/'BdD PAC split'!$W$25,BB40)","v":5.37},{"$f":"IF(Dimensionnement!$C$62=ChoixPAC!$E$7,BD37+(BD28-35)*(BD38-BD37)/'BdD PAC split'!$W$25,BC40)","v":5.37},{"$f":"IF(Dimensionnement!$C$62=ChoixPAC!$E$7,BE37+(BE28-35)*(BE38-BE37)/'BdD PAC split'!$W$25,BD40)","v":5.37},{"$f":"IF(Dimensionnement!$C$62=ChoixPAC!$E$7,BF37+(BF28-35)*(BF38-BF37)/'BdD PAC split'!$W$25,BE40)","v":5.37},{"$f":"IF(Dimensionnement!$C$62=ChoixPAC!$E$7,BG37+(BG28-35)*(BG38-BG37)/'BdD PAC split'!$W$25,BF40)","v":5.37},{"$f":"IF(Dimensionnement!$C$62=ChoixPAC!$E$7,BH37+(BH28-35)*(BH38-BH37)/'BdD PAC split'!$W$25,BG40)","v":5.37},{"$f":"IF(Dimensionnement!$C$62=ChoixPAC!$E$7,BI37+(BI28-35)*(BI38-BI37)/'BdD PAC split'!$W$25,BH40)","v":5.37},{"$f":"IF(Dimensionnement!$C$62=ChoixPAC!$E$7,BJ37+(BJ28-35)*(BJ38-BJ37)/'BdD PAC split'!$W$25,BI40)","v":5.37}]
["Tdepart  max PAC choisi",{"$f":"$A$7","v":55},{"$f":"$A$7","v":55},55,55,55,55,55,55,55,55,55,55,55,55,55,55,55,55,55,55,55,55,55,55,55,55,55,55,55,55,55,55,55,55,55,55,55,55,55,55,55,55,55,55,55,55,55,55,55,55,55,55,55,55,55,55,55,55,55,55,55]
["Tdepart  max PAC calculée","-","-","-","-","-",{"$f":"IF(Dimensionnement!$C$62=ChoixPAC!$E$6,'BdD PAC split'!$AM$40,G41)","v":"-"},{"$f":"IF(Dimensionnement!$C$62=ChoixPAC!$E$6,'BdD PAC split'!$AM$41,H41)","v":"-"},{"$f":"IF(Dimensionnement!$C$62=ChoixPAC!$E$6,'BdD PAC split'!$AM$42,I41)","v":"-"},{"$f":"IF(Dimensionnement!$C$62=ChoixPAC!$E$6,'BdD PAC split'!$AM$43,J41)","v":"-"},{"$f":"IF(Dimensionnement!$C$62=ChoixPAC!$E$6,'BdD PAC split'!$AM$44,K41)","v":"-"},{"$f":"IF(Dimensionnement!$C$62=ChoixPAC!$E$6,'BdD PAC split'!$AM$45,L41)","v":35},{"$f":"IF(Dimensionnement!$C$62=ChoixPAC!$E$6,'BdD PAC split'!$AM$46,M41)","v":35},{"$f":"IF(Dimensionnement!$C$62=ChoixPAC!$E$6,'BdD PAC split'!$AM$47,N41)","v":35},{"$f":"IF(Dimensionnement!$C$62=ChoixPAC!$E$6,'BdD PAC split'!$AM$48,O41)","v":35},{"$f":"IF(Dimensionnement!$C$62=ChoixPAC!$E$6,'BdD PAC split'!$AM$49,P41)","v":35},{"$f":"IF(Dimensionnement!$C$62=ChoixPAC!$E$6,'BdD PAC split'!$AM$50,Q41)","v":35},{"$f":"IF(Dimensionnement!$C$62=ChoixPAC!$E$6,'BdD PAC split'!$AM$51,R41)","v":35},{"$f":"IF(Dimensionnement!$C$62=ChoixPAC!$E$6,'BdD PAC split'!$AM$52,S41)","v":35},{"$f":"IF(Dimensionnement!$C$62=ChoixPAC!$E$6,'BdD PAC split'!$AM$53,T41)","v":35},{"$f":"IF(Dimensionnement!$C$62=ChoixPAC!$E$6,'BdD PAC split'!$AM$54,U41)","v":35},{"$f":"IF(Dimensionnement!$C$62=ChoixPAC!$E$6,'BdD PAC split'!$AM$55,V41)","v":35},{"$f":"IF(Dimensionnement!$C$62=ChoixPAC!$E$6,'BdD PAC split'!$AM$56,W41)","v":35},{"$f":"IF(Dimensionnement!$C$62=ChoixPAC!$E$6,'BdD PAC split'!$AM$57,X41)","v":35},{"$f":"IF(Dimensionnement!$C$62=ChoixPAC!$E$6,'BdD PAC split'!$AM$58,Y41)","v":35},{"$f":"IF(Dimensionnement!$C$62=ChoixPAC!$E$6,'BdD PAC split'!$AM$59,Z41)","v":35},{"$f":"IF(Dimensionnement!$C$62=ChoixPAC!$E$6,'BdD PAC split'!$AM$60,AA41)","v":35},{"$f":"IF(Dimensionnement!$C$62=ChoixPAC!$E$6,'BdD PAC split'!$AM$61,AB41)","v":35},{"$f":"IF(Dimensionnement!$C$62=ChoixPAC!$E$6,'BdD PAC split'!$AM$62,AC41)","v":35},{"$f":"IF(Dimensionnement!$C$62=ChoixPAC!$E$6,'BdD PAC split'!$AM$63,AD41)","v":35},{"$f":"IF(Dimensionnement!$C$62=ChoixPAC!$E$6,'BdD PAC split'!$AM$64,AE41)","v":35},{"$f":"IF(Dimensionnement!$C$62=ChoixPAC!$E$6,'BdD PAC split'!$AM$65,AF41)","v":35},{"$f":"IF(Dimensionnement!$C$62=ChoixPAC!$E$6,'BdD PAC split'!$AM$66,AG41)","v":35},{"$f":"IF(Dimensionnement!$C$62=ChoixPAC!$E$6,'BdD PAC split'!$AM$67,AH41)","v":35},{"$f":"IF(Dimensionnement!$C$62=ChoixPAC!$E$6,'BdD PAC split'!$AM$68,AI41)","v":35},{"$f":"IF(Dimensionnement!$C$62=ChoixPAC!$E$6,'BdD PAC split'!$AM$69,AJ41)","v":25},{"$f":"IF(Dimensionnement!$C$62=ChoixPAC!$E$6,'BdD PAC split'!$AM$70,AK41)","v":25},{"$f":"IF(Dimensionnement!$C$62=ChoixPAC!$E$6,'BdD PAC split'!$AM$71,AL41)","v":25},{"$f":"IF(Dimensionnement!$C$62=ChoixPAC!$E$6,'BdD PAC split'!$AM$72,AM41)","v":25},{"$f":"IF(Dimensionnement!$C$62=ChoixPAC!$E$6,'BdD PAC split'!$AM$73,AN41)","v":25},{"$f":"IF(Dimensionnement!$C$62=ChoixPAC!$E$6,'BdD PAC split'!$AM$74,AO41)","v":25},{"$f":"IF(Dimensionnement!$C$62=ChoixPAC!$E$6,'BdD PAC split'!$AM$75,AP41)","v":25},{"$f":"IF(Dimensionnement!$C$62=ChoixPAC!$E$6,'BdD PAC split'!$AM$76,AQ41)","v":25},{"$f":"IF(Dimensionnement!$C$62=ChoixPAC!$E$6,'BdD PAC split'!$AM$77,AR41)","v":25},{"$f":"IF(Dimensionnement!$C$62=ChoixPAC!$E$6,'BdD PAC split'!$AM$78,AS41)","v":25},{"$f":"IF(Dimensionnement!$C$62=ChoixPAC!$E$6,'BdD PAC split'!$AM$79,AT41)","v":25},{"$f":"IF(Dimensionnement!$C$62=ChoixPAC!$E$6,'BdD PAC split'!$AM$80,AU41)","v":25},{"$f":"IF(Dimensionnement!$C$62=ChoixPAC!$E$6,'BdD PAC split'!$AM$80,AV41)","v":25},{"$f":"IF(Dimensionnement!$C$62=ChoixPAC!$E$6,'BdD PAC split'!$AM$80,AW41)","v":25},{"$f":"IF(Dimensionnement!$C$62=ChoixPAC!$E$6,'BdD PAC split'!$AM$80,AX41)","v":25},{"$f":"IF(Dimensionnement!$C$62=ChoixPAC!$E$6,'BdD PAC split'!$AM$80,AY41)","v":25},{"$f":"IF(Dimensionnement!$C$62=ChoixPAC!$E$6,'BdD PAC split'!$AM$80,AZ41)","v":25},{"$f":"IF(Dimensionnement!$C$62=ChoixPAC!$E$6,'BdD PAC split'!$AM$80,BA41)","v":25},{"$f":"IF(Dimensionnement!$C$62=ChoixPAC!$E$6,'BdD PAC split'!$AM$80,BB41)","v":25},{"$f":"IF(Dimensionnement!$C$62=ChoixPAC!$E$6,'BdD PAC split'!$AM$80,BC41)","v":25},{"$f":"IF(Dimensionnement!$C$62=ChoixPAC!$E$6,'BdD PAC split'!$AM$80,BD41)","v":25},{"$f":"IF(Dimensionnement!$C$62=ChoixPAC!$E$6,'BdD PAC split'!$AM$80,BE41)","v":25},{"$f":"IF(Dimensionnement!$C$62=ChoixPAC!$E$6,'BdD PAC split'!$AM$80,BF41)","v":25},{"$f":"IF(Dimensionnement!$C$62=ChoixPAC!$E$6,'BdD PAC split'!$AM$80,BG41)","v":25},{"$f":"IF(Dimensionnement!$C$62=ChoixPAC!$E$6,'BdD PAC split'!$AM$80,BH41)","v":25},{"$f":"IF(Dimensionnement!$C$62=ChoixPAC!$E$6,'BdD PAC split'!$AM$80,BI41)","v":25},{"$f":"IF(Dimensionnement!$C$62=ChoixPAC!$E$6,'BdD PAC split'!$AM$80,BJ41)","v":25}]
["PAC ON",{"$f":"IF(B20<Dimensionnement!$I$15,0,IF(OR(B40<=$H$4,B40=\"-\"),0,IF(B22=0,0,1)))","v":0},{"$f":"IF(C20<Dimensionnement!$I$15,0,IF(OR(C40<=$H$4,C40=\"-\"),0,IF(C22=0,0,1)))","v":0},{"$f":"IF(D20<Dimensionnement!$I$15,0,IF(OR(D40<=$H$4,D40=\"-\"),0,IF(D22=0,0,1)))","v":0},{"$f":"IF(E20<Dimensionnement!$I$15,0,IF(OR(E40<=$H$4,E40=\"-\"),0,IF(E22=0,0,1)))","v":0},{"$f":"IF(F20<Dimensionnement!$I$15,0,IF(OR(F40<=$H$4,F40=\"-\"),0,IF(F22=0,0,1)))","v":0},{"$f":"IF(G20<Dimensionnement!$I$15,0,IF(OR(G40<=$H$4,G40=\"-\"),0,IF(G22=0,0,1)))","v":0},{"$f":"IF(H20<Dimensionnement!$I$15,0,IF(OR(H40<=$H$4,H40=\"-\"),0,IF(H22=0,0,1)))","v":0},{"$f":"IF(I20<Dimensionnement!$I$15,0,IF(OR(I40<=$H$4,I40=\"-\"),0,IF(I22=0,0,1)))","v":0},{"$f":"IF(J20<Dimensionnement!$I$15,0,IF(OR(J40<=$H$4,J40=\"-\"),0,IF(J22=0,0,1)))","v":0},{"$f":"IF(K20<Dimensionnement!$I$15,0,IF(OR(K40<=$H$4,K40=\"-\"),0,IF(K22=0,0,1)))","v":0},{"$f":"IF(L20<Dimensionnement!$I$15,0,IF(OR(L40<=$H$4,L40=\"-\"),0,IF(L22=0,0,1)))","v":0},{"$f":"IF(M20<Dimensionnement!$I$15,0,IF(OR(M40<=$H$4,M40=\"-\"),0,IF(M22=0,0,1)))","v":0},{"$f":"IF(N20<Dimensionnement!$I$15,0,IF(OR(N40<=$H$4,N40=\"-\"),0,IF(N22=0,0,1)))","v":0},{"$f":"IF(O20<Dimensionnement!$I$15,0,IF(OR(O40<=$H$4,O40=\"-\"),0,IF(O22=0,0,1)))","v":0},{"$f":"IF(P20<Dimensionnement!$I$15,0,IF(OR(P40<=$H$4,P40=\"-\"),0,IF(P22=0,0,1)))","v":0},{"$f":"IF(Q20<Dimensionnement!$I$15,0,IF(OR(Q40<=$H$4,Q40=\"-\"),0,IF(Q22=0,0,1)))","v":0},{"$f":"IF(R20<Dimensionnement!$I$15,0,IF(OR(R40<=$H$4,R40=\"-\"),0,IF(R22=0,0,1)))","v":1},{"$f":"IF(S20<Dimensionnement!$I$15,0,IF(OR(S40<=$H$4,S40=\"-\"),0,IF(S22=0,0,1)))","v":1},{"$f":"IF(T20<Dimensionnement!$I$15,0,IF(OR(T40<=$H$4,T40=\"-\"),0,IF(T22=0,0,1)))","v":1},{"$f":"IF(U20<Dimensionnement!$I$15,0,IF(OR(U40<=$H$4,U40=\"-\"),0,IF(U22=0,0,1)))","v":1},{"$f":"IF(V20<Dimensionnement!$I$15,0,IF(OR(V40<=$H$4,V40=\"-\"),0,IF(V22=0,0,1)))","v":1},{"$f":"IF(W20<Dimensionnement!$I$15,0,IF(OR(W40<=$H$4,W40=\"-\"),0,IF(W22=0,0,1)))","v":1},{"$f":"IF(X20<Dimensionnement!$I$15,0,IF(OR(X40<=$H$4,X40=\"-\"),0,IF(X22=0,0,1)))","v":1},{"$f":"IF(Y20<Dimensionnement!$I$15,0,IF(OR(Y40<=$H$4,Y40=\"-\"),0,IF(Y22=0,0,1)))","v":1},{"$f":"IF(Z20<Dimensionnement!$I$15,0,IF(OR(Z40<=$H$4,Z40=\"-\"),0,IF(Z22=0,0,1)))","v":1},{"$f":"IF(AA20<Dimensionnement!$I$15,0,IF(OR(AA40<=$H$4,AA40=\"-\"),0,IF(AA22=0,0,1)))","v":1},{"$f":"IF(AB20<Dimensionnement!$I$15,0,IF(OR(AB40<=$H$4,AB40=\"-\"),0,IF(AB22=0,0,1)))","v":1},{"$f":"IF(AC20<Dimensionnement!$I$15,0,IF(OR(AC40<=$H$4,AC40=\"-\"),0,IF(AC22=0,0,1)))","v":1},{"$f":"IF(AD20<Dimensionnement!$I$15,0,IF(OR(AD40<=$H$4,AD40=\"-\"),0,IF(AD22=0,0,1)))","v":1},{"$f":"IF(AE20<Dimensionnement!$I$15,0,IF(OR(AE40<=$H$4,AE40=\"-\"),0,IF(AE22=0,0,1)))","v":1},{"$f":"IF(AF20<Dimensionnement!$I$15,0,IF(OR(AF40<=$H$4,AF40=\"-\"),0,IF(AF22=0,0,1)))","v":1},{"$f":"IF(AG20<Dimensionnement!$I$15,0,IF(OR(AG40<=$H$4,AG40=\"-\"),0,IF(AG22=0,0,1)))","v":1},{"$f":"IF(AH20<Dimensionnement!$I$15,0,IF(OR(AH40<=$H$4,AH40=\"-\"),0,IF(AH22=0,0,1)))","v":1},{"$f":"IF(AI20<Dimensionnement!$I$15,0,IF(OR(AI40<=$H$4,AI40=\"-\"),0,IF(AI22=0,0,1)))","v":1},{"$f":"IF(AJ20<Dimensionnement!$I$15,0,IF(OR(AJ40<=$H$4,AJ40=\"-\"),0,IF(AJ22=0,0,1)))","v":1},{"$f":"IF(AK20<Dimensionnement!$I$15,0,IF(OR(AK40<=$H$4,AK40=\"-\"),0,IF(AK22=0,0,1)))","v":1},{"$f":"IF(AL20<Dimensionnement!$I$15,0,IF(OR(AL40<=$H$4,AL40=\"-\"),0,IF(AL22=0,0,1)))","v":1},{"$f":"IF(AM20<Dimensionnement!$I$15,0,IF(OR(AM40<=$H$4,AM40=\"-\"),0,IF(AM22=0,0,1)))","v":1},{"$f":"IF(AN20<Dimensionnement!$I$15,0,IF(OR(AN40<=$H$4,AN40=\"-\"),0,IF(AN22=0,0,1)))","v":1},{"$f":"IF(AO20<Dimensionnement!$I$15,0,IF(OR(AO40<=$H$4,AO40=\"-\"),0,IF(AO22=0,0,1)))","v":1},{"$f":"IF(AP20<Dimensionnement!$I$15,0,IF(OR(AP40<=$H$4,AP40=\"-\"),0,IF(AP22=0,0,1)))","v":1},{"$f":"IF(AQ20<Dimensionnement!$I$15,0,IF(OR(AQ40<=$H$4,AQ40=\"-\"),0,IF(AQ22=0,0,1)))","v":1},{"$f":"IF(AR20<Dimensionnement!$I$15,0,IF(OR(AR40<=$H$4,AR40=\"-\"),0,IF(AR22=0,0,1)))","v":0},{"$f":"IF(AS20<Dimensionnement!$I$15,0,IF(OR(AS40<=$H$4,AS40=\"-\"),0,IF(AS22=0,0,1)))","v":0},{"$f":"IF(AT20<Dimensionnement!$I$15,0,IF(OR(AT40<=$H$4,AT40=\"-\"),0,IF(AT22=0,0,1)))","v":0},{"$f":"IF(AU20<Dimensionnement!$I$15,0,IF(OR(AU40<=$H$4,AU40=\"-\"),0,IF(AU22=0,0,1)))","v":0},{"$f":"IF(AV20<Dimensionnement!$I$15,0,IF(OR(AV40<=$H$4,AV40=\"-\"),0,IF(AV22=0,0,1)))","v":0},{"$f":"IF(AW20<Dimensionnement!$I$15,0,IF(OR(AW40<=$H$4,AW40=\"-\"),0,IF(AW22=0,0,1)))","v":0},{"$f":"IF(AX20<Dimensionnement!$I$15,0,IF(OR(AX40<=$H$4,AX40=\"-\"),0,IF(AX22=0,0,1)))","v":0},{"$f":"IF(AY20<Dimensionnement!$I$15,0,IF(OR(AY40<=$H$4,AY40=\"-\"),0,IF(AY22=0,0,1)))","v":0},{"$f":"IF(AZ20<Dimensionnement!$I$15,0,IF(OR(AZ40<=$H$4,AZ40=\"-\"),0,IF(AZ22=0,0,1)))","v":0},{"$f":"IF(BA20<Dimensionnement!$I$15,0,IF(OR(BA40<=$H$4,BA40=\"-\"),0,IF(BA22=0,0,1)))","v":0},{"$f":"IF(BB20<Dimensionnement!$I$15,0,IF(OR(BB40<=$H$4,BB40=\"-\"),0,IF(BB22=0,0,1)))","v":0},{"$f":"IF(BC20<Dimensionnement!$I$15,0,IF(OR(BC40<=$H$4,BC40=\"-\"),0,IF(BC22=0,0,1)))","v":0},{"$f":"IF(BD20<Dimensionnement!$I$15,0,IF(OR(BD40<=$H$4,BD40=\"-\"),0,IF(BD22=0,0,1)))","v":0},{"$f":"IF(BE20<Dimensionnement!$I$15,0,IF(OR(BE40<=$H$4,BE40=\"-\"),0,IF(BE22=0,0,1)))","v":0},{"$f":"IF(BF20<Dimensionnement!$I$15,0,IF(OR(BF40<=$H$4,BF40=\"-\"),0,IF(BF22=0,0,1)))","v":0},{"$f":"IF(BG20<Dimensionnement!$I$15,0,IF(OR(BG40<=$H$4,BG40=\"-\"),0,IF(BG22=0,0,1)))","v":0},{"$f":"IF(BH20<Dimensionnement!$I$15,0,IF(OR(BH40<=$H$4,BH40=\"-\"),0,IF(BH22=0,0,1)))","v":0},{"$f":"IF(BI20<Dimensionnement!$I$15,0,IF(OR(BI40<=$H$4,BI40=\"-\"),0,IF(BI22=0,0,1)))","v":0},{"$f":"IF(BJ20<Dimensionnement!$I$15,0,IF(OR(BJ40<=$H$4,BJ40=\"-\"),0,IF(BJ22=0,0,1)))","v":0},null,null,null,"Puissance Appoint requise",{"$f":"ROUNDUP(HLOOKUP($BO$39,$B$20:$BJ$51,30,FALSE),0)","v":0}]
["Vérification basculement",{"$f":"IF(B43=0,0)","v":0},{"$f":"IF(AND(B43=0,C43=1,C22<>0),1,0)","v":0},0,0,0,0,0,0,0,0,0,0,0,0,0,0,1,0,0,0,0,0,0,0,0,0,0,0,0,0,0,0,0,{"$f":"IF(AND(AH43=0,AI43=1,AI22<>0),1,0)","v":0},0,0,0,0,0,0,0,0,0,0,0,0,0,0,0,0,0,0,0,0,0,0,0,0,0,0,0]
[]
[{"$f":"A20","v":"Temp ext"},-25,-24,-23,-22,-21,-20,-19,-18,-17,-16,-15,-14,-13,-12,-11,-10,-9,-8,-7,-6,-5,-4,-3,-2,-1,0,1,2,3,4,5,{"$f":"AG20","v":6},7,8,9,10,11,12,13,14,15,16,17,18,19,20,21,22,23,24,25,26,27,28,29,30,31,32,33,34,35]
["Part PAC",{"$f":"IF(B43=0,0,IF(B20<$AJ$4,0,IF(B35>B29,IF(B42>=B28,100,B42/B28*100),MIN(B35/B29*100,B42/B28*100))))","v":0},0,0,0,0,0,0,0,0,0,0,0,0,0,0,0,100,100,100,100,100,100,100,100,100,100,100,100,100,100,100,100,{"$f":"IF(AH43=0,0,IF(AH20<$AJ$4,0,IF(AH35>AH29,IF(AH42>=AH28,100,AH42/AH28*100),MIN(AH35/AH29*100,AH42/AH28*100))))","v":100},100,100,100,100,100,100,100,100,100,0,0,0,0,0,0,0,0,0,0,0,0,0,0,0,0,0,0,0]
["Part appoint",{"$f":"IF(B20<$A$13,0,IF(B20>Dimensionnement!$I$20-3,0,100-B47))","v":0},{"$f":"IF(C20<$A$13,0,IF(C20>Dimensionnement!$I$20-3,0,100-C47))","v":0},{"$f":"IF(D20<$A$13,0,IF(D20>Dimensionnement!$I$20-3,0,100-D47))","v":0},{"$f":"IF(E20<$A$13,0,IF(E20>Dimensionnement!$I$20-3,0,100-E47))","v":0},{"$f":"IF(F20<$A$13,0,IF(F20>Dimensionnement!$I$20-3,0,100-F47))","v":0},{"$f":"IF(G20<$A$13,0,IF(G20>Dimensionnement!$I$20-3,0,100-G47))","v":0},{"$f":"IF(H20<$A$13,0,IF(H20>Dimensionnement!$I$20-3,0,100-H47))","v":0},{"$f":"IF(I20<$A$13,0,IF(I20>Dimensionnement!$I$20-3,0,100-I47))","v":0},{"$f":"IF(J20<$A$13,0,IF(J20>Dimensionnement!$I$20-3,0,100-J47))","v":0},{"$f":"IF(K20<$A$13,0,IF(K20>Dimensionnement!$I$20-3,0,100-K47))","v":0},{"$f":"IF(L20<$A$13,0,IF(L20>Dimensionnement!$I$20-3,0,100-L47))","v":0},{"$f":"IF(M20<$A$13,0,IF(M20>Dimensionnement!$I$20-3,0,100-M47))","v":0},{"$f":"IF(N20<$A$13,0,IF(N20>Dimensionnement!$I$20-3,0,100-N47))","v":0},{"$f":"IF(O20<$A$13,0,IF(O20>Dimensionnement!$I$20-3,0,100-O47))","v":0},{"$f":"IF(P20<$A$13,0,IF(P20>Dimensionnement!$I$20-3,0,100-P47))","v":0},{"$f":"IF(Q20<$A$13,0,IF(Q20>Dimensionnement!$I$20-3,0,100-Q47))","v":100},{"$f":"IF(R20<$A$13,0,IF(R20>Dimensionnement!$I$20-3,0,100-R47))","v":0},{"$f":"IF(S20<$A$13,0,IF(S20>Dimensionnement!$I$20-3,0,100-S47))","v":0},{"$f":"IF(T20<$A$13,0,IF(T20>Dimensionnement!$I$20-3,0,100-T47))","v":0},{"$f":"IF(U20<$A$13,0,IF(U20>Dimensionnement!$I$20-3,0,100-U47))","v":0},{"$f":"IF(V20<$A$13,0,IF(V20>Dimensionnement!$I$20-3,0,100-V47))","v":0},{"$f":"IF(W20<$A$13,0,IF(W20>Dimensionnement!$I$20-3,0,100-W47))","v":0},{"$f":"IF(X20<$A$13,0,IF(X20>Dimensionnement!$I$20-3,0,100-X47))","v":0},{"$f":"IF(Y20<$A$13,0,IF(Y20>Dimensionnement!$I$20-3,0,100-Y47))","v":0},{"$f":"IF(Z20<$A$13,0,IF(Z20>Dimensionnement!$I$20-3,0,100-Z47))","v":0},{"$f":"IF(AA20<$A$13,0,IF(AA20>Dimensionnement!$I$20-3,0,100-AA47))","v":0},{"$f":"IF(AB20<$A$13,0,IF(AB20>Dimensionnement!$I$20-3,0,100-AB47))","v":0},{"$f":"IF(AC20<$A$13,0,IF(AC20>Dimensionnement!$I$20-3,0,100-AC47))","v":0},{"$f":"IF(AD20<$A$13,0,IF(AD20>Dimensionnement!$I$20-3,0,100-AD47))","v":0},{"$f":"IF(AE20<$A$13,0,IF(AE20>Dimensionnement!$I$20-3,0,100-AE47))","v":0},{"$f":"IF(AF20<$A$13,0,IF(AF20>Dimensionnement!$I$20-3,0,100-AF47))","v":0},{"$f":"IF(AG20<$A$13,0,IF(AG20>Dimensionnement!$I$20-3,0,100-AG47))","v":0},{"$f":"IF(AH20<$A$13,0,IF(AH20>Dimensionnement!$I$20-3,0,100-AH47))","v":0},{"$f":"IF(AI20<$A$13,0,IF(AI20>Dimensionnement!$I$20-3,0,100-AI47))","v":0},{"$f":"IF(AJ20<$A$13,0,IF(AJ20>Dimensionnement!$I$20-3,0,100-AJ47))","v":0},{"$f":"IF(AK20<$A$13,0,IF(AK20>Dimensionnement!$I$20-3,0,100-AK47))","v":0},{"$f":"IF(AL20<$A$13,0,IF(AL20>Dimensionnement!$I$20-3,0,100-AL47))","v":0},{"$f":"IF(AM20<$A$13,0,IF(AM20>Dimensionnement!$I$20-3,0,100-AM47))","v":0},{"$f":"IF(AN20<$A$13,0,IF(AN20>Dimensionnement!$I$20-3,0,100-AN47))","v":0},{"$f":"IF(AO20<$A$13,0,IF(AO20>Dimensionnement!$I$20-3,0,100-AO47))","v":0},{"$f":"IF(AP20<$A$13,0,IF(AP20>Dimensionnement!$I$20-3,0,100-AP47))","v":0},{"$f":"IF(AQ20<$A$13,0,IF(AQ20>Dimensionnement!$I$20-3,0,100-AQ47))","v":0},{"$f":"IF(AR20<$A$13,0,IF(AR20>Dimensionnement!$I$20-3,0,100-AR47))","v":0},{"$f":"IF(AS20<$A$13,0,IF(AS20>Dimensionnement!$I$20-3,0,100-AS47))","v":0},{"$f":"IF(AT20<$A$13,0,IF(AT20>Dimensionnement!$I$20-3,0,100-AT47))","v":0},{"$f":"IF(AU20<$A$13,0,IF(AU20>Dimensionnement!$I$20-3,0,100-AU47))","v":0},{"$f":"IF(AV20<$A$13,0,IF(AV20>Dimensionnement!$I$20-3,0,100-AV47))","v":0},{"$f":"IF(AW20<$A$13,0,IF(AW20>Dimensionnement!$I$20-3,0,100-AW47))","v":0},{"$f":"IF(AX20<$A$13,0,IF(AX20>Dimensionnement!$I$20-3,0,100-AX47))","v":0},{"$f":"IF(AY20<$A$13,0,IF(AY20>Dimensionnement!$I$20-3,0,100-AY47))","v":0},{"$f":"IF(AZ20<$A$13,0,IF(AZ20>Dimensionnement!$I$20-3,0,100-AZ47))","v":0},{"$f":"IF(BA20<$A$13,0,IF(BA20>Dimensionnement!$I$20-3,0,100-BA47))","v":0},{"$f":"IF(BB20<$A$13,0,IF(BB20>Dimensionnement!$I$20-3,0,100-BB47))","v":0},{"$f":"IF(BC20<$A$13,0,IF(BC20>Dimensionnement!$I$20-3,0,100-BC47))","v":0},{"$f":"IF(BD20<$A$13,0,IF(BD20>Dimensionnement!$I$20-3,0,100-BD47))","v":0},{"$f":"IF(BE20<$A$13,0,IF(BE20>Dimensionnement!$I$20-3,0,100-BE47))","v":0},{"$f":"IF(BF20<$A$13,0,IF(BF20>Dimensionnement!$I$20-3,0,100-BF47))","v":0},{"$f":"IF(BG20<$A$13,0,IF(BG20>Dimensionnement!$I$20-3,0,100-BG47))","v":0},{"$f":"IF(BH20<$A$13,0,IF(BH20>Dimensionnement!$I$20-3,0,100-BH47))","v":0},{"$f":"IF(BI20<$A$13,0,IF(BI20>Dimensionnement!$I$20-3,0,100-BI47))","v":0},{"$f":"IF(BJ20<$A$13,0,IF(BJ20>Dimensionnement!$I$20-3,0,100-BJ47))","v":0}]
["Puissance Appoint nécessaire",{"$f":"B29*B48/100","v":{"$error":"#N/A"}},{"$f":"C29*C48/100","v":{"$error":"#N/A"}},{"$error":"#N/A"},{"$error":"#N/A"},{"$error":"#N/A"},{"$error":"#N/A"},{"$error":"#N/A"},{"$error":"#N/A"},{"$error":"#N/A"},{"$error":"#N/A"},{"$error":"#N/A"},{"$error":"#N/A"},{"$error":"#N/A"},{"$error":"#N/A"},{"$error":"#N/A"},6.5,0,0,0,0,0,0,0,0,0,0,0,0,0,0,0,0,{"$f":"AH29*AH48/100","v":0},0,0,0,0,0,0,0,0,0,0,0,0,0,0,0,0,0,0,0,0,0,0,0,0,0,0,0,0,"Puissance appoint nécessaire chauffage",{"$f":"$BO$43","v":0},null,"Puissance appoint entrée",{"$f":"IF(Dimensionnement!$F$62=ChoixPAC!$G$7,VLOOKUP(Dimensionnement!$F$114,ChoixPAC!$O$19:$P$22,2,FALSE),IF(Dimensionnement!$F$105<>'BdD Bâtiment'!$C$78,Dimensionnement!$I$108,Dimensionnement!$F$108))","v":2},null,"Puissance appoint ECS nécessaire",{"$f":"ROUNDUP($BK$105,0)","v":0}]
["Puissance appoint disponible",{"$f":"IF(AND(Dimensionnement!$F$62=ChoixPAC!$G$6,ChoixPAC!$E$39=ChoixPAC!$G$12),$BO$49*2,$BO$49)","v":2},{"$f":"IF(AND(Dimensionnement!$F$62=ChoixPAC!$G$6,ChoixPAC!$E$39=ChoixPAC!$G$12),$BO$49*2,$BO$49)","v":2},{"$f":"IF(AND(Dimensionnement!$F$62=ChoixPAC!$G$6,ChoixPAC!$E$39=ChoixPAC!$G$12),$BO$49*2,$BO$49)","v":2},{"$f":"IF(AND(Dimensionnement!$F$62=ChoixPAC!$G$6,ChoixPAC!$E$39=ChoixPAC!$G$12),$BO$49*2,$BO$49)","v":2},{"$f":"IF(AND(Dimensionnement!$F$62=ChoixPAC!$G$6,ChoixPAC!$E$39=ChoixPAC!$G$12),$BO$49*2,$BO$49)","v":2},{"$f":"IF(AND(Dimensionnement!$F$62=ChoixPAC!$G$6,ChoixPAC!$E$39=ChoixPAC!$G$12),$BO$49*2,$BO$49)","v":2},{"$f":"IF(AND(Dimensionnement!$F$62=ChoixPAC!$G$6,ChoixPAC!$E$39=ChoixPAC!$G$12),$BO$49*2,$BO$49)","v":2},{"$f":"IF(AND(Dimensionnement!$F$62=ChoixPAC!$G$6,ChoixPAC!$E$39=ChoixPAC!$G$12),$BO$49*2,$BO$49)","v":2},{"$f":"IF(AND(Dimensionnement!$F$62=ChoixPAC!$G$6,ChoixPAC!$E$39=ChoixPAC!$G$12),$BO$49*2,$BO$49)","v":2},{"$f":"IF(AND(Dimensionnement!$F$62=ChoixPAC!$G$6,ChoixPAC!$E$39=ChoixPAC!$G$12),$BO$49*2,$BO$49)","v":2},{"$f":"IF(AND(Dimensionnement!$F$62=ChoixPAC!$G$6,ChoixPAC!$E$39=ChoixPAC!$G$12),$BO$49*2,$BO$49)","v":2},{"$f":"IF(AND(Dimensionnement!$F$62=ChoixPAC!$G$6,ChoixPAC!$E$39=ChoixPAC!$G$12),$BO$49*2,$BO$49)","v":2},{"$f":"IF(AND(Dimensionnement!$F$62=ChoixPAC!$G$6,ChoixPAC!$E$39=ChoixPAC!$G$12),$BO$49*2,$BO$49)","v":2},{"$f":"IF(AND(Dimensionnement!$F$62=ChoixPAC!$G$6,ChoixPAC!$E$39=ChoixPAC!$G$12),$BO$49*2,$BO$49)","v":2},{"$f":"IF(AND(Dimensionnement!$F$62=ChoixPAC!$G$6,ChoixPAC!$E$39=ChoixPAC!$G$12),$BO$49*2,$BO$49)","v":2},{"$f":"IF(AND(Dimensionnement!$F$62=ChoixPAC!$G$6,ChoixPAC!$E$39=ChoixPAC!$G$12),$BO$49*2,$BO$49)","v":2},{"$f":"IF(AND(Dimensionnement!$F$62=ChoixPAC!$G$6,ChoixPAC!$E$39=ChoixPAC!$G$12),$BO$49*2,$BO$49)","v":2},{"$f":"IF(AND(Dimensionnement!$F$62=ChoixPAC!$G$6,ChoixPAC!$E$39=ChoixPAC!$G$12),$BO$49*2,$BO$49)","v":2},{"$f":"IF(AND(Dimensionnement!$F$62=ChoixPAC!$G$6,ChoixPAC!$E$39=ChoixPAC!$G$12),$BO$49*2,$BO$49)","v":2},{"$f":"IF(AND(Dimensionnement!$F$62=ChoixPAC!$G$6,ChoixPAC!$E$39=ChoixPAC!$G$12),$BO$49*2,$BO$49)","v":2},{"$f":"IF(AND(Dimensionnement!$F$62=ChoixPAC!$G$6,ChoixPAC!$E$39=ChoixPAC!$G$12),$BO$49*2,$BO$49)","v":2},{"$f":"IF(AND(Dimensionnement!$F$62=ChoixPAC!$G$6,ChoixPAC!$E$39=ChoixPAC!$G$12),$BO$49*2,$BO$49)","v":2},{"$f":"IF(AND(Dimensionnement!$F$62=ChoixPAC!$G$6,ChoixPAC!$E$39=ChoixPAC!$G$12),$BO$49*2,$BO$49)","v":2},{"$f":"IF(AND(Dimensionnement!$F$62=ChoixPAC!$G$6,ChoixPAC!$E$39=ChoixPAC!$G$12),$BO$49*2,$BO$49)","v":2},{"$f":"IF(AND(Dimensionnement!$F$62=ChoixPAC!$G$6,ChoixPAC!$E$39=ChoixPAC!$G$12),$BO$49*2,$BO$49)","v":2},{"$f":"IF(AND(Dimensionnement!$F$62=ChoixPAC!$G$6,ChoixPAC!$E$39=ChoixPAC!$G$12),$BO$49*2,$BO$49)","v":2},{"$f":"IF(AND(Dimensionnement!$F$62=ChoixPAC!$G$6,ChoixPAC!$E$39=ChoixPAC!$G$12),$BO$49*2,$BO$49)","v":2},{"$f":"IF(AND(Dimensionnement!$F$62=ChoixPAC!$G$6,ChoixPAC!$E$39=ChoixPAC!$G$12),$BO$49*2,$BO$49)","v":2},{"$f":"IF(AND(Dimensionnement!$F$62=ChoixPAC!$G$6,ChoixPAC!$E$39=ChoixPAC!$G$12),$BO$49*2,$BO$49)","v":2},{"$f":"IF(AND(Dimensionnement!$F$62=ChoixPAC!$G$6,ChoixPAC!$E$39=ChoixPAC!$G$12),$BO$49*2,$BO$49)","v":2},{"$f":"IF(AND(Dimensionnement!$F$62=ChoixPAC!$G$6,ChoixPAC!$E$39=ChoixPAC!$G$12),$BO$49*2,$BO$49)","v":2},{"$f":"IF(AND(Dimensionnement!$F$62=ChoixPAC!$G$6,ChoixPAC!$E$39=ChoixPAC!$G$12),$BO$49*2,$BO$49)","v":2},{"$f":"IF(AND(Dimensionnement!$F$62=ChoixPAC!$G$6,ChoixPAC!$E$39=ChoixPAC!$G$12),$BO$49*2,$BO$49)","v":2},{"$f":"IF(AND(Dimensionnement!$F$62=ChoixPAC!$G$6,ChoixPAC!$E$39=ChoixPAC!$G$12),$BO$49*2,$BO$49)","v":2},{"$f":"IF(AND(Dimensionnement!$F$62=ChoixPAC!$G$6,ChoixPAC!$E$39=ChoixPAC!$G$12),$BO$49*2,$BO$49)","v":2},{"$f":"IF(AND(Dimensionnement!$F$62=ChoixPAC!$G$6,ChoixPAC!$E$39=ChoixPAC!$G$12),$BO$49*2,$BO$49)","v":2},{"$f":"IF(AND(Dimensionnement!$F$62=ChoixPAC!$G$6,ChoixPAC!$E$39=ChoixPAC!$G$12),$BO$49*2,$BO$49)","v":2},{"$f":"IF(AND(Dimensionnement!$F$62=ChoixPAC!$G$6,ChoixPAC!$E$39=ChoixPAC!$G$12),$BO$49*2,$BO$49)","v":2},{"$f":"IF(AND(Dimensionnement!$F$62=ChoixPAC!$G$6,ChoixPAC!$E$39=ChoixPAC!$G$12),$BO$49*2,$BO$49)","v":2},{"$f":"IF(AND(Dimensionnement!$F$62=ChoixPAC!$G$6,ChoixPAC!$E$39=ChoixPAC!$G$12),$BO$49*2,$BO$49)","v":2},{"$f":"IF(AND(Dimensionnement!$F$62=ChoixPAC!$G$6,ChoixPAC!$E$39=ChoixPAC!$G$12),$BO$49*2,$BO$49)","v":2},{"$f":"IF(AND(Dimensionnement!$F$62=ChoixPAC!$G$6,ChoixPAC!$E$39=ChoixPAC!$G$12),$BO$49*2,$BO$49)","v":2},{"$f":"IF(AND(Dimensionnement!$F$62=ChoixPAC!$G$6,ChoixPAC!$E$39=ChoixPAC!$G$12),$BO$49*2,$BO$49)","v":2},{"$f":"IF(AND(Dimensionnement!$F$62=ChoixPAC!$G$6,ChoixPAC!$E$39=ChoixPAC!$G$12),$BO$49*2,$BO$49)","v":2},{"$f":"IF(AND(Dimensionnement!$F$62=ChoixPAC!$G$6,ChoixPAC!$E$39=ChoixPAC!$G$12),$BO$49*2,$BO$49)","v":2},{"$f":"IF(AND(Dimensionnement!$F$62=ChoixPAC!$G$6,ChoixPAC!$E$39=ChoixPAC!$G$12),$BO$49*2,$BO$49)","v":2},{"$f":"IF(AND(Dimensionnement!$F$62=ChoixPAC!$G$6,ChoixPAC!$E$39=ChoixPAC!$G$12),$BO$49*2,$BO$49)","v":2},{"$f":"IF(AND(Dimensionnement!$F$62=ChoixPAC!$G$6,ChoixPAC!$E$39=ChoixPAC!$G$12),$BO$49*2,$BO$49)","v":2},{"$f":"IF(AND(Dimensionnement!$F$62=ChoixPAC!$G$6,ChoixPAC!$E$39=ChoixPAC!$G$12),$BO$49*2,$BO$49)","v":2},{"$f":"IF(AND(Dimensionnement!$F$62=ChoixPAC!$G$6,ChoixPAC!$E$39=ChoixPAC!$G$12),$BO$49*2,$BO$49)","v":2},{"$f":"IF(AND(Dimensionnement!$F$62=ChoixPAC!$G$6,ChoixPAC!$E$39=ChoixPAC!$G$12),$BO$49*2,$BO$49)","v":2},{"$f":"IF(AND(Dimensionnement!$F$62=ChoixPAC!$G$6,ChoixPAC!$E$39=ChoixPAC!$G$12),$BO$49*2,$BO$49)","v":2},{"$f":"IF(AND(Dimensionnement!$F$62=ChoixPAC!$G$6,ChoixPAC!$E$39=ChoixPAC!$G$12),$BO$49*2,$BO$49)","v":2},{"$f":"IF(AND(Dimensionnement!$F$62=ChoixPAC!$G$6,ChoixPAC!$E$39=ChoixPAC!$G$12),$BO$49*2,$BO$49)","v":2},{"$f":"IF(AND(Dimensionnement!$F$62=ChoixPAC!$G$6,ChoixPAC!$E$39=ChoixPAC!$G$12),$BO$49*2,$BO$49)","v":2},{"$f":"IF(AND(Dimensionnement!$F$62=ChoixPAC!$G$6,ChoixPAC!$E$39=ChoixPAC!$G$12),$BO$49*2,$BO$49)","v":2},{"$f":"IF(AND(Dimensionnement!$F$62=ChoixPAC!$G$6,ChoixPAC!$E$39=ChoixPAC!$G$12),$BO$49*2,$BO$49)","v":2},{"$f":"IF(AND(Dimensionnement!$F$62=ChoixPAC!$G$6,ChoixPAC!$E$39=ChoixPAC!$G$12),$BO$49*2,$BO$49)","v":2},{"$f":"IF(AND(Dimensionnement!$F$62=ChoixPAC!$G$6,ChoixPAC!$E$39=ChoixPAC!$G$12),$BO$49*2,$BO$49)","v":2},{"$f":"IF(AND(Dimensionnement!$F$62=ChoixPAC!$G$6,ChoixPAC!$E$39=ChoixPAC!$G$12),$BO$49*2,$BO$49)","v":2},{"$f":"IF(AND(Dimensionnement!$F$62=ChoixPAC!$G$6,ChoixPAC!$E$39=ChoixPAC!$G$12),$BO$49*2,$BO$49)","v":2}]
["Part réelle de l'appoint",{"$f":"IF(B48=0,0,IF(B22=0,0,IF(B50=0,0,IF(B50<B49,(B50/B49)*B48,B48))))","v":0},0,0,0,0,0,0,0,0,0,0,0,0,0,0,0,0,0,0,0,0,0,0,0,0,0,0,0,0,0,0,0,{"$f":"IF(AH48=0,0,IF(AH22=0,0,IF(AH50=0,0,IF(AH50<AH49,(AH50/AH49)*AH48,AH48))))","v":0},0,0,0,0,0,0,0,0,0,0,0,0,0,0,0,0,0,0,0,0,0,0,0,0,0,0,0,0]
[null,null,null,null,null,null,null,null,null,null,null,null,null,null,null,null,null,null,null,null,null,null,null,null,null,null,null,null,null,null,null,null,null,null,null,null,null,null,null,null,null,null,null,null,null,null,null,null,null,null,null,null,null,null,null,null,null,null,null,null,null,null,"Calculée","Corrigée avec solaire"]
["Energie PAC",{"$f":"B25*B47/100","v":0},0,0,0,0,0,0,0,0,0,0,0,0,0,0,0,16.064999999999998,41.31,89.504999999999995,100.40625,151.46999999999997,268.32375000000002,353.43,429.73874999999992,516.375,606.83624999999984,574.89750000000004,637.24500000000012,712.98,708.58124999999995,736.3125,725.98500000000001,{"$f":"AH25*AH47/100","v":660.96},683.71875,590.96249999999986,537.02999999999986,515.61,447.14249999999993,332.77499999999998,329.90625,252.44999999999996,193.92749999999995,0,0,0,0,0,0,0,0,0,0,0,0,0,0,0,0,0,0,0,{"$f":"SUM(B53:BJ53)","v":11213.943750000002},{"$f":"(BK53/$BM$25)*(1-BM35)","v":11025.000000000002},"kWh"]
["Conso élec PAC",{"$f":"IF(AND(B40<>0,B40<>\"-\"),B53/B40,0)","v":0},0,0,0,0,0,0,0,0,0,0,0,0,0,0,0,6.3749999999999991,15.82758620689655,33.15,36.276846647932558,53.418103448275851,92.419202066590131,118.95549738219896,141.41311700182811,166.21512875536479,191.16297689884487,177.31588416723784,192.52114803625381,202.66628766344516,190.17210144927535,187.16637010676158,175.27402221149205,{"$f":"IF(AND(AH40<>0,AH40<>\"-\"),AH53/AH40,0)","v":151.94482758620691},157.03232659623333,{"$f":"IF(AND(AJ40<>0,AJ40<>\"-\"),AJ53/AJ40,0)","v":108.71274834437084},{"$f":"IF(AND(AK40<>0,AK40<>\"-\"),AK53/AK40,0)","v":99.560622914349267},{"$f":"IF(AND(AL40<>0,AL40<>\"-\"),AL53/AL40,0)","v":96.339686098654724},{"$f":"IF(AND(AM40<>0,AM40<>\"-\"),AM53/AM40,0)","v":84.207627118644055},62.590909090909086,61.973622417031933,47.3639774859287,36.329617834394895,0,0,0,0,0,0,0,0,0,0,0,0,0,0,0,0,0,0,{"$f":"IF(AND(BJ40<>0,BJ40<>\"-\"),BJ53/BJ40,0)","v":0},{"$f":"SUM(B54:BJ54)","v":2886.3852375291217},{"$f":"(BK54/$BM$25)*(1-BM35)","v":2837.7525296360227},"kWh"]
["Energie gratuite",{"$f":"B53-B54","v":0},0,0,0,0,0,0,0,0,0,0,0,0,0,0,0,9.6899999999999977,25.482413793103454,56.354999999999997,64.129403352067442,98.051896551724127,175.9045479334099,234.47450261780105,288.32563299817184,350.15987124463521,415.67327310115496,397.58161583276217,444.72385196374631,510.31371233655489,518.40914855072458,549.14612989323837,550.71097778850799,{"$f":"AH53-AH54","v":509.01517241379315},526.68642340376664,482.24975165562904,437.46937708565059,419.27031390134528,362.93487288135589,270.18409090909091,267.93262758296805,205.08602251407126,157.59788216560506,0,0,0,0,0,0,0,0,0,0,0,0,0,0,{"$f":"BF53-BF54","v":0},0,0,0,0,8327.5585124708814,{"$f":"(BK55/$BM$25)*(1-BM35)","v":8187.24747036398},"kWh"]
[]
["Energie Appoint",{"$f":"B25*B51/100","v":0},0,0,0,0,0,0,0,0,0,0,0,0,0,0,0,0,0,0,0,0,0,0,0,0,0,0,0,0,0,0,0,{"$f":"AH25*AH51/100","v":0},0,0,0,0,0,0,0,0,0,0,0,0,0,0,0,0,0,0,0,0,0,0,0,0,0,0,0,0,{"$f":"SUM(B57:BJ57)","v":0},{"$f":"(BK57/$BM$25)*(1-BM35)","v":0},"kWh","Conso chauff Appoint",{"$f":"BL57/'Consommations et Coûts de prod.'!G78","v":0},"kWh"]
["Energie non produite",{"$f":"B25-B57-B53","v":0},0,0,0,0,0,0,0,0,0,0,0,0,0,0,0,0,0,0,0,0,0,0,0,0,0,0,0,0,0,0,0,{"$f":"AH25-AH57-AH53","v":0},0,0,0,0,0,0,0,0,0,0,0,0,0,0,0,0,0,0,0,0,0,0,0,0,0,0,0,0,{"$f":"SUM(B58:BJ58)","v":0},{"$f":"(BK58/$BM$25)*(1-BM35)","v":0},"kWh","% non produit",{"$f":"BL58/BL53","v":0}]
["Coût PAC",{"$f":"B54*'Consommations et Coûts de prod.'!$H$78/100","v":0},{"$f":"C54*'Consommations et Coûts de prod.'!$H$78/100","v":0},{"$f":"D54*'Consommations et Coûts de prod.'!$H$78/100","v":0},{"$f":"E54*'Consommations et Coûts de prod.'!$H$78/100","v":0},{"$f":"F54*'Consommations et Coûts de prod.'!$H$78/100","v":0},{"$f":"G54*'Consommations et Coûts de prod.'!$H$78/100","v":0},{"$f":"H54*'Consommations et Coûts de prod.'!$H$78/100","v":0},{"$f":"I54*'Consommations et Coûts de prod.'!$H$78/100","v":0},{"$f":"J54*'Consommations et Coûts de prod.'!$H$78/100","v":0},{"$f":"K54*'Consommations et Coûts de prod.'!$H$78/100","v":0},{"$f":"L54*'Consommations et Coûts de prod.'!$H$78/100","v":0},{"$f":"M54*'Consommations et Coûts de prod.'!$H$78/100","v":0},{"$f":"N54*'Consommations et Coûts de prod.'!$H$78/100","v":0},{"$f":"O54*'Consommations et Coûts de prod.'!$H$78/100","v":0},{"$f":"P54*'Consommations et Coûts de prod.'!$H$78/100","v":0},{"$f":"Q54*'Consommations et Coûts de prod.'!$H$78/100","v":0},{"$f":"R54*'Consommations et Coûts de prod.'!$H$78/100","v":1.0117124999999998},{"$f":"S54*'Consommations et Coûts de prod.'!$H$78/100","v":2.5118379310344823},{"$f":"T54*'Consommations et Coûts de prod.'!$H$78/100","v":5.2609049999999993},{"$f":"U54*'Consommations et Coûts de prod.'!$H$78/100","v":5.7571355630268961},{"$f":"V54*'Consommations et Coûts de prod.'!$H$78/100","v":8.4774530172413769},{"$f":"W54*'Consommations et Coûts de prod.'!$H$78/100","v":14.666927367967853},{"$f":"X54*'Consommations et Coûts de prod.'!$H$78/100","v":18.878237434554975},{"$f":"Y54*'Consommations et Coûts de prod.'!$H$78/100","v":22.44226166819012},{"$f":"Z54*'Consommations et Coûts de prod.'!$H$78/100","v":26.378340933476387},{"$f":"AA54*'Consommations et Coûts de prod.'!$H$78/100","v":30.33756443384668},{"$f":"AB54*'Consommations et Coûts de prod.'!$H$78/100","v":28.140030817340644},{"$f":"AC54*'Consommations et Coûts de prod.'!$H$78/100","v":30.553106193353479},{"$f":"AD54*'Consommations et Coûts de prod.'!$H$78/100","v":32.163139852188749},{"$f":"AE54*'Consommations et Coûts de prod.'!$H$78/100","v":30.180312499999996},{"$f":"AF54*'Consommations et Coûts de prod.'!$H$78/100","v":29.703302935943061},{"$f":"AG54*'Consommations et Coûts de prod.'!$H$78/100","v":27.815987324963789},{"$f":"AH54*'Consommations et Coûts de prod.'!$H$78/100","v":24.113644137931036},{"$f":"AI54*'Consommations et Coûts de prod.'!$H$78/100","v":24.921030230822229},{"$f":"AJ54*'Consommations et Coûts de prod.'!$H$78/100","v":17.252713162251652},{"$f":"AK54*'Consommations et Coûts de prod.'!$H$78/100","v":15.800270856507227},{"$f":"AL54*'Consommations et Coûts de prod.'!$H$78/100","v":15.289108183856504},{"$f":"AM54*'Consommations et Coûts de prod.'!$H$78/100","v":13.363750423728812},{"$f":"AN54*'Consommations et Coûts de prod.'!$H$78/100","v":9.9331772727272707},{"$f":"AO54*'Consommations et Coûts de prod.'!$H$78/100","v":9.8352138775829676},{"$f":"AP54*'Consommations et Coûts de prod.'!$H$78/100","v":7.5166632270168838},{"$f":"AQ54*'Consommations et Coûts de prod.'!$H$78/100","v":5.7655103503184693},{"$f":"AR54*'Consommations et Coûts de prod.'!$H$78/100","v":0},{"$f":"AS54*'Consommations et Coûts de prod.'!$H$78/100","v":0},{"$f":"AT54*'Consommations et Coûts de prod.'!$H$78/100","v":0},{"$f":"AU54*'Consommations et Coûts de prod.'!$H$78/100","v":0},{"$f":"AV54*'Consommations et Coûts de prod.'!$H$78/100","v":0},{"$f":"AW54*'Consommations et Coûts de prod.'!$H$78/100","v":0},{"$f":"AX54*'Consommations et Coûts de prod.'!$H$78/100","v":0},{"$f":"AY54*'Consommations et Coûts de prod.'!$H$78/100","v":0},{"$f":"AZ54*'Consommations et Coûts de prod.'!$H$78/100","v":0},{"$f":"BA54*'Consommations et Coûts de prod.'!$H$78/100","v":0},{"$f":"BB54*'Consommations et Coûts de prod.'!$H$78/100","v":0},{"$f":"BC54*'Consommations et Coûts de prod.'!$H$78/100","v":0},{"$f":"BD54*'Consommations et Coûts de prod.'!$H$78/100","v":0},{"$f":"BE54*'Consommations et Coûts de prod.'!$H$78/100","v":0},{"$f":"BF54*'Consommations et Coûts de prod.'!$H$78/100","v":0},{"$f":"BG54*'Consommations et Coûts de prod.'!$H$78/100","v":0},{"$f":"BH54*'Consommations et Coûts de prod.'!$H$78/100","v":0},{"$f":"BI54*'Consommations et Coûts de prod.'!$H$78/100","v":0},{"$f":"BJ54*'Consommations et Coûts de prod.'!$H$78/100","v":0},{"$f":"SUM(B59:BJ59)","v":458.06933719587153},{"$f":"BL54*'Consommations et Coûts de prod.'!$H$78/100","v":450.35132645323677},"€","Coût global",{"$f":"BL59+BL60","v":450.35132645323677},"€"]
["Coût appoint",{"$f":"B57/'Consommations et Coûts de prod.'!$G$78*'Consommations et Coûts de prod.'!$I$78/100","v":0},{"$f":"C57/'Consommations et Coûts de prod.'!$G$78*'Consommations et Coûts de prod.'!$I$78/100","v":0},{"$f":"D57/'Consommations et Coûts de prod.'!$G$78*'Consommations et Coûts de prod.'!$I$78/100","v":0},{"$f":"E57/'Consommations et Coûts de prod.'!$G$78*'Consommations et Coûts de prod.'!$I$78/100","v":0},{"$f":"F57/'Consommations et Coûts de prod.'!$G$78*'Consommations et Coûts de prod.'!$I$78/100","v":0},{"$f":"G57/'Consommations et Coûts de prod.'!$G$78*'Consommations et Coûts de prod.'!$I$78/100","v":0},{"$f":"H57/'Consommations et Coûts de prod.'!$G$78*'Consommations et Coûts de prod.'!$I$78/100","v":0},{"$f":"I57/'Consommations et Coûts de prod.'!$G$78*'Consommations et Coûts de prod.'!$I$78/100","v":0},{"$f":"J57/'Consommations et Coûts de prod.'!$G$78*'Consommations et Coûts de prod.'!$I$78/100","v":0},{"$f":"K57/'Consommations et Coûts de prod.'!$G$78*'Consommations et Coûts de prod.'!$I$78/100","v":0},{"$f":"L57/'Consommations et Coûts de prod.'!$G$78*'Consommations et Coûts de prod.'!$I$78/100","v":0},{"$f":"M57/'Consommations et Coûts de prod.'!$G$78*'Consommations et Coûts de prod.'!$I$78/100","v":0},{"$f":"N57/'Consommations et Coûts de prod.'!$G$78*'Consommations et Coûts de prod.'!$I$78/100","v":0},{"$f":"O57/'Consommations et Coûts de prod.'!$G$78*'Consommations et Coûts de prod.'!$I$78/100","v":0},{"$f":"P57/'Consommations et Coûts de prod.'!$G$78*'Consommations et Coûts de prod.'!$I$78/100","v":0},{"$f":"Q57/'Consommations et Coûts de prod.'!$G$78*'Consommations et Coûts de prod.'!$I$78/100","v":0},{"$f":"R57/'Consommations et Coûts de prod.'!$G$78*'Consommations et Coûts de prod.'!$I$78/100","v":0},{"$f":"S57/'Consommations et Coûts de prod.'!$G$78*'Consommations et Coûts de prod.'!$I$78/100","v":0},{"$f":"T57/'Consommations et Coûts de prod.'!$G$78*'Consommations et Coûts de prod.'!$I$78/100","v":0},{"$f":"U57/'Consommations et Coûts de prod.'!$G$78*'Consommations et Coûts de prod.'!$I$78/100","v":0},{"$f":"V57/'Consommations et Coûts de prod.'!$G$78*'Consommations et Coûts de prod.'!$I$78/100","v":0},{"$f":"W57/'Consommations et Coûts de prod.'!$G$78*'Consommations et Coûts de prod.'!$I$78/100","v":0},{"$f":"X57/'Consommations et Coûts de prod.'!$G$78*'Consommations et Coûts de prod.'!$I$78/100","v":0},{"$f":"Y57/'Consommations et Coûts de prod.'!$G$78*'Consommations et Coûts de prod.'!$I$78/100","v":0},{"$f":"Z57/'Consommations et Coûts de prod.'!$G$78*'Consommations et Coûts de prod.'!$I$78/100","v":0},{"$f":"AA57/'Consommations et Coûts de prod.'!$G$78*'Consommations et Coûts de prod.'!$I$78/100","v":0},{"$f":"AB57/'Consommations et Coûts de prod.'!$G$78*'Consommations et Coûts de prod.'!$I$78/100","v":0},{"$f":"AC57/'Consommations et Coûts de prod.'!$G$78*'Consommations et Coûts de prod.'!$I$78/100","v":0},{"$f":"AD57/'Consommations et Coûts de prod.'!$G$78*'Consommations et Coûts de prod.'!$I$78/100","v":0},{"$f":"AE57/'Consommations et Coûts de prod.'!$G$78*'Consommations et Coûts de prod.'!$I$78/100","v":0},{"$f":"AF57/'Consommations et Coûts de prod.'!$G$78*'Consommations et Coûts de prod.'!$I$78/100","v":0},{"$f":"AG57/'Consommations et Coûts de prod.'!$G$78*'Consommations et Coûts de prod.'!$I$78/100","v":0},{"$f":"AH57/'Consommations et Coûts de prod.'!$G$78*'Consommations et Coûts de prod.'!$I$78/100","v":0},{"$f":"AI57/'Consommations et Coûts de prod.'!$G$78*'Consommations et Coûts de prod.'!$I$78/100","v":0},{"$f":"AJ57/'Consommations et Coûts de prod.'!$G$78*'Consommations et Coûts de prod.'!$I$78/100","v":0},{"$f":"AK57/'Consommations et Coûts de prod.'!$G$78*'Consommations et Coûts de prod.'!$I$78/100","v":0},{"$f":"AL57/'Consommations et Coûts de prod.'!$G$78*'Consommations et Coûts de prod.'!$I$78/100","v":0},{"$f":"AM57/'Consommations et Coûts de prod.'!$G$78*'Consommations et Coûts de prod.'!$I$78/100","v":0},{"$f":"AN57/'Consommations et Coûts de prod.'!$G$78*'Consommations et Coûts de prod.'!$I$78/100","v":0},{"$f":"AO57/'Consommations et Coûts de prod.'!$G$78*'Consommations et Coûts de prod.'!$I$78/100","v":0},{"$f":"AP57/'Consommations et Coûts de prod.'!$G$78*'Consommations et Coûts de prod.'!$I$78/100","v":0},{"$f":"AQ57/'Consommations et Coûts de prod.'!$G$78*'Consommations et Coûts de prod.'!$I$78/100","v":0},{"$f":"AR57/'Consommations et Coûts de prod.'!$G$78*'Consommations et Coûts de prod.'!$I$78/100","v":0},{"$f":"AS57/'Consommations et Coûts de prod.'!$G$78*'Consommations et Coûts de prod.'!$I$78/100","v":0},{"$f":"AT57/'Consommations et Coûts de prod.'!$G$78*'Consommations et Coûts de prod.'!$I$78/100","v":0},{"$f":"AU57/'Consommations et Coûts de prod.'!$G$78*'Consommations et Coûts de prod.'!$I$78/100","v":0},{"$f":"AV57/'Consommations et Coûts de prod.'!$G$78*'Consommations et Coûts de prod.'!$I$78/100","v":0},{"$f":"AW57/'Consommations et Coûts de prod.'!$G$78*'Consommations et Coûts de prod.'!$I$78/100","v":0},{"$f":"AX57/'Consommations et Coûts de prod.'!$G$78*'Consommations et Coûts de prod.'!$I$78/100","v":0},{"$f":"AY57/'Consommations et Coûts de prod.'!$G$78*'Consommations et Coûts de prod.'!$I$78/100","v":0},{"$f":"AZ57/'Consommations et Coûts de prod.'!$G$78*'Consommations et Coûts de prod.'!$I$78/100","v":0},{"$f":"BA57/'Consommations et Coûts de prod.'!$G$78*'Consommations et Coûts de prod.'!$I$78/100","v":0},{"$f":"BB57/'Consommations et Coûts de prod.'!$G$78*'Consommations et Coûts de prod.'!$I$78/100","v":0},{"$f":"BC57/'Consommations et Coûts de prod.'!$G$78*'Consommations et Coûts de prod.'!$I$78/100","v":0},{"$f":"BD57/'Consommations et Coûts de prod.'!$G$78*'Consommations et Coûts de prod.'!$I$78/100","v":0},{"$f":"BE57/'Consommations et Coûts de prod.'!$G$78*'Consommations et Coûts de prod.'!$I$78/100","v":0},{"$f":"BF57/'Consommations et Coûts de prod.'!$G$78*'Consommations et Coûts de prod.'!$I$78/100","v":0},{"$f":"BG57/'Consommations et Coûts de prod.'!$G$78*'Consommations et Coûts de prod.'!$I$78/100","v":0},{"$f":"BH57/'Consommations et Coûts de prod.'!$G$78*'Consommations et Coûts de prod.'!$I$78/100","v":0},{"$f":"BI57/'Consommations et Coûts de prod.'!$G$78*'Consommations et Coûts de prod.'!$I$78/100","v":0},{"$f":"BJ57/'Consommations et Coûts de prod.'!$G$78*'Consommations et Coûts de prod.'!$I$78/100","v":0},{"$f":"SUM(B60:BJ60)","v":0},{"$f":"BL57/'Consommations et Coûts de prod.'!$G$78*'Consommations et Coûts de prod.'!$I$78/100","v":0},"€"]
[]
["ECS par tranche de 5°C de 40 à 55°C"]
["Température extérieure [°C]",{"$f":"+B46","v":-25},-24,-23,-22,-21,-20,-19,-18,-17,-16,-15,-14,-13,-12,-11,-10,-9,-8,-7,-6,-5,-4,-3,-2,-1,0,1,2,3,4,5,6,{"$f":"+AH46","v":7},8,9,10,11,12,13,14,15,16,17,18,19,20,21,22,23,24,25,26,27,28,29,30,31,32,33,34,35]
["COP à TECS = 55°c","-","-","-","-","-",{"$f":"IF(Dimensionnement!$C$62=ChoixPAC!$E$7,'BdD PAC split'!$P$25,'BdD PAC split'!$BF$92)","v":"-"},{"$f":"IF(Dimensionnement!$C$62=ChoixPAC!$E$7,'BdD PAC split'!$P$25,'BdD PAC split'!$BF$93)","v":"-"},{"$f":"IF(Dimensionnement!$C$62=ChoixPAC!$E$7,'BdD PAC split'!$P$25,'BdD PAC split'!$BF$94)","v":"-"},{"$f":"IF(Dimensionnement!$C$62=ChoixPAC!$E$7,'BdD PAC split'!$P$25,'BdD PAC split'!$BF$95)","v":"-"},{"$f":"IF(Dimensionnement!$C$62=ChoixPAC!$E$7,'BdD PAC split'!$P$25,'BdD PAC split'!$BF$96)","v":"-"},{"$f":"IF(Dimensionnement!$C$62=ChoixPAC!$E$7,'BdD PAC split'!$P$25,'BdD PAC split'!$BF$97)","v":"-"},{"$f":"IF(Dimensionnement!$C$62=ChoixPAC!$E$7,'BdD PAC split'!$P$25,'BdD PAC split'!$BF$98)","v":"-"},{"$f":"IF(Dimensionnement!$C$62=ChoixPAC!$E$7,'BdD PAC split'!$P$25,'BdD PAC split'!$BF$99)","v":"-"},{"$f":"IF(Dimensionnement!$C$62=ChoixPAC!$E$7,'BdD PAC split'!$P$25,'BdD PAC split'!$BF$100)","v":"-"},{"$f":"IF(Dimensionnement!$C$62=ChoixPAC!$E$7,'BdD PAC split'!$P$25,'BdD PAC split'!$BF$101)","v":"-"},{"$f":"IF(Dimensionnement!$C$62=ChoixPAC!$E$7,'BdD PAC split'!$P$25,'BdD PAC split'!$BF$102)","v":1.51},{"$f":"IF(Dimensionnement!$C$62=ChoixPAC!$E$7,'BdD PAC split'!$P$25,'BdD PAC split'!$BF$103)","v":1.57},{"$f":"IF(Dimensionnement!$C$62=ChoixPAC!$E$7,'BdD PAC split'!$P$25,'BdD PAC split'!$BF$104)","v":1.64},{"$f":"IF(Dimensionnement!$C$62=ChoixPAC!$E$7,'BdD PAC split'!$P$25,'BdD PAC split'!$BF$105)","v":1.7},{"$f":"IF(Dimensionnement!$C$62=ChoixPAC!$E$7,'BdD PAC split'!$P$25,'BdD PAC split'!$BF$106)","v":1.73},{"$f":"IF(Dimensionnement!$C$62=ChoixPAC!$E$7,'BdD PAC split'!$P$25,'BdD PAC split'!$BF$107)","v":1.76},{"$f":"IF(Dimensionnement!$C$62=ChoixPAC!$E$7,'BdD PAC split'!$P$25,'BdD PAC split'!$BF$108)","v":1.79},{"$f":"IF(Dimensionnement!$C$62=ChoixPAC!$E$7,'BdD PAC split'!$P$25,'BdD PAC split'!$BF$109)","v":1.82},{"$f":"IF(Dimensionnement!$C$62=ChoixPAC!$E$7,'BdD PAC split'!$P$25,'BdD PAC split'!$BF$110)","v":1.85},{"$f":"IF(Dimensionnement!$C$62=ChoixPAC!$E$7,'BdD PAC split'!$P$25,'BdD PAC split'!$BF$111)","v":1.88},{"$f":"IF(Dimensionnement!$C$62=ChoixPAC!$E$7,'BdD PAC split'!$P$25,'BdD PAC split'!$BF$112)","v":1.91},{"$f":"IF(Dimensionnement!$C$62=ChoixPAC!$E$7,'BdD PAC split'!$P$25,'BdD PAC split'!$BF$113)","v":1.94},{"$f":"IF(Dimensionnement!$C$62=ChoixPAC!$E$7,'BdD PAC split'!$P$25,'BdD PAC split'!$BF$114)","v":1.97},{"$f":"IF(Dimensionnement!$C$62=ChoixPAC!$E$7,'BdD PAC split'!$P$25,'BdD PAC split'!$BF$115)","v":2.02},{"$f":"IF(Dimensionnement!$C$62=ChoixPAC!$E$7,'BdD PAC split'!$P$25,'BdD PAC split'!$BF$116)","v":2.0699999999999998},{"$f":"IF(Dimensionnement!$C$62=ChoixPAC!$E$7,'BdD PAC split'!$P$25,'BdD PAC split'!$BF$117)","v":2.12},{"$f":"IF(Dimensionnement!$C$62=ChoixPAC!$E$7,'BdD PAC split'!$P$25,'BdD PAC split'!$BF$118)","v":2.17},{"$f":"IF(Dimensionnement!$C$62=ChoixPAC!$E$7,'BdD PAC split'!$P$25,'BdD PAC split'!$BF$119)","v":2.2200000000000002},{"$f":"IF(Dimensionnement!$C$62=ChoixPAC!$E$7,'BdD PAC split'!$P$25,'BdD PAC split'!$BF$120)","v":2.2999999999999998},{"$f":"IF(Dimensionnement!$C$62=ChoixPAC!$E$7,'BdD PAC split'!$P$25,'BdD PAC split'!$BF$121)","v":2.37},{"$f":"IF(Dimensionnement!$C$62=ChoixPAC!$E$7,'BdD PAC split'!$P$25,'BdD PAC split'!$BF$122)","v":2.4500000000000002},{"$f":"IF(Dimensionnement!$C$62=ChoixPAC!$E$7,'BdD PAC split'!$P$25,'BdD PAC split'!$BF$123)","v":2.52},{"$f":"IF(Dimensionnement!$C$62=ChoixPAC!$E$7,'BdD PAC split'!$P$25,'BdD PAC split'!$BF$124)","v":2.6},{"$f":"IF(Dimensionnement!$C$62=ChoixPAC!$E$7,'BdD PAC split'!$P$25,'BdD PAC split'!$BF$125)","v":2.68},{"$f":"IF(Dimensionnement!$C$62=ChoixPAC!$E$7,'BdD PAC split'!$P$25,'BdD PAC split'!$BF$126)","v":2.75},{"$f":"IF(Dimensionnement!$C$62=ChoixPAC!$E$7,'BdD PAC split'!$P$25,'BdD PAC split'!$BF$127)","v":2.83},{"$f":"IF(Dimensionnement!$C$62=ChoixPAC!$E$7,'BdD PAC split'!$P$25,'BdD PAC split'!$BF$128)","v":2.91},{"$f":"IF(Dimensionnement!$C$62=ChoixPAC!$E$7,'BdD PAC split'!$P$25,'BdD PAC split'!$BF$129)","v":2.98},{"$f":"IF(Dimensionnement!$C$62=ChoixPAC!$E$7,'BdD PAC split'!$P$25,'BdD PAC split'!$BF$130)","v":3.06},{"$f":"IF(Dimensionnement!$C$62=ChoixPAC!$E$7,'BdD PAC split'!$P$25,'BdD PAC split'!$BF$131)","v":3.13},{"$f":"IF(Dimensionnement!$C$62=ChoixPAC!$E$7,'BdD PAC split'!$P$25,'BdD PAC split'!$BF$132)","v":3.21},{"$f":"IF(Dimensionnement!$C$62=ChoixPAC!$E$7,'BdD PAC split'!$P$25,AU64)","v":3.21},{"$f":"IF(Dimensionnement!$C$62=ChoixPAC!$E$7,'BdD PAC split'!$P$25,AV64)","v":3.21},{"$f":"IF(Dimensionnement!$C$62=ChoixPAC!$E$7,'BdD PAC split'!$P$25,AW64)","v":3.21},{"$f":"IF(Dimensionnement!$C$62=ChoixPAC!$E$7,'BdD PAC split'!$P$25,AX64)","v":3.21},{"$f":"IF(Dimensionnement!$C$62=ChoixPAC!$E$7,'BdD PAC split'!$P$25,AY64)","v":3.21},{"$f":"IF(Dimensionnement!$C$62=ChoixPAC!$E$7,'BdD PAC split'!$P$25,AZ64)","v":3.21},{"$f":"IF(Dimensionnement!$C$62=ChoixPAC!$E$7,'BdD PAC split'!$P$25,BA64)","v":3.21},{"$f":"IF(Dimensionnement!$C$62=ChoixPAC!$E$7,'BdD PAC split'!$P$25,BB64)","v":3.21},{"$f":"IF(Dimensionnement!$C$62=ChoixPAC!$E$7,'BdD PAC split'!$P$25,BC64)","v":3.21},{"$f":"IF(Dimensionnement!$C$62=ChoixPAC!$E$7,'BdD PAC split'!$P$25,BD64)","v":3.21},{"$f":"IF(Dimensionnement!$C$62=ChoixPAC!$E$7,'BdD PAC split'!$P$25,BE64)","v":3.21},{"$f":"IF(Dimensionnement!$C$62=ChoixPAC!$E$7,'BdD PAC split'!$P$25,BF64)","v":3.21},{"$f":"IF(Dimensionnement!$C$62=ChoixPAC!$E$7,'BdD PAC split'!$P$25,BG64)","v":3.21},{"$f":"IF(Dimensionnement!$C$62=ChoixPAC!$E$7,'BdD PAC split'!$P$25,BH64)","v":3.21},{"$f":"IF(Dimensionnement!$C$62=ChoixPAC!$E$7,'BdD PAC split'!$P$25,BI64)","v":3.21}]
["COP à TECS = 50°c","-","-","-","-","-",{"$f":"IF(Dimensionnement!$C$62=ChoixPAC!$E$7,'BdD PAC split'!$N$25,'BdD PAC split'!$BD$92)","v":"-"},{"$f":"IF(Dimensionnement!$C$62=ChoixPAC!$E$7,'BdD PAC split'!$N$25,'BdD PAC split'!$BD$93)","v":"-"},{"$f":"IF(Dimensionnement!$C$62=ChoixPAC!$E$7,'BdD PAC split'!$N$25,'BdD PAC split'!$BD$94)","v":"-"},{"$f":"IF(Dimensionnement!$C$62=ChoixPAC!$E$7,'BdD PAC split'!$N$25,'BdD PAC split'!$BD$95)","v":"-"},{"$f":"IF(Dimensionnement!$C$62=ChoixPAC!$E$7,'BdD PAC split'!$N$25,'BdD PAC split'!$BD$96)","v":"-"},{"$f":"IF(Dimensionnement!$C$62=ChoixPAC!$E$7,'BdD PAC split'!$N$25,'BdD PAC split'!$BD$97)","v":1.2},{"$f":"IF(Dimensionnement!$C$62=ChoixPAC!$E$7,'BdD PAC split'!$N$25,'BdD PAC split'!$BD$98)","v":1.3},{"$f":"IF(Dimensionnement!$C$62=ChoixPAC!$E$7,'BdD PAC split'!$N$25,'BdD PAC split'!$BD$99)","v":1.4},{"$f":"IF(Dimensionnement!$C$62=ChoixPAC!$E$7,'BdD PAC split'!$N$25,'BdD PAC split'!$BD$100)","v":1.49},{"$f":"IF(Dimensionnement!$C$62=ChoixPAC!$E$7,'BdD PAC split'!$N$25,'BdD PAC split'!$BD$101)","v":1.59},{"$f":"IF(Dimensionnement!$C$62=ChoixPAC!$E$7,'BdD PAC split'!$N$25,'BdD PAC split'!$BD$102)","v":1.69},{"$f":"IF(Dimensionnement!$C$62=ChoixPAC!$E$7,'BdD PAC split'!$N$25,'BdD PAC split'!$BD$103)","v":1.76},{"$f":"IF(Dimensionnement!$C$62=ChoixPAC!$E$7,'BdD PAC split'!$N$25,'BdD PAC split'!$BD$104)","v":1.83},{"$f":"IF(Dimensionnement!$C$62=ChoixPAC!$E$7,'BdD PAC split'!$N$25,'BdD PAC split'!$BD$105)","v":1.9},{"$f":"IF(Dimensionnement!$C$62=ChoixPAC!$E$7,'BdD PAC split'!$N$25,'BdD PAC split'!$BD$106)","v":1.94},{"$f":"IF(Dimensionnement!$C$62=ChoixPAC!$E$7,'BdD PAC split'!$N$25,'BdD PAC split'!$BD$107)","v":1.97},{"$f":"IF(Dimensionnement!$C$62=ChoixPAC!$E$7,'BdD PAC split'!$N$25,'BdD PAC split'!$BD$108)","v":2.0099999999999998},{"$f":"IF(Dimensionnement!$C$62=ChoixPAC!$E$7,'BdD PAC split'!$N$25,'BdD PAC split'!$BD$109)","v":2.04},{"$f":"IF(Dimensionnement!$C$62=ChoixPAC!$E$7,'BdD PAC split'!$N$25,'BdD PAC split'!$BD$110)","v":2.08},{"$f":"IF(Dimensionnement!$C$62=ChoixPAC!$E$7,'BdD PAC split'!$N$25,'BdD PAC split'!$BD$111)","v":2.11},{"$f":"IF(Dimensionnement!$C$62=ChoixPAC!$E$7,'BdD PAC split'!$N$25,'BdD PAC split'!$BD$112)","v":2.15},{"$f":"IF(Dimensionnement!$C$62=ChoixPAC!$E$7,'BdD PAC split'!$N$25,'BdD PAC split'!$BD$113)","v":2.1800000000000002},{"$f":"IF(Dimensionnement!$C$62=ChoixPAC!$E$7,'BdD PAC split'!$N$25,'BdD PAC split'!$BD$114)","v":2.2200000000000002},{"$f":"IF(Dimensionnement!$C$62=ChoixPAC!$E$7,'BdD PAC split'!$N$25,'BdD PAC split'!$BD$115)","v":2.33},{"$f":"IF(Dimensionnement!$C$62=ChoixPAC!$E$7,'BdD PAC split'!$N$25,'BdD PAC split'!$BD$116)","v":2.44},{"$f":"IF(Dimensionnement!$C$62=ChoixPAC!$E$7,'BdD PAC split'!$N$25,'BdD PAC split'!$BD$117)","v":2.5499999999999998},{"$f":"IF(Dimensionnement!$C$62=ChoixPAC!$E$7,'BdD PAC split'!$N$25,'BdD PAC split'!$BD$118)","v":2.66},{"$f":"IF(Dimensionnement!$C$62=ChoixPAC!$E$7,'BdD PAC split'!$N$25,'BdD PAC split'!$BD$119)","v":2.77},{"$f":"IF(Dimensionnement!$C$62=ChoixPAC!$E$7,'BdD PAC split'!$N$25,'BdD PAC split'!$BD$120)","v":2.86},{"$f":"IF(Dimensionnement!$C$62=ChoixPAC!$E$7,'BdD PAC split'!$N$25,'BdD PAC split'!$BD$121)","v":2.96},{"$f":"IF(Dimensionnement!$C$62=ChoixPAC!$E$7,'BdD PAC split'!$N$25,'BdD PAC split'!$BD$122)","v":3.05},{"$f":"IF(Dimensionnement!$C$62=ChoixPAC!$E$7,'BdD PAC split'!$N$25,'BdD PAC split'!$BD$123)","v":3.15},{"$f":"IF(Dimensionnement!$C$62=ChoixPAC!$E$7,'BdD PAC split'!$N$25,'BdD PAC split'!$BD$124)","v":3.24},{"$f":"IF(Dimensionnement!$C$62=ChoixPAC!$E$7,'BdD PAC split'!$N$25,'BdD PAC split'!$BD$125)","v":3.34},{"$f":"IF(Dimensionnement!$C$62=ChoixPAC!$E$7,'BdD PAC split'!$N$25,'BdD PAC split'!$BD$126)","v":3.43},{"$f":"IF(Dimensionnement!$C$62=ChoixPAC!$E$7,'BdD PAC split'!$N$25,'BdD PAC split'!$BD$127)","v":3.53},{"$f":"IF(Dimensionnement!$C$62=ChoixPAC!$E$7,'BdD PAC split'!$N$25,'BdD PAC split'!$BD$128)","v":3.62},{"$f":"IF(Dimensionnement!$C$62=ChoixPAC!$E$7,'BdD PAC split'!$N$25,'BdD PAC split'!$BD$129)","v":3.72},{"$f":"IF(Dimensionnement!$C$62=ChoixPAC!$E$7,'BdD PAC split'!$N$25,'BdD PAC split'!$BD$130)","v":3.81},{"$f":"IF(Dimensionnement!$C$62=ChoixPAC!$E$7,'BdD PAC split'!$N$25,'BdD PAC split'!$BD$131)","v":3.91},{"$f":"IF(Dimensionnement!$C$62=ChoixPAC!$E$7,'BdD PAC split'!$N$25,'BdD PAC split'!$BD$132)","v":4},{"$f":"IF(Dimensionnement!$C$62=ChoixPAC!$E$7,'BdD PAC split'!$N$25,AU65)","v":4},{"$f":"IF(Dimensionnement!$C$62=ChoixPAC!$E$7,'BdD PAC split'!$N$25,AV65)","v":4},{"$f":"IF(Dimensionnement!$C$62=ChoixPAC!$E$7,'BdD PAC split'!$N$25,AW65)","v":4},{"$f":"IF(Dimensionnement!$C$62=ChoixPAC!$E$7,'BdD PAC split'!$N$25,AX65)","v":4},{"$f":"IF(Dimensionnement!$C$62=ChoixPAC!$E$7,'BdD PAC split'!$N$25,AY65)","v":4},{"$f":"IF(Dimensionnement!$C$62=ChoixPAC!$E$7,'BdD PAC split'!$N$25,AZ65)","v":4},{"$f":"IF(Dimensionnement!$C$62=ChoixPAC!$E$7,'BdD PAC split'!$N$25,BA65)","v":4},{"$f":"IF(Dimensionnement!$C$62=ChoixPAC!$E$7,'BdD PAC split'!$N$25,BB65)","v":4},{"$f":"IF(Dimensionnement!$C$62=ChoixPAC!$E$7,'BdD PAC split'!$N$25,BC65)","v":4},{"$f":"IF(Dimensionnement!$C$62=ChoixPAC!$E$7,'BdD PAC split'!$N$25,BD65)","v":4},{"$f":"IF(Dimensionnement!$C$62=ChoixPAC!$E$7,'BdD PAC split'!$N$25,BE65)","v":4},{"$f":"IF(Dimensionnement!$C$62=ChoixPAC!$E$7,'BdD PAC split'!$N$25,BF65)","v":4},{"$f":"IF(Dimensionnement!$C$62=ChoixPAC!$E$7,'BdD PAC split'!$N$25,BG65)","v":4},{"$f":"IF(Dimensionnement!$C$62=ChoixPAC!$E$7,'BdD PAC split'!$N$25,BH65)","v":4},{"$f":"IF(Dimensionnement!$C$62=ChoixPAC!$E$7,'BdD PAC split'!$N$25,BI65)","v":4}]
["COP à TECS = 45°c","-","-","-","-","-",{"$f":"IF(Dimensionnement!$C$62=ChoixPAC!$E$7,'BdD PAC split'!$J$25,'BdD PAC split'!$BB$92)","v":"-"},{"$f":"IF(Dimensionnement!$C$62=ChoixPAC!$E$7,'BdD PAC split'!$J$25,'BdD PAC split'!$BB$93)","v":"-"},{"$f":"IF(Dimensionnement!$C$62=ChoixPAC!$E$7,'BdD PAC split'!$J$25,'BdD PAC split'!$BB$94)","v":"-"},{"$f":"IF(Dimensionnement!$C$62=ChoixPAC!$E$7,'BdD PAC split'!$J$25,'BdD PAC split'!$BB$95)","v":"-"},{"$f":"IF(Dimensionnement!$C$62=ChoixPAC!$E$7,'BdD PAC split'!$J$25,'BdD PAC split'!$BB$96)","v":"-"},{"$f":"IF(Dimensionnement!$C$62=ChoixPAC!$E$7,'BdD PAC split'!$J$25,'BdD PAC split'!$BB$97)","v":1.48},{"$f":"IF(Dimensionnement!$C$62=ChoixPAC!$E$7,'BdD PAC split'!$J$25,'BdD PAC split'!$BB$98)","v":1.56},{"$f":"IF(Dimensionnement!$C$62=ChoixPAC!$E$7,'BdD PAC split'!$J$25,'BdD PAC split'!$BB$99)","v":1.64},{"$f":"IF(Dimensionnement!$C$62=ChoixPAC!$E$7,'BdD PAC split'!$J$25,'BdD PAC split'!$BB$100)","v":1.71},{"$f":"IF(Dimensionnement!$C$62=ChoixPAC!$E$7,'BdD PAC split'!$J$25,'BdD PAC split'!$BB$101)","v":1.79},{"$f":"IF(Dimensionnement!$C$62=ChoixPAC!$E$7,'BdD PAC split'!$J$25,'BdD PAC split'!$BB$102)","v":1.87},{"$f":"IF(Dimensionnement!$C$62=ChoixPAC!$E$7,'BdD PAC split'!$J$25,'BdD PAC split'!$BB$103)","v":1.95},{"$f":"IF(Dimensionnement!$C$62=ChoixPAC!$E$7,'BdD PAC split'!$J$25,'BdD PAC split'!$BB$104)","v":2.02},{"$f":"IF(Dimensionnement!$C$62=ChoixPAC!$E$7,'BdD PAC split'!$J$25,'BdD PAC split'!$BB$105)","v":2.1},{"$f":"IF(Dimensionnement!$C$62=ChoixPAC!$E$7,'BdD PAC split'!$J$25,'BdD PAC split'!$BB$106)","v":2.14},{"$f":"IF(Dimensionnement!$C$62=ChoixPAC!$E$7,'BdD PAC split'!$J$25,'BdD PAC split'!$BB$107)","v":2.1800000000000002},{"$f":"IF(Dimensionnement!$C$62=ChoixPAC!$E$7,'BdD PAC split'!$J$25,'BdD PAC split'!$BB$108)","v":2.2200000000000002},{"$f":"IF(Dimensionnement!$C$62=ChoixPAC!$E$7,'BdD PAC split'!$J$25,'BdD PAC split'!$BB$109)","v":2.2599999999999998},{"$f":"IF(Dimensionnement!$C$62=ChoixPAC!$E$7,'BdD PAC split'!$J$25,'BdD PAC split'!$BB$110)","v":2.31},{"$f":"IF(Dimensionnement!$C$62=ChoixPAC!$E$7,'BdD PAC split'!$J$25,'BdD PAC split'!$BB$111)","v":2.35},{"$f":"IF(Dimensionnement!$C$62=ChoixPAC!$E$7,'BdD PAC split'!$J$25,'BdD PAC split'!$BB$112)","v":2.39},{"$f":"IF(Dimensionnement!$C$62=ChoixPAC!$E$7,'BdD PAC split'!$J$25,'BdD PAC split'!$BB$113)","v":2.4300000000000002},{"$f":"IF(Dimensionnement!$C$62=ChoixPAC!$E$7,'BdD PAC split'!$J$25,'BdD PAC split'!$BB$114)","v":2.4700000000000002},{"$f":"IF(Dimensionnement!$C$62=ChoixPAC!$E$7,'BdD PAC split'!$J$25,'BdD PAC split'!$BB$115)","v":2.64},{"$f":"IF(Dimensionnement!$C$62=ChoixPAC!$E$7,'BdD PAC split'!$J$25,'BdD PAC split'!$BB$116)","v":2.81},{"$f":"IF(Dimensionnement!$C$62=ChoixPAC!$E$7,'BdD PAC split'!$J$25,'BdD PAC split'!$BB$117)","v":2.98},{"$f":"IF(Dimensionnement!$C$62=ChoixPAC!$E$7,'BdD PAC split'!$J$25,'BdD PAC split'!$BB$118)","v":3.15},{"$f":"IF(Dimensionnement!$C$62=ChoixPAC!$E$7,'BdD PAC split'!$J$25,'BdD PAC split'!$BB$119)","v":3.32},{"$f":"IF(Dimensionnement!$C$62=ChoixPAC!$E$7,'BdD PAC split'!$J$25,'BdD PAC split'!$BB$120)","v":3.43},{"$f":"IF(Dimensionnement!$C$62=ChoixPAC!$E$7,'BdD PAC split'!$J$25,'BdD PAC split'!$BB$121)","v":3.55},{"$f":"IF(Dimensionnement!$C$62=ChoixPAC!$E$7,'BdD PAC split'!$J$25,'BdD PAC split'!$BB$122)","v":3.66},{"$f":"IF(Dimensionnement!$C$62=ChoixPAC!$E$7,'BdD PAC split'!$J$25,'BdD PAC split'!$BB$123)","v":3.78},{"$f":"IF(Dimensionnement!$C$62=ChoixPAC!$E$7,'BdD PAC split'!$J$25,'BdD PAC split'!$BB$124)","v":3.89},{"$f":"IF(Dimensionnement!$C$62=ChoixPAC!$E$7,'BdD PAC split'!$J$25,'BdD PAC split'!$BB$125)","v":4},{"$f":"IF(Dimensionnement!$C$62=ChoixPAC!$E$7,'BdD PAC split'!$J$25,'BdD PAC split'!$BB$126)","v":4.12},{"$f":"IF(Dimensionnement!$C$62=ChoixPAC!$E$7,'BdD PAC split'!$J$25,'BdD PAC split'!$BB$127)","v":4.2300000000000004},{"$f":"IF(Dimensionnement!$C$62=ChoixPAC!$E$7,'BdD PAC split'!$J$25,'BdD PAC split'!$BB$128)","v":4.34},{"$f":"IF(Dimensionnement!$C$62=ChoixPAC!$E$7,'BdD PAC split'!$J$25,'BdD PAC split'!$BB$129)","v":4.46},{"$f":"IF(Dimensionnement!$C$62=ChoixPAC!$E$7,'BdD PAC split'!$J$25,'BdD PAC split'!$BB$130)","v":4.57},{"$f":"IF(Dimensionnement!$C$62=ChoixPAC!$E$7,'BdD PAC split'!$J$25,'BdD PAC split'!$BB$131)","v":4.6900000000000004},{"$f":"IF(Dimensionnement!$C$62=ChoixPAC!$E$7,'BdD PAC split'!$J$25,'BdD PAC split'!$BB$132)","v":4.8},{"$f":"IF(Dimensionnement!$C$62=ChoixPAC!$E$7,'BdD PAC split'!$J$25,AU66)","v":4.8},{"$f":"IF(Dimensionnement!$C$62=ChoixPAC!$E$7,'BdD PAC split'!$J$25,AV66)","v":4.8},{"$f":"IF(Dimensionnement!$C$62=ChoixPAC!$E$7,'BdD PAC split'!$J$25,AW66)","v":4.8},{"$f":"IF(Dimensionnement!$C$62=ChoixPAC!$E$7,'BdD PAC split'!$J$25,AX66)","v":4.8},{"$f":"IF(Dimensionnement!$C$62=ChoixPAC!$E$7,'BdD PAC split'!$J$25,AY66)","v":4.8},{"$f":"IF(Dimensionnement!$C$62=ChoixPAC!$E$7,'BdD PAC split'!$J$25,AZ66)","v":4.8},{"$f":"IF(Dimensionnement!$C$62=ChoixPAC!$E$7,'BdD PAC split'!$J$25,BA66)","v":4.8},{"$f":"IF(Dimensionnement!$C$62=ChoixPAC!$E$7,'BdD PAC split'!$J$25,BB66)","v":4.8},{"$f":"IF(Dimensionnement!$C$62=ChoixPAC!$E$7,'BdD PAC split'!$J$25,BC66)","v":4.8},{"$f":"IF(Dimensionnement!$C$62=ChoixPAC!$E$7,'BdD PAC split'!$J$25,BD66)","v":4.8},{"$f":"IF(Dimensionnement!$C$62=ChoixPAC!$E$7,'BdD PAC split'!$J$25,BE66)","v":4.8},{"$f":"IF(Dimensionnement!$C$62=ChoixPAC!$E$7,'BdD PAC split'!$J$25,BF66)","v":4.8},{"$f":"IF(Dimensionnement!$C$62=ChoixPAC!$E$7,'BdD PAC split'!$J$25,BG66)","v":4.8},{"$f":"IF(Dimensionnement!$C$62=ChoixPAC!$E$7,'BdD PAC split'!$J$25,BH66)","v":4.8},{"$f":"IF(Dimensionnement!$C$62=ChoixPAC!$E$7,'BdD PAC split'!$J$25,BI66)","v":4.8}]
["COP à TECS = 40°c","-","-","-","-","-",{"$f":"IF(Dimensionnement!$C$62=ChoixPAC!$E$7,'BdD PAC split'!$H$25,'BdD PAC split'!$AZ$92)","v":"-"},{"$f":"IF(Dimensionnement!$C$62=ChoixPAC!$E$7,'BdD PAC split'!$H$25,'BdD PAC split'!$AZ$93)","v":"-"},{"$f":"IF(Dimensionnement!$C$62=ChoixPAC!$E$7,'BdD PAC split'!$H$25,'BdD PAC split'!$AZ$94)","v":"-"},{"$f":"IF(Dimensionnement!$C$62=ChoixPAC!$E$7,'BdD PAC split'!$H$25,'BdD PAC split'!$AZ$95)","v":"-"},{"$f":"IF(Dimensionnement!$C$62=ChoixPAC!$E$7,'BdD PAC split'!$H$25,'BdD PAC split'!$AZ$96)","v":"-"},{"$f":"IF(Dimensionnement!$C$62=ChoixPAC!$E$7,'BdD PAC split'!$H$25,'BdD PAC split'!$AZ$97)","v":1.76},{"$f":"IF(Dimensionnement!$C$62=ChoixPAC!$E$7,'BdD PAC split'!$H$25,'BdD PAC split'!$AZ$98)","v":1.84},{"$f":"IF(Dimensionnement!$C$62=ChoixPAC!$E$7,'BdD PAC split'!$H$25,'BdD PAC split'!$AZ$99)","v":1.91},{"$f":"IF(Dimensionnement!$C$62=ChoixPAC!$E$7,'BdD PAC split'!$H$25,'BdD PAC split'!$AZ$100)","v":1.99},{"$f":"IF(Dimensionnement!$C$62=ChoixPAC!$E$7,'BdD PAC split'!$H$25,'BdD PAC split'!$AZ$101)","v":2.06},{"$f":"IF(Dimensionnement!$C$62=ChoixPAC!$E$7,'BdD PAC split'!$H$25,'BdD PAC split'!$AZ$102)","v":2.14},{"$f":"IF(Dimensionnement!$C$62=ChoixPAC!$E$7,'BdD PAC split'!$H$25,'BdD PAC split'!$AZ$103)","v":2.2200000000000002},{"$f":"IF(Dimensionnement!$C$62=ChoixPAC!$E$7,'BdD PAC split'!$H$25,'BdD PAC split'!$AZ$104)","v":2.2999999999999998},{"$f":"IF(Dimensionnement!$C$62=ChoixPAC!$E$7,'BdD PAC split'!$H$25,'BdD PAC split'!$AZ$105)","v":2.38},{"$f":"IF(Dimensionnement!$C$62=ChoixPAC!$E$7,'BdD PAC split'!$H$25,'BdD PAC split'!$AZ$106)","v":2.42},{"$f":"IF(Dimensionnement!$C$62=ChoixPAC!$E$7,'BdD PAC split'!$H$25,'BdD PAC split'!$AZ$107)","v":2.46},{"$f":"IF(Dimensionnement!$C$62=ChoixPAC!$E$7,'BdD PAC split'!$H$25,'BdD PAC split'!$AZ$108)","v":2.4900000000000002},{"$f":"IF(Dimensionnement!$C$62=ChoixPAC!$E$7,'BdD PAC split'!$H$25,'BdD PAC split'!$AZ$109)","v":2.5299999999999998},{"$f":"IF(Dimensionnement!$C$62=ChoixPAC!$E$7,'BdD PAC split'!$H$25,'BdD PAC split'!$AZ$110)","v":2.57},{"$f":"IF(Dimensionnement!$C$62=ChoixPAC!$E$7,'BdD PAC split'!$H$25,'BdD PAC split'!$AZ$111)","v":2.61},{"$f":"IF(Dimensionnement!$C$62=ChoixPAC!$E$7,'BdD PAC split'!$H$25,'BdD PAC split'!$AZ$112)","v":2.64},{"$f":"IF(Dimensionnement!$C$62=ChoixPAC!$E$7,'BdD PAC split'!$H$25,'BdD PAC split'!$AZ$113)","v":2.68},{"$f":"IF(Dimensionnement!$C$62=ChoixPAC!$E$7,'BdD PAC split'!$H$25,'BdD PAC split'!$AZ$114)","v":2.72},{"$f":"IF(Dimensionnement!$C$62=ChoixPAC!$E$7,'BdD PAC split'!$H$25,'BdD PAC split'!$AZ$115)","v":2.95},{"$f":"IF(Dimensionnement!$C$62=ChoixPAC!$E$7,'BdD PAC split'!$H$25,'BdD PAC split'!$AZ$116)","v":3.18},{"$f":"IF(Dimensionnement!$C$62=ChoixPAC!$E$7,'BdD PAC split'!$H$25,'BdD PAC split'!$AZ$117)","v":3.41},{"$f":"IF(Dimensionnement!$C$62=ChoixPAC!$E$7,'BdD PAC split'!$H$25,'BdD PAC split'!$AZ$118)","v":3.64},{"$f":"IF(Dimensionnement!$C$62=ChoixPAC!$E$7,'BdD PAC split'!$H$25,'BdD PAC split'!$AZ$119)","v":3.87},{"$f":"IF(Dimensionnement!$C$62=ChoixPAC!$E$7,'BdD PAC split'!$H$25,'BdD PAC split'!$AZ$120)","v":4},{"$f":"IF(Dimensionnement!$C$62=ChoixPAC!$E$7,'BdD PAC split'!$H$25,'BdD PAC split'!$AZ$121)","v":4.13},{"$f":"IF(Dimensionnement!$C$62=ChoixPAC!$E$7,'BdD PAC split'!$H$25,'BdD PAC split'!$AZ$122)","v":4.2699999999999996},{"$f":"IF(Dimensionnement!$C$62=ChoixPAC!$E$7,'BdD PAC split'!$H$25,'BdD PAC split'!$AZ$123)","v":4.4000000000000004},{"$f":"IF(Dimensionnement!$C$62=ChoixPAC!$E$7,'BdD PAC split'!$H$25,'BdD PAC split'!$AZ$124)","v":4.53},{"$f":"IF(Dimensionnement!$C$62=ChoixPAC!$E$7,'BdD PAC split'!$H$25,'BdD PAC split'!$AZ$125)","v":4.66},{"$f":"IF(Dimensionnement!$C$62=ChoixPAC!$E$7,'BdD PAC split'!$H$25,'BdD PAC split'!$AZ$126)","v":4.8},{"$f":"IF(Dimensionnement!$C$62=ChoixPAC!$E$7,'BdD PAC split'!$H$25,'BdD PAC split'!$AZ$127)","v":4.93},{"$f":"IF(Dimensionnement!$C$62=ChoixPAC!$E$7,'BdD PAC split'!$H$25,'BdD PAC split'!$AZ$128)","v":5.0599999999999996},{"$f":"IF(Dimensionnement!$C$62=ChoixPAC!$E$7,'BdD PAC split'!$H$25,'BdD PAC split'!$AZ$129)","v":5.19},{"$f":"IF(Dimensionnement!$C$62=ChoixPAC!$E$7,'BdD PAC split'!$H$25,'BdD PAC split'!$AZ$130)","v":5.33},{"$f":"IF(Dimensionnement!$C$62=ChoixPAC!$E$7,'BdD PAC split'!$H$25,'BdD PAC split'!$AZ$131)","v":5.46},{"$f":"IF(Dimensionnement!$C$62=ChoixPAC!$E$7,'BdD PAC split'!$H$25,'BdD PAC split'!$AZ$132)","v":5.59},{"$f":"IF(Dimensionnement!$C$62=ChoixPAC!$E$7,'BdD PAC split'!$H$25,AU67)","v":5.59},{"$f":"IF(Dimensionnement!$C$62=ChoixPAC!$E$7,'BdD PAC split'!$H$25,AV67)","v":5.59},{"$f":"IF(Dimensionnement!$C$62=ChoixPAC!$E$7,'BdD PAC split'!$H$25,AW67)","v":5.59},{"$f":"IF(Dimensionnement!$C$62=ChoixPAC!$E$7,'BdD PAC split'!$H$25,AX67)","v":5.59},{"$f":"IF(Dimensionnement!$C$62=ChoixPAC!$E$7,'BdD PAC split'!$H$25,AY67)","v":5.59},{"$f":"IF(Dimensionnement!$C$62=ChoixPAC!$E$7,'BdD PAC split'!$H$25,AZ67)","v":5.59},{"$f":"IF(Dimensionnement!$C$62=ChoixPAC!$E$7,'BdD PAC split'!$H$25,BA67)","v":5.59},{"$f":"IF(Dimensionnement!$C$62=ChoixPAC!$E$7,'BdD PAC split'!$H$25,BB67)","v":5.59},{"$f":"IF(Dimensionnement!$C$62=ChoixPAC!$E$7,'BdD PAC split'!$H$25,BC67)","v":5.59},{"$f":"IF(Dimensionnement!$C$62=ChoixPAC!$E$7,'BdD PAC split'!$H$25,BD67)","v":5.59},{"$f":"IF(Dimensionnement!$C$62=ChoixPAC!$E$7,'BdD PAC split'!$H$25,BE67)","v":5.59},{"$f":"IF(Dimensionnement!$C$62=ChoixPAC!$E$7,'BdD PAC split'!$H$25,BF67)","v":5.59},{"$f":"IF(Dimensionnement!$C$62=ChoixPAC!$E$7,'BdD PAC split'!$H$25,BG67)","v":5.59},{"$f":"IF(Dimensionnement!$C$62=ChoixPAC!$E$7,'BdD PAC split'!$H$25,BH67)","v":5.59},{"$f":"IF(Dimensionnement!$C$62=ChoixPAC!$E$7,'BdD PAC split'!$H$25,BI67)","v":5.59}]
["COP à TECS = 35°c","-","-","-","-","-",{"$f":"IF(Dimensionnement!$C$62=ChoixPAC!$E$7,'BdD PAC split'!$D$25,'BdD PAC split'!$AX$92)","v":"-"},{"$f":"IF(Dimensionnement!$C$62=ChoixPAC!$E$7,'BdD PAC split'!$D$25,'BdD PAC split'!$AX$93)","v":"-"},{"$f":"IF(Dimensionnement!$C$62=ChoixPAC!$E$7,'BdD PAC split'!$D$25,'BdD PAC split'!$AX$94)","v":"-"},{"$f":"IF(Dimensionnement!$C$62=ChoixPAC!$E$7,'BdD PAC split'!$D$25,'BdD PAC split'!$AX$95)","v":"-"},{"$f":"IF(Dimensionnement!$C$62=ChoixPAC!$E$7,'BdD PAC split'!$D$25,'BdD PAC split'!$AX$96)","v":"-"},{"$f":"IF(Dimensionnement!$C$62=ChoixPAC!$E$7,'BdD PAC split'!$D$25,'BdD PAC split'!$AX$97)","v":2.04},{"$f":"IF(Dimensionnement!$C$62=ChoixPAC!$E$7,'BdD PAC split'!$D$25,'BdD PAC split'!$AX$98)","v":2.12},{"$f":"IF(Dimensionnement!$C$62=ChoixPAC!$E$7,'BdD PAC split'!$D$25,'BdD PAC split'!$AX$99)","v":2.19},{"$f":"IF(Dimensionnement!$C$62=ChoixPAC!$E$7,'BdD PAC split'!$D$25,'BdD PAC split'!$AX$100)","v":2.27},{"$f":"IF(Dimensionnement!$C$62=ChoixPAC!$E$7,'BdD PAC split'!$D$25,'BdD PAC split'!$AX$101)","v":2.34},{"$f":"IF(Dimensionnement!$C$62=ChoixPAC!$E$7,'BdD PAC split'!$D$25,'BdD PAC split'!$AX$102)","v":2.42},{"$f":"IF(Dimensionnement!$C$62=ChoixPAC!$E$7,'BdD PAC split'!$D$25,'BdD PAC split'!$AX$103)","v":2.5},{"$f":"IF(Dimensionnement!$C$62=ChoixPAC!$E$7,'BdD PAC split'!$D$25,'BdD PAC split'!$AX$104)","v":2.57},{"$f":"IF(Dimensionnement!$C$62=ChoixPAC!$E$7,'BdD PAC split'!$D$25,'BdD PAC split'!$AX$105)","v":2.65},{"$f":"IF(Dimensionnement!$C$62=ChoixPAC!$E$7,'BdD PAC split'!$D$25,'BdD PAC split'!$AX$106)","v":2.69},{"$f":"IF(Dimensionnement!$C$62=ChoixPAC!$E$7,'BdD PAC split'!$D$25,'BdD PAC split'!$AX$107)","v":2.72},{"$f":"IF(Dimensionnement!$C$62=ChoixPAC!$E$7,'BdD PAC split'!$D$25,'BdD PAC split'!$AX$108)","v":2.76},{"$f":"IF(Dimensionnement!$C$62=ChoixPAC!$E$7,'BdD PAC split'!$D$25,'BdD PAC split'!$AX$109)","v":2.79},{"$f":"IF(Dimensionnement!$C$62=ChoixPAC!$E$7,'BdD PAC split'!$D$25,'BdD PAC split'!$AX$110)","v":2.83},{"$f":"IF(Dimensionnement!$C$62=ChoixPAC!$E$7,'BdD PAC split'!$D$25,'BdD PAC split'!$AX$111)","v":2.86},{"$f":"IF(Dimensionnement!$C$62=ChoixPAC!$E$7,'BdD PAC split'!$D$25,'BdD PAC split'!$AX$112)","v":2.9},{"$f":"IF(Dimensionnement!$C$62=ChoixPAC!$E$7,'BdD PAC split'!$D$25,'BdD PAC split'!$AX$113)","v":2.93},{"$f":"IF(Dimensionnement!$C$62=ChoixPAC!$E$7,'BdD PAC split'!$D$25,'BdD PAC split'!$AX$114)","v":2.97},{"$f":"IF(Dimensionnement!$C$62=ChoixPAC!$E$7,'BdD PAC split'!$D$25,'BdD PAC split'!$AX$115)","v":3.26},{"$f":"IF(Dimensionnement!$C$62=ChoixPAC!$E$7,'BdD PAC split'!$D$25,'BdD PAC split'!$AX$116)","v":3.55},{"$f":"IF(Dimensionnement!$C$62=ChoixPAC!$E$7,'BdD PAC split'!$D$25,'BdD PAC split'!$AX$117)","v":3.84},{"$f":"IF(Dimensionnement!$C$62=ChoixPAC!$E$7,'BdD PAC split'!$D$25,'BdD PAC split'!$AX$118)","v":4.13},{"$f":"IF(Dimensionnement!$C$62=ChoixPAC!$E$7,'BdD PAC split'!$D$25,'BdD PAC split'!$AX$119)","v":4.42},{"$f":"IF(Dimensionnement!$C$62=ChoixPAC!$E$7,'BdD PAC split'!$D$25,'BdD PAC split'!$AX$120)","v":4.57},{"$f":"IF(Dimensionnement!$C$62=ChoixPAC!$E$7,'BdD PAC split'!$D$25,'BdD PAC split'!$AX$121)","v":4.72},{"$f":"IF(Dimensionnement!$C$62=ChoixPAC!$E$7,'BdD PAC split'!$D$25,'BdD PAC split'!$AX$122)","v":4.88},{"$f":"IF(Dimensionnement!$C$62=ChoixPAC!$E$7,'BdD PAC split'!$D$25,'BdD PAC split'!$AX$123)","v":5.03},{"$f":"IF(Dimensionnement!$C$62=ChoixPAC!$E$7,'BdD PAC split'!$D$25,'BdD PAC split'!$AX$124)","v":5.18},{"$f":"IF(Dimensionnement!$C$62=ChoixPAC!$E$7,'BdD PAC split'!$D$25,'BdD PAC split'!$AX$125)","v":5.33},{"$f":"IF(Dimensionnement!$C$62=ChoixPAC!$E$7,'BdD PAC split'!$D$25,'BdD PAC split'!$AX$126)","v":5.48},{"$f":"IF(Dimensionnement!$C$62=ChoixPAC!$E$7,'BdD PAC split'!$D$25,'BdD PAC split'!$AX$127)","v":5.63},{"$f":"IF(Dimensionnement!$C$62=ChoixPAC!$E$7,'BdD PAC split'!$D$25,'BdD PAC split'!$AX$128)","v":5.78},{"$f":"IF(Dimensionnement!$C$62=ChoixPAC!$E$7,'BdD PAC split'!$D$25,'BdD PAC split'!$AX$129)","v":5.93},{"$f":"IF(Dimensionnement!$C$62=ChoixPAC!$E$7,'BdD PAC split'!$D$25,'BdD PAC split'!$AX$130)","v":6.09},{"$f":"IF(Dimensionnement!$C$62=ChoixPAC!$E$7,'BdD PAC split'!$D$25,'BdD PAC split'!$AX$131)","v":6.24},{"$f":"IF(Dimensionnement!$C$62=ChoixPAC!$E$7,'BdD PAC split'!$D$25,'BdD PAC split'!$AX$132)","v":6.39},{"$f":"IF(Dimensionnement!$C$62=ChoixPAC!$E$7,'BdD PAC split'!$D$25,AU68)","v":6.39},{"$f":"IF(Dimensionnement!$C$62=ChoixPAC!$E$7,'BdD PAC split'!$D$25,AV68)","v":6.39},{"$f":"IF(Dimensionnement!$C$62=ChoixPAC!$E$7,'BdD PAC split'!$D$25,AW68)","v":6.39},{"$f":"IF(Dimensionnement!$C$62=ChoixPAC!$E$7,'BdD PAC split'!$D$25,AX68)","v":6.39},{"$f":"IF(Dimensionnement!$C$62=ChoixPAC!$E$7,'BdD PAC split'!$D$25,AY68)","v":6.39},{"$f":"IF(Dimensionnement!$C$62=ChoixPAC!$E$7,'BdD PAC split'!$D$25,AZ68)","v":6.39},{"$f":"IF(Dimensionnement!$C$62=ChoixPAC!$E$7,'BdD PAC split'!$D$25,BA68)","v":6.39},{"$f":"IF(Dimensionnement!$C$62=ChoixPAC!$E$7,'BdD PAC split'!$D$25,BB68)","v":6.39},{"$f":"IF(Dimensionnement!$C$62=ChoixPAC!$E$7,'BdD PAC split'!$D$25,BC68)","v":6.39},{"$f":"IF(Dimensionnement!$C$62=ChoixPAC!$E$7,'BdD PAC split'!$D$25,BD68)","v":6.39},{"$f":"IF(Dimensionnement!$C$62=ChoixPAC!$E$7,'BdD PAC split'!$D$25,BE68)","v":6.39},{"$f":"IF(Dimensionnement!$C$62=ChoixPAC!$E$7,'BdD PAC split'!$D$25,BF68)","v":6.39},{"$f":"IF(Dimensionnement!$C$62=ChoixPAC!$E$7,'BdD PAC split'!$D$25,BG68)","v":6.39},{"$f":"IF(Dimensionnement!$C$62=ChoixPAC!$E$7,'BdD PAC split'!$D$25,BH68)","v":6.39},{"$f":"IF(Dimensionnement!$C$62=ChoixPAC!$E$7,'BdD PAC split'!$D$25,BI68)","v":6.39}]
["PAC ON 55",{"$f":"IF(B64=\"-\",0,IF(B35=\"-\",0,IF(OR(Résultats!$A$7='BdD PAC split'!$X$45,Résultats!$A$7='BdD PAC split'!$X$46),IF(Dimensionnement!$I$67=ChoixPAC!$C$111,IF(AND(Dimensionnement!$F$91<>ChoixPAC!$D$43,Dimensionnement!$F$91<>ChoixPAC!$D$46),IF(B$20<Dimensionnement!$I$15,0,IF(AND(B64>$H$4),1,0)),IF(Dimensionnement!$I$67=ChoixPAC!$C$111,IF(B$20<Dimensionnement!$I$15,0,IF(AND(B64>$H$4),1,0)),0)),0),0)))","v":0},{"$f":"IF(C64=\"-\",0,IF(C35=\"-\",0,IF(OR(Résultats!$A$7='BdD PAC split'!$X$45,Résultats!$A$7='BdD PAC split'!$X$46),IF(Dimensionnement!$I$67=ChoixPAC!$C$111,IF(AND(Dimensionnement!$F$91<>ChoixPAC!$D$43,Dimensionnement!$F$91<>ChoixPAC!$D$46),IF(C$20<Dimensionnement!$I$15,0,IF(AND(C64>$H$4),1,0)),IF(Dimensionnement!$I$67=ChoixPAC!$C$111,IF(C$20<Dimensionnement!$I$15,0,IF(AND(C64>$H$4),1,0)),0)),0),0)))","v":0},{"$f":"IF(D64=\"-\",0,IF(D35=\"-\",0,IF(OR(Résultats!$A$7='BdD PAC split'!$X$45,Résultats!$A$7='BdD PAC split'!$X$46),IF(Dimensionnement!$I$67=ChoixPAC!$C$111,IF(AND(Dimensionnement!$F$91<>ChoixPAC!$D$43,Dimensionnement!$F$91<>ChoixPAC!$D$46),IF(D$20<Dimensionnement!$I$15,0,IF(AND(D64>$H$4),1,0)),IF(Dimensionnement!$I$67=ChoixPAC!$C$111,IF(D$20<Dimensionnement!$I$15,0,IF(AND(D64>$H$4),1,0)),0)),0),0)))","v":0},{"$f":"IF(E64=\"-\",0,IF(E35=\"-\",0,IF(OR(Résultats!$A$7='BdD PAC split'!$X$45,Résultats!$A$7='BdD PAC split'!$X$46),IF(Dimensionnement!$I$67=ChoixPAC!$C$111,IF(AND(Dimensionnement!$F$91<>ChoixPAC!$D$43,Dimensionnement!$F$91<>ChoixPAC!$D$46),IF(E$20<Dimensionnement!$I$15,0,IF(AND(E64>$H$4),1,0)),IF(Dimensionnement!$I$67=ChoixPAC!$C$111,IF(E$20<Dimensionnement!$I$15,0,IF(AND(E64>$H$4),1,0)),0)),0),0)))","v":0},{"$f":"IF(F64=\"-\",0,IF(F35=\"-\",0,IF(OR(Résultats!$A$7='BdD PAC split'!$X$45,Résultats!$A$7='BdD PAC split'!$X$46),IF(Dimensionnement!$I$67=ChoixPAC!$C$111,IF(AND(Dimensionnement!$F$91<>ChoixPAC!$D$43,Dimensionnement!$F$91<>ChoixPAC!$D$46),IF(F$20<Dimensionnement!$I$15,0,IF(AND(F64>$H$4),1,0)),IF(Dimensionnement!$I$67=ChoixPAC!$C$111,IF(F$20<Dimensionnement!$I$15,0,IF(AND(F64>$H$4),1,0)),0)),0),0)))","v":0},{"$f":"IF(G64=\"-\",0,IF(G35=\"-\",0,IF(OR(Résultats!$A$7='BdD PAC split'!$X$45,Résultats!$A$7='BdD PAC split'!$X$46),IF(Dimensionnement!$I$67=ChoixPAC!$C$111,IF(AND(Dimensionnement!$F$91<>ChoixPAC!$D$43,Dimensionnement!$F$91<>ChoixPAC!$D$46),IF(G$20<Dimensionnement!$I$15,0,IF(AND(G64>$H$4),1,0)),IF(Dimensionnement!$I$67=ChoixPAC!$C$111,IF(G$20<Dimensionnement!$I$15,0,IF(AND(G64>$H$4),1,0)),0)),0),0)))","v":0},{"$f":"IF(H64=\"-\",0,IF(H35=\"-\",0,IF(OR(Résultats!$A$7='BdD PAC split'!$X$45,Résultats!$A$7='BdD PAC split'!$X$46),IF(Dimensionnement!$I$67=ChoixPAC!$C$111,IF(AND(Dimensionnement!$F$91<>ChoixPAC!$D$43,Dimensionnement!$F$91<>ChoixPAC!$D$46),IF(H$20<Dimensionnement!$I$15,0,IF(AND(H64>$H$4),1,0)),IF(Dimensionnement!$I$67=ChoixPAC!$C$111,IF(H$20<Dimensionnement!$I$15,0,IF(AND(H64>$H$4),1,0)),0)),0),0)))","v":0},{"$f":"IF(I64=\"-\",0,IF(I35=\"-\",0,IF(OR(Résultats!$A$7='BdD PAC split'!$X$45,Résultats!$A$7='BdD PAC split'!$X$46),IF(Dimensionnement!$I$67=ChoixPAC!$C$111,IF(AND(Dimensionnement!$F$91<>ChoixPAC!$D$43,Dimensionnement!$F$91<>ChoixPAC!$D$46),IF(I$20<Dimensionnement!$I$15,0,IF(AND(I64>$H$4),1,0)),IF(Dimensionnement!$I$67=ChoixPAC!$C$111,IF(I$20<Dimensionnement!$I$15,0,IF(AND(I64>$H$4),1,0)),0)),0),0)))","v":0},{"$f":"IF(J64=\"-\",0,IF(J35=\"-\",0,IF(OR(Résultats!$A$7='BdD PAC split'!$X$45,Résultats!$A$7='BdD PAC split'!$X$46),IF(Dimensionnement!$I$67=ChoixPAC!$C$111,IF(AND(Dimensionnement!$F$91<>ChoixPAC!$D$43,Dimensionnement!$F$91<>ChoixPAC!$D$46),IF(J$20<Dimensionnement!$I$15,0,IF(AND(J64>$H$4),1,0)),IF(Dimensionnement!$I$67=ChoixPAC!$C$111,IF(J$20<Dimensionnement!$I$15,0,IF(AND(J64>$H$4),1,0)),0)),0),0)))","v":0},{"$f":"IF(K64=\"-\",0,IF(K35=\"-\",0,IF(OR(Résultats!$A$7='BdD PAC split'!$X$45,Résultats!$A$7='BdD PAC split'!$X$46),IF(Dimensionnement!$I$67=ChoixPAC!$C$111,IF(AND(Dimensionnement!$F$91<>ChoixPAC!$D$43,Dimensionnement!$F$91<>ChoixPAC!$D$46),IF(K$20<Dimensionnement!$I$15,0,IF(AND(K64>$H$4),1,0)),IF(Dimensionnement!$I$67=ChoixPAC!$C$111,IF(K$20<Dimensionnement!$I$15,0,IF(AND(K64>$H$4),1,0)),0)),0),0)))","v":0},{"$f":"IF(L64=\"-\",0,IF(L35=\"-\",0,IF(OR(Résultats!$A$7='BdD PAC split'!$X$45,Résultats!$A$7='BdD PAC split'!$X$46),IF(Dimensionnement!$I$67=ChoixPAC!$C$111,IF(AND(Dimensionnement!$F$91<>ChoixPAC!$D$43,Dimensionnement!$F$91<>ChoixPAC!$D$46),IF(L$20<Dimensionnement!$I$15,0,IF(AND(L64>$H$4),1,0)),IF(Dimensionnement!$I$67=ChoixPAC!$C$111,IF(L$20<Dimensionnement!$I$15,0,IF(AND(L64>$H$4),1,0)),0)),0),0)))","v":0},{"$f":"IF(M64=\"-\",0,IF(M35=\"-\",0,IF(OR(Résultats!$A$7='BdD PAC split'!$X$45,Résultats!$A$7='BdD PAC split'!$X$46),IF(Dimensionnement!$I$67=ChoixPAC!$C$111,IF(AND(Dimensionnement!$F$91<>ChoixPAC!$D$43,Dimensionnement!$F$91<>ChoixPAC!$D$46),IF(M$20<Dimensionnement!$I$15,0,IF(AND(M64>$H$4),1,0)),IF(Dimensionnement!$I$67=ChoixPAC!$C$111,IF(M$20<Dimensionnement!$I$15,0,IF(AND(M64>$H$4),1,0)),0)),0),0)))","v":0},{"$f":"IF(N64=\"-\",0,IF(N35=\"-\",0,IF(OR(Résultats!$A$7='BdD PAC split'!$X$45,Résultats!$A$7='BdD PAC split'!$X$46),IF(Dimensionnement!$I$67=ChoixPAC!$C$111,IF(AND(Dimensionnement!$F$91<>ChoixPAC!$D$43,Dimensionnement!$F$91<>ChoixPAC!$D$46),IF(N$20<Dimensionnement!$I$15,0,IF(AND(N64>$H$4),1,0)),IF(Dimensionnement!$I$67=ChoixPAC!$C$111,IF(N$20<Dimensionnement!$I$15,0,IF(AND(N64>$H$4),1,0)),0)),0),0)))","v":0},{"$f":"IF(O64=\"-\",0,IF(O35=\"-\",0,IF(OR(Résultats!$A$7='BdD PAC split'!$X$45,Résultats!$A$7='BdD PAC split'!$X$46),IF(Dimensionnement!$I$67=ChoixPAC!$C$111,IF(AND(Dimensionnement!$F$91<>ChoixPAC!$D$43,Dimensionnement!$F$91<>ChoixPAC!$D$46),IF(O$20<Dimensionnement!$I$15,0,IF(AND(O64>$H$4),1,0)),IF(Dimensionnement!$I$67=ChoixPAC!$C$111,IF(O$20<Dimensionnement!$I$15,0,IF(AND(O64>$H$4),1,0)),0)),0),0)))","v":0},{"$f":"IF(P64=\"-\",0,IF(P35=\"-\",0,IF(OR(Résultats!$A$7='BdD PAC split'!$X$45,Résultats!$A$7='BdD PAC split'!$X$46),IF(Dimensionnement!$I$67=ChoixPAC!$C$111,IF(AND(Dimensionnement!$F$91<>ChoixPAC!$D$43,Dimensionnement!$F$91<>ChoixPAC!$D$46),IF(P$20<Dimensionnement!$I$15,0,IF(AND(P64>$H$4),1,0)),IF(Dimensionnement!$I$67=ChoixPAC!$C$111,IF(P$20<Dimensionnement!$I$15,0,IF(AND(P64>$H$4),1,0)),0)),0),0)))","v":0},{"$f":"IF(Q64=\"-\",0,IF(Q35=\"-\",0,IF(OR(Résultats!$A$7='BdD PAC split'!$X$45,Résultats!$A$7='BdD PAC split'!$X$46),IF(Dimensionnement!$I$67=ChoixPAC!$C$111,IF(AND(Dimensionnement!$F$91<>ChoixPAC!$D$43,Dimensionnement!$F$91<>ChoixPAC!$D$46),IF(Q$20<Dimensionnement!$I$15,0,IF(AND(Q64>$H$4),1,0)),IF(Dimensionnement!$I$67=ChoixPAC!$C$111,IF(Q$20<Dimensionnement!$I$15,0,IF(AND(Q64>$H$4),1,0)),0)),0),0)))","v":1},{"$f":"IF(R64=\"-\",0,IF(R35=\"-\",0,IF(OR(Résultats!$A$7='BdD PAC split'!$X$45,Résultats!$A$7='BdD PAC split'!$X$46),IF(Dimensionnement!$I$67=ChoixPAC!$C$111,IF(AND(Dimensionnement!$F$91<>ChoixPAC!$D$43,Dimensionnement!$F$91<>ChoixPAC!$D$46),IF(R$20<Dimensionnement!$I$15,0,IF(AND(R64>$H$4),1,0)),IF(Dimensionnement!$I$67=ChoixPAC!$C$111,IF(R$20<Dimensionnement!$I$15,0,IF(AND(R64>$H$4),1,0)),0)),0),0)))","v":1},{"$f":"IF(S64=\"-\",0,IF(S35=\"-\",0,IF(OR(Résultats!$A$7='BdD PAC split'!$X$45,Résultats!$A$7='BdD PAC split'!$X$46),IF(Dimensionnement!$I$67=ChoixPAC!$C$111,IF(AND(Dimensionnement!$F$91<>ChoixPAC!$D$43,Dimensionnement!$F$91<>ChoixPAC!$D$46),IF(S$20<Dimensionnement!$I$15,0,IF(AND(S64>$H$4),1,0)),IF(Dimensionnement!$I$67=ChoixPAC!$C$111,IF(S$20<Dimensionnement!$I$15,0,IF(AND(S64>$H$4),1,0)),0)),0),0)))","v":1},{"$f":"IF(T64=\"-\",0,IF(T35=\"-\",0,IF(OR(Résultats!$A$7='BdD PAC split'!$X$45,Résultats!$A$7='BdD PAC split'!$X$46),IF(Dimensionnement!$I$67=ChoixPAC!$C$111,IF(AND(Dimensionnement!$F$91<>ChoixPAC!$D$43,Dimensionnement!$F$91<>ChoixPAC!$D$46),IF(T$20<Dimensionnement!$I$15,0,IF(AND(T64>$H$4),1,0)),IF(Dimensionnement!$I$67=ChoixPAC!$C$111,IF(T$20<Dimensionnement!$I$15,0,IF(AND(T64>$H$4),1,0)),0)),0),0)))","v":1},{"$f":"IF(U64=\"-\",0,IF(U35=\"-\",0,IF(OR(Résultats!$A$7='BdD PAC split'!$X$45,Résultats!$A$7='BdD PAC split'!$X$46),IF(Dimensionnement!$I$67=ChoixPAC!$C$111,IF(AND(Dimensionnement!$F$91<>ChoixPAC!$D$43,Dimensionnement!$F$91<>ChoixPAC!$D$46),IF(U$20<Dimensionnement!$I$15,0,IF(AND(U64>$H$4),1,0)),IF(Dimensionnement!$I$67=ChoixPAC!$C$111,IF(U$20<Dimensionnement!$I$15,0,IF(AND(U64>$H$4),1,0)),0)),0),0)))","v":1},{"$f":"IF(V64=\"-\",0,IF(V35=\"-\",0,IF(OR(Résultats!$A$7='BdD PAC split'!$X$45,Résultats!$A$7='BdD PAC split'!$X$46),IF(Dimensionnement!$I$67=ChoixPAC!$C$111,IF(AND(Dimensionnement!$F$91<>ChoixPAC!$D$43,Dimensionnement!$F$91<>ChoixPAC!$D$46),IF(V$20<Dimensionnement!$I$15,0,IF(AND(V64>$H$4),1,0)),IF(Dimensionnement!$I$67=ChoixPAC!$C$111,IF(V$20<Dimensionnement!$I$15,0,IF(AND(V64>$H$4),1,0)),0)),0),0)))","v":1},{"$f":"IF(W64=\"-\",0,IF(W35=\"-\",0,IF(OR(Résultats!$A$7='BdD PAC split'!$X$45,Résultats!$A$7='BdD PAC split'!$X$46),IF(Dimensionnement!$I$67=ChoixPAC!$C$111,IF(AND(Dimensionnement!$F$91<>ChoixPAC!$D$43,Dimensionnement!$F$91<>ChoixPAC!$D$46),IF(W$20<Dimensionnement!$I$15,0,IF(AND(W64>$H$4),1,0)),IF(Dimensionnement!$I$67=ChoixPAC!$C$111,IF(W$20<Dimensionnement!$I$15,0,IF(AND(W64>$H$4),1,0)),0)),0),0)))","v":1},{"$f":"IF(X64=\"-\",0,IF(X35=\"-\",0,IF(OR(Résultats!$A$7='BdD PAC split'!$X$45,Résultats!$A$7='BdD PAC split'!$X$46),IF(Dimensionnement!$I$67=ChoixPAC!$C$111,IF(AND(Dimensionnement!$F$91<>ChoixPAC!$D$43,Dimensionnement!$F$91<>ChoixPAC!$D$46),IF(X$20<Dimensionnement!$I$15,0,IF(AND(X64>$H$4),1,0)),IF(Dimensionnement!$I$67=ChoixPAC!$C$111,IF(X$20<Dimensionnement!$I$15,0,IF(AND(X64>$H$4),1,0)),0)),0),0)))","v":1},{"$f":"IF(Y64=\"-\",0,IF(Y35=\"-\",0,IF(OR(Résultats!$A$7='BdD PAC split'!$X$45,Résultats!$A$7='BdD PAC split'!$X$46),IF(Dimensionnement!$I$67=ChoixPAC!$C$111,IF(AND(Dimensionnement!$F$91<>ChoixPAC!$D$43,Dimensionnement!$F$91<>ChoixPAC!$D$46),IF(Y$20<Dimensionnement!$I$15,0,IF(AND(Y64>$H$4),1,0)),IF(Dimensionnement!$I$67=ChoixPAC!$C$111,IF(Y$20<Dimensionnement!$I$15,0,IF(AND(Y64>$H$4),1,0)),0)),0),0)))","v":1},{"$f":"IF(Z64=\"-\",0,IF(Z35=\"-\",0,IF(OR(Résultats!$A$7='BdD PAC split'!$X$45,Résultats!$A$7='BdD PAC split'!$X$46),IF(Dimensionnement!$I$67=ChoixPAC!$C$111,IF(AND(Dimensionnement!$F$91<>ChoixPAC!$D$43,Dimensionnement!$F$91<>ChoixPAC!$D$46),IF(Z$20<Dimensionnement!$I$15,0,IF(AND(Z64>$H$4),1,0)),IF(Dimensionnement!$I$67=ChoixPAC!$C$111,IF(Z$20<Dimensionnement!$I$15,0,IF(AND(Z64>$H$4),1,0)),0)),0),0)))","v":1},{"$f":"IF(AA64=\"-\",0,IF(AA35=\"-\",0,IF(OR(Résultats!$A$7='BdD PAC split'!$X$45,Résultats!$A$7='BdD PAC split'!$X$46),IF(Dimensionnement!$I$67=ChoixPAC!$C$111,IF(AND(Dimensionnement!$F$91<>ChoixPAC!$D$43,Dimensionnement!$F$91<>ChoixPAC!$D$46),IF(AA$20<Dimensionnement!$I$15,0,IF(AND(AA64>$H$4),1,0)),IF(Dimensionnement!$I$67=ChoixPAC!$C$111,IF(AA$20<Dimensionnement!$I$15,0,IF(AND(AA64>$H$4),1,0)),0)),0),0)))","v":1},{"$f":"IF(AB64=\"-\",0,IF(AB35=\"-\",0,IF(OR(Résultats!$A$7='BdD PAC split'!$X$45,Résultats!$A$7='BdD PAC split'!$X$46),IF(Dimensionnement!$I$67=ChoixPAC!$C$111,IF(AND(Dimensionnement!$F$91<>ChoixPAC!$D$43,Dimensionnement!$F$91<>ChoixPAC!$D$46),IF(AB$20<Dimensionnement!$I$15,0,IF(AND(AB64>$H$4),1,0)),IF(Dimensionnement!$I$67=ChoixPAC!$C$111,IF(AB$20<Dimensionnement!$I$15,0,IF(AND(AB64>$H$4),1,0)),0)),0),0)))","v":1},{"$f":"IF(AC64=\"-\",0,IF(AC35=\"-\",0,IF(OR(Résultats!$A$7='BdD PAC split'!$X$45,Résultats!$A$7='BdD PAC split'!$X$46),IF(Dimensionnement!$I$67=ChoixPAC!$C$111,IF(AND(Dimensionnement!$F$91<>ChoixPAC!$D$43,Dimensionnement!$F$91<>ChoixPAC!$D$46),IF(AC$20<Dimensionnement!$I$15,0,IF(AND(AC64>$H$4),1,0)),IF(Dimensionnement!$I$67=ChoixPAC!$C$111,IF(AC$20<Dimensionnement!$I$15,0,IF(AND(AC64>$H$4),1,0)),0)),0),0)))","v":1},{"$f":"IF(AD64=\"-\",0,IF(AD35=\"-\",0,IF(OR(Résultats!$A$7='BdD PAC split'!$X$45,Résultats!$A$7='BdD PAC split'!$X$46),IF(Dimensionnement!$I$67=ChoixPAC!$C$111,IF(AND(Dimensionnement!$F$91<>ChoixPAC!$D$43,Dimensionnement!$F$91<>ChoixPAC!$D$46),IF(AD$20<Dimensionnement!$I$15,0,IF(AND(AD64>$H$4),1,0)),IF(Dimensionnement!$I$67=ChoixPAC!$C$111,IF(AD$20<Dimensionnement!$I$15,0,IF(AND(AD64>$H$4),1,0)),0)),0),0)))","v":1},{"$f":"IF(AE64=\"-\",0,IF(AE35=\"-\",0,IF(OR(Résultats!$A$7='BdD PAC split'!$X$45,Résultats!$A$7='BdD PAC split'!$X$46),IF(Dimensionnement!$I$67=ChoixPAC!$C$111,IF(AND(Dimensionnement!$F$91<>ChoixPAC!$D$43,Dimensionnement!$F$91<>ChoixPAC!$D$46),IF(AE$20<Dimensionnement!$I$15,0,IF(AND(AE64>$H$4),1,0)),IF(Dimensionnement!$I$67=ChoixPAC!$C$111,IF(AE$20<Dimensionnement!$I$15,0,IF(AND(AE64>$H$4),1,0)),0)),0),0)))","v":1},{"$f":"IF(AF64=\"-\",0,IF(AF35=\"-\",0,IF(OR(Résultats!$A$7='BdD PAC split'!$X$45,Résultats!$A$7='BdD PAC split'!$X$46),IF(Dimensionnement!$I$67=ChoixPAC!$C$111,IF(AND(Dimensionnement!$F$91<>ChoixPAC!$D$43,Dimensionnement!$F$91<>ChoixPAC!$D$46),IF(AF$20<Dimensionnement!$I$15,0,IF(AND(AF64>$H$4),1,0)),IF(Dimensionnement!$I$67=ChoixPAC!$C$111,IF(AF$20<Dimensionnement!$I$15,0,IF(AND(AF64>$H$4),1,0)),0)),0),0)))","v":1},{"$f":"IF(AG64=\"-\",0,IF(AG35=\"-\",0,IF(OR(Résultats!$A$7='BdD PAC split'!$X$45,Résultats!$A$7='BdD PAC split'!$X$46),IF(Dimensionnement!$I$67=ChoixPAC!$C$111,IF(AND(Dimensionnement!$F$91<>ChoixPAC!$D$43,Dimensionnement!$F$91<>ChoixPAC!$D$46),IF(AG$20<Dimensionnement!$I$15,0,IF(AND(AG64>$H$4),1,0)),IF(Dimensionnement!$I$67=ChoixPAC!$C$111,IF(AG$20<Dimensionnement!$I$15,0,IF(AND(AG64>$H$4),1,0)),0)),0),0)))","v":1},{"$f":"IF(AH64=\"-\",0,IF(AH35=\"-\",0,IF(OR(Résultats!$A$7='BdD PAC split'!$X$45,Résultats!$A$7='BdD PAC split'!$X$46),IF(Dimensionnement!$I$67=ChoixPAC!$C$111,IF(AND(Dimensionnement!$F$91<>ChoixPAC!$D$43,Dimensionnement!$F$91<>ChoixPAC!$D$46),IF(AH$20<Dimensionnement!$I$15,0,IF(AND(AH64>$H$4),1,0)),IF(Dimensionnement!$I$67=ChoixPAC!$C$111,IF(AH$20<Dimensionnement!$I$15,0,IF(AND(AH64>$H$4),1,0)),0)),0),0)))","v":1},{"$f":"IF(AI64=\"-\",0,IF(AI35=\"-\",0,IF(OR(Résultats!$A$7='BdD PAC split'!$X$45,Résultats!$A$7='BdD PAC split'!$X$46),IF(Dimensionnement!$I$67=ChoixPAC!$C$111,IF(AND(Dimensionnement!$F$91<>ChoixPAC!$D$43,Dimensionnement!$F$91<>ChoixPAC!$D$46),IF(AI$20<Dimensionnement!$I$15,0,IF(AND(AI64>$H$4),1,0)),IF(Dimensionnement!$I$67=ChoixPAC!$C$111,IF(AI$20<Dimensionnement!$I$15,0,IF(AND(AI64>$H$4),1,0)),0)),0),0)))","v":1},{"$f":"IF(AJ64=\"-\",0,IF(AJ35=\"-\",0,IF(OR(Résultats!$A$7='BdD PAC split'!$X$45,Résultats!$A$7='BdD PAC split'!$X$46),IF(Dimensionnement!$I$67=ChoixPAC!$C$111,IF(AND(Dimensionnement!$F$91<>ChoixPAC!$D$43,Dimensionnement!$F$91<>ChoixPAC!$D$46),IF(AJ$20<Dimensionnement!$I$15,0,IF(AND(AJ64>$H$4),1,0)),IF(Dimensionnement!$I$67=ChoixPAC!$C$111,IF(AJ$20<Dimensionnement!$I$15,0,IF(AND(AJ64>$H$4),1,0)),0)),0),0)))","v":1},{"$f":"IF(AK64=\"-\",0,IF(AK35=\"-\",0,IF(OR(Résultats!$A$7='BdD PAC split'!$X$45,Résultats!$A$7='BdD PAC split'!$X$46),IF(Dimensionnement!$I$67=ChoixPAC!$C$111,IF(AND(Dimensionnement!$F$91<>ChoixPAC!$D$43,Dimensionnement!$F$91<>ChoixPAC!$D$46),IF(AK$20<Dimensionnement!$I$15,0,IF(AND(AK64>$H$4),1,0)),IF(Dimensionnement!$I$67=ChoixPAC!$C$111,IF(AK$20<Dimensionnement!$I$15,0,IF(AND(AK64>$H$4),1,0)),0)),0),0)))","v":1},{"$f":"IF(AL64=\"-\",0,IF(AL35=\"-\",0,IF(OR(Résultats!$A$7='BdD PAC split'!$X$45,Résultats!$A$7='BdD PAC split'!$X$46),IF(Dimensionnement!$I$67=ChoixPAC!$C$111,IF(AND(Dimensionnement!$F$91<>ChoixPAC!$D$43,Dimensionnement!$F$91<>ChoixPAC!$D$46),IF(AL$20<Dimensionnement!$I$15,0,IF(AND(AL64>$H$4),1,0)),IF(Dimensionnement!$I$67=ChoixPAC!$C$111,IF(AL$20<Dimensionnement!$I$15,0,IF(AND(AL64>$H$4),1,0)),0)),0),0)))","v":1},{"$f":"IF(AM64=\"-\",0,IF(AM35=\"-\",0,IF(OR(Résultats!$A$7='BdD PAC split'!$X$45,Résultats!$A$7='BdD PAC split'!$X$46),IF(Dimensionnement!$I$67=ChoixPAC!$C$111,IF(AND(Dimensionnement!$F$91<>ChoixPAC!$D$43,Dimensionnement!$F$91<>ChoixPAC!$D$46),IF(AM$20<Dimensionnement!$I$15,0,IF(AND(AM64>$H$4),1,0)),IF(Dimensionnement!$I$67=ChoixPAC!$C$111,IF(AM$20<Dimensionnement!$I$15,0,IF(AND(AM64>$H$4),1,0)),0)),0),0)))","v":1},{"$f":"IF(AN64=\"-\",0,IF(AN35=\"-\",0,IF(OR(Résultats!$A$7='BdD PAC split'!$X$45,Résultats!$A$7='BdD PAC split'!$X$46),IF(Dimensionnement!$I$67=ChoixPAC!$C$111,IF(AND(Dimensionnement!$F$91<>ChoixPAC!$D$43,Dimensionnement!$F$91<>ChoixPAC!$D$46),IF(AN$20<Dimensionnement!$I$15,0,IF(AND(AN64>$H$4),1,0)),IF(Dimensionnement!$I$67=ChoixPAC!$C$111,IF(AN$20<Dimensionnement!$I$15,0,IF(AND(AN64>$H$4),1,0)),0)),0),0)))","v":1},{"$f":"IF(AO64=\"-\",0,IF(AO35=\"-\",0,IF(OR(Résultats!$A$7='BdD PAC split'!$X$45,Résultats!$A$7='BdD PAC split'!$X$46),IF(Dimensionnement!$I$67=ChoixPAC!$C$111,IF(AND(Dimensionnement!$F$91<>ChoixPAC!$D$43,Dimensionnement!$F$91<>ChoixPAC!$D$46),IF(AO$20<Dimensionnement!$I$15,0,IF(AND(AO64>$H$4),1,0)),IF(Dimensionnement!$I$67=ChoixPAC!$C$111,IF(AO$20<Dimensionnement!$I$15,0,IF(AND(AO64>$H$4),1,0)),0)),0),0)))","v":1},{"$f":"IF(AP64=\"-\",0,IF(AP35=\"-\",0,IF(OR(Résultats!$A$7='BdD PAC split'!$X$45,Résultats!$A$7='BdD PAC split'!$X$46),IF(Dimensionnement!$I$67=ChoixPAC!$C$111,IF(AND(Dimensionnement!$F$91<>ChoixPAC!$D$43,Dimensionnement!$F$91<>ChoixPAC!$D$46),IF(AP$20<Dimensionnement!$I$15,0,IF(AND(AP64>$H$4),1,0)),IF(Dimensionnement!$I$67=ChoixPAC!$C$111,IF(AP$20<Dimensionnement!$I$15,0,IF(AND(AP64>$H$4),1,0)),0)),0),0)))","v":1},{"$f":"IF(AQ64=\"-\",0,IF(AQ35=\"-\",0,IF(OR(Résultats!$A$7='BdD PAC split'!$X$45,Résultats!$A$7='BdD PAC split'!$X$46),IF(Dimensionnement!$I$67=ChoixPAC!$C$111,IF(AND(Dimensionnement!$F$91<>ChoixPAC!$D$43,Dimensionnement!$F$91<>ChoixPAC!$D$46),IF(AQ$20<Dimensionnement!$I$15,0,IF(AND(AQ64>$H$4),1,0)),IF(Dimensionnement!$I$67=ChoixPAC!$C$111,IF(AQ$20<Dimensionnement!$I$15,0,IF(AND(AQ64>$H$4),1,0)),0)),0),0)))","v":1},{"$f":"IF(AR64=\"-\",0,IF(AR35=\"-\",0,IF(OR(Résultats!$A$7='BdD PAC split'!$X$45,Résultats!$A$7='BdD PAC split'!$X$46),IF(Dimensionnement!$I$67=ChoixPAC!$C$111,IF(AND(Dimensionnement!$F$91<>ChoixPAC!$D$43,Dimensionnement!$F$91<>ChoixPAC!$D$46),IF(AR$20<Dimensionnement!$I$15,0,IF(AND(AR64>$H$4),1,0)),IF(Dimensionnement!$I$67=ChoixPAC!$C$111,IF(AR$20<Dimensionnement!$I$15,0,IF(AND(AR64>$H$4),1,0)),0)),0),0)))","v":1},{"$f":"IF(AS64=\"-\",0,IF(AS35=\"-\",0,IF(OR(Résultats!$A$7='BdD PAC split'!$X$45,Résultats!$A$7='BdD PAC split'!$X$46),IF(Dimensionnement!$I$67=ChoixPAC!$C$111,IF(AND(Dimensionnement!$F$91<>ChoixPAC!$D$43,Dimensionnement!$F$91<>ChoixPAC!$D$46),IF(AS$20<Dimensionnement!$I$15,0,IF(AND(AS64>$H$4),1,0)),IF(Dimensionnement!$I$67=ChoixPAC!$C$111,IF(AS$20<Dimensionnement!$I$15,0,IF(AND(AS64>$H$4),1,0)),0)),0),0)))","v":1},{"$f":"IF(AT64=\"-\",0,IF(AT35=\"-\",0,IF(OR(Résultats!$A$7='BdD PAC split'!$X$45,Résultats!$A$7='BdD PAC split'!$X$46),IF(Dimensionnement!$I$67=ChoixPAC!$C$111,IF(AND(Dimensionnement!$F$91<>ChoixPAC!$D$43,Dimensionnement!$F$91<>ChoixPAC!$D$46),IF(AT$20<Dimensionnement!$I$15,0,IF(AND(AT64>$H$4),1,0)),IF(Dimensionnement!$I$67=ChoixPAC!$C$111,IF(AT$20<Dimensionnement!$I$15,0,IF(AND(AT64>$H$4),1,0)),0)),0),0)))","v":1},{"$f":"IF(AU64=\"-\",0,IF(AU35=\"-\",0,IF(OR(Résultats!$A$7='BdD PAC split'!$X$45,Résultats!$A$7='BdD PAC split'!$X$46),IF(Dimensionnement!$I$67=ChoixPAC!$C$111,IF(AND(Dimensionnement!$F$91<>ChoixPAC!$D$43,Dimensionnement!$F$91<>ChoixPAC!$D$46),IF(AU$20<Dimensionnement!$I$15,0,IF(AND(AU64>$H$4),1,0)),IF(Dimensionnement!$I$67=ChoixPAC!$C$111,IF(AU$20<Dimensionnement!$I$15,0,IF(AND(AU64>$H$4),1,0)),0)),0),0)))","v":1},{"$f":"IF(AV64=\"-\",0,IF(AV35=\"-\",0,IF(OR(Résultats!$A$7='BdD PAC split'!$X$45,Résultats!$A$7='BdD PAC split'!$X$46),IF(Dimensionnement!$I$67=ChoixPAC!$C$111,IF(AND(Dimensionnement!$F$91<>ChoixPAC!$D$43,Dimensionnement!$F$91<>ChoixPAC!$D$46),IF(AV$20<Dimensionnement!$I$15,0,IF(AND(AV64>$H$4),1,0)),IF(Dimensionnement!$I$67=ChoixPAC!$C$111,IF(AV$20<Dimensionnement!$I$15,0,IF(AND(AV64>$H$4),1,0)),0)),0),0)))","v":1},{"$f":"IF(AW64=\"-\",0,IF(AW35=\"-\",0,IF(OR(Résultats!$A$7='BdD PAC split'!$X$45,Résultats!$A$7='BdD PAC split'!$X$46),IF(Dimensionnement!$I$67=ChoixPAC!$C$111,IF(AND(Dimensionnement!$F$91<>ChoixPAC!$D$43,Dimensionnement!$F$91<>ChoixPAC!$D$46),IF(AW$20<Dimensionnement!$I$15,0,IF(AND(AW64>$H$4),1,0)),IF(Dimensionnement!$I$67=ChoixPAC!$C$111,IF(AW$20<Dimensionnement!$I$15,0,IF(AND(AW64>$H$4),1,0)),0)),0),0)))","v":1},{"$f":"IF(AX64=\"-\",0,IF(AX35=\"-\",0,IF(OR(Résultats!$A$7='BdD PAC split'!$X$45,Résultats!$A$7='BdD PAC split'!$X$46),IF(Dimensionnement!$I$67=ChoixPAC!$C$111,IF(AND(Dimensionnement!$F$91<>ChoixPAC!$D$43,Dimensionnement!$F$91<>ChoixPAC!$D$46),IF(AX$20<Dimensionnement!$I$15,0,IF(AND(AX64>$H$4),1,0)),IF(Dimensionnement!$I$67=ChoixPAC!$C$111,IF(AX$20<Dimensionnement!$I$15,0,IF(AND(AX64>$H$4),1,0)),0)),0),0)))","v":1},{"$f":"IF(AY64=\"-\",0,IF(AY35=\"-\",0,IF(OR(Résultats!$A$7='BdD PAC split'!$X$45,Résultats!$A$7='BdD PAC split'!$X$46),IF(Dimensionnement!$I$67=ChoixPAC!$C$111,IF(AND(Dimensionnement!$F$91<>ChoixPAC!$D$43,Dimensionnement!$F$91<>ChoixPAC!$D$46),IF(AY$20<Dimensionnement!$I$15,0,IF(AND(AY64>$H$4),1,0)),IF(Dimensionnement!$I$67=ChoixPAC!$C$111,IF(AY$20<Dimensionnement!$I$15,0,IF(AND(AY64>$H$4),1,0)),0)),0),0)))","v":1},{"$f":"IF(AZ64=\"-\",0,IF(AZ35=\"-\",0,IF(OR(Résultats!$A$7='BdD PAC split'!$X$45,Résultats!$A$7='BdD PAC split'!$X$46),IF(Dimensionnement!$I$67=ChoixPAC!$C$111,IF(AND(Dimensionnement!$F$91<>ChoixPAC!$D$43,Dimensionnement!$F$91<>ChoixPAC!$D$46),IF(AZ$20<Dimensionnement!$I$15,0,IF(AND(AZ64>$H$4),1,0)),IF(Dimensionnement!$I$67=ChoixPAC!$C$111,IF(AZ$20<Dimensionnement!$I$15,0,IF(AND(AZ64>$H$4),1,0)),0)),0),0)))","v":1},{"$f":"IF(BA64=\"-\",0,IF(BA35=\"-\",0,IF(OR(Résultats!$A$7='BdD PAC split'!$X$45,Résultats!$A$7='BdD PAC split'!$X$46),IF(Dimensionnement!$I$67=ChoixPAC!$C$111,IF(AND(Dimensionnement!$F$91<>ChoixPAC!$D$43,Dimensionnement!$F$91<>ChoixPAC!$D$46),IF(BA$20<Dimensionnement!$I$15,0,IF(AND(BA64>$H$4),1,0)),IF(Dimensionnement!$I$67=ChoixPAC!$C$111,IF(BA$20<Dimensionnement!$I$15,0,IF(AND(BA64>$H$4),1,0)),0)),0),0)))","v":1},{"$f":"IF(BB64=\"-\",0,IF(BB35=\"-\",0,IF(OR(Résultats!$A$7='BdD PAC split'!$X$45,Résultats!$A$7='BdD PAC split'!$X$46),IF(Dimensionnement!$I$67=ChoixPAC!$C$111,IF(AND(Dimensionnement!$F$91<>ChoixPAC!$D$43,Dimensionnement!$F$91<>ChoixPAC!$D$46),IF(BB$20<Dimensionnement!$I$15,0,IF(AND(BB64>$H$4),1,0)),IF(Dimensionnement!$I$67=ChoixPAC!$C$111,IF(BB$20<Dimensionnement!$I$15,0,IF(AND(BB64>$H$4),1,0)),0)),0),0)))","v":1},{"$f":"IF(BC64=\"-\",0,IF(BC35=\"-\",0,IF(OR(Résultats!$A$7='BdD PAC split'!$X$45,Résultats!$A$7='BdD PAC split'!$X$46),IF(Dimensionnement!$I$67=ChoixPAC!$C$111,IF(AND(Dimensionnement!$F$91<>ChoixPAC!$D$43,Dimensionnement!$F$91<>ChoixPAC!$D$46),IF(BC$20<Dimensionnement!$I$15,0,IF(AND(BC64>$H$4),1,0)),IF(Dimensionnement!$I$67=ChoixPAC!$C$111,IF(BC$20<Dimensionnement!$I$15,0,IF(AND(BC64>$H$4),1,0)),0)),0),0)))","v":1},{"$f":"IF(BD64=\"-\",0,IF(BD35=\"-\",0,IF(OR(Résultats!$A$7='BdD PAC split'!$X$45,Résultats!$A$7='BdD PAC split'!$X$46),IF(Dimensionnement!$I$67=ChoixPAC!$C$111,IF(AND(Dimensionnement!$F$91<>ChoixPAC!$D$43,Dimensionnement!$F$91<>ChoixPAC!$D$46),IF(BD$20<Dimensionnement!$I$15,0,IF(AND(BD64>$H$4),1,0)),IF(Dimensionnement!$I$67=ChoixPAC!$C$111,IF(BD$20<Dimensionnement!$I$15,0,IF(AND(BD64>$H$4),1,0)),0)),0),0)))","v":1},{"$f":"IF(BE64=\"-\",0,IF(BE35=\"-\",0,IF(OR(Résultats!$A$7='BdD PAC split'!$X$45,Résultats!$A$7='BdD PAC split'!$X$46),IF(Dimensionnement!$I$67=ChoixPAC!$C$111,IF(AND(Dimensionnement!$F$91<>ChoixPAC!$D$43,Dimensionnement!$F$91<>ChoixPAC!$D$46),IF(BE$20<Dimensionnement!$I$15,0,IF(AND(BE64>$H$4),1,0)),IF(Dimensionnement!$I$67=ChoixPAC!$C$111,IF(BE$20<Dimensionnement!$I$15,0,IF(AND(BE64>$H$4),1,0)),0)),0),0)))","v":1},{"$f":"IF(BF64=\"-\",0,IF(BF35=\"-\",0,IF(OR(Résultats!$A$7='BdD PAC split'!$X$45,Résultats!$A$7='BdD PAC split'!$X$46),IF(Dimensionnement!$I$67=ChoixPAC!$C$111,IF(AND(Dimensionnement!$F$91<>ChoixPAC!$D$43,Dimensionnement!$F$91<>ChoixPAC!$D$46),IF(BF$20<Dimensionnement!$I$15,0,IF(AND(BF64>$H$4),1,0)),IF(Dimensionnement!$I$67=ChoixPAC!$C$111,IF(BF$20<Dimensionnement!$I$15,0,IF(AND(BF64>$H$4),1,0)),0)),0),0)))","v":1},{"$f":"IF(BG64=\"-\",0,IF(BG35=\"-\",0,IF(OR(Résultats!$A$7='BdD PAC split'!$X$45,Résultats!$A$7='BdD PAC split'!$X$46),IF(Dimensionnement!$I$67=ChoixPAC!$C$111,IF(AND(Dimensionnement!$F$91<>ChoixPAC!$D$43,Dimensionnement!$F$91<>ChoixPAC!$D$46),IF(BG$20<Dimensionnement!$I$15,0,IF(AND(BG64>$H$4),1,0)),IF(Dimensionnement!$I$67=ChoixPAC!$C$111,IF(BG$20<Dimensionnement!$I$15,0,IF(AND(BG64>$H$4),1,0)),0)),0),0)))","v":1},{"$f":"IF(BH64=\"-\",0,IF(BH35=\"-\",0,IF(OR(Résultats!$A$7='BdD PAC split'!$X$45,Résultats!$A$7='BdD PAC split'!$X$46),IF(Dimensionnement!$I$67=ChoixPAC!$C$111,IF(AND(Dimensionnement!$F$91<>ChoixPAC!$D$43,Dimensionnement!$F$91<>ChoixPAC!$D$46),IF(BH$20<Dimensionnement!$I$15,0,IF(AND(BH64>$H$4),1,0)),IF(Dimensionnement!$I$67=ChoixPAC!$C$111,IF(BH$20<Dimensionnement!$I$15,0,IF(AND(BH64>$H$4),1,0)),0)),0),0)))","v":1},{"$f":"IF(BI64=\"-\",0,IF(BI35=\"-\",0,IF(OR(Résultats!$A$7='BdD PAC split'!$X$45,Résultats!$A$7='BdD PAC split'!$X$46),IF(Dimensionnement!$I$67=ChoixPAC!$C$111,IF(AND(Dimensionnement!$F$91<>ChoixPAC!$D$43,Dimensionnement!$F$91<>ChoixPAC!$D$46),IF(BI$20<Dimensionnement!$I$15,0,IF(AND(BI64>$H$4),1,0)),IF(Dimensionnement!$I$67=ChoixPAC!$C$111,IF(BI$20<Dimensionnement!$I$15,0,IF(AND(BI64>$H$4),1,0)),0)),0),0)))","v":1},{"$f":"IF(BJ64=\"-\",0,IF(BJ35=\"-\",0,IF(OR(Résultats!$A$7='BdD PAC split'!$X$45,Résultats!$A$7='BdD PAC split'!$X$46),IF(Dimensionnement!$I$67=ChoixPAC!$C$111,IF(AND(Dimensionnement!$F$91<>ChoixPAC!$D$43,Dimensionnement!$F$91<>ChoixPAC!$D$46),IF(BJ$20<Dimensionnement!$I$15,0,IF(AND(BJ64>$H$4),1,0)),IF(Dimensionnement!$I$67=ChoixPAC!$C$111,IF(BJ$20<Dimensionnement!$I$15,0,IF(AND(BJ64>$H$4),1,0)),0)),0),0)))","v":1},null,null,null,null,null,"Pour que la PAC soit ON pour l'ECS il faut que :"]
["PAC ON 50",{"$f":"IF(B65=\"-\",0,IF(B35=\"-\",0,IF(OR($A$7='BdD PAC split'!$X$43,$A$7='BdD PAC split'!$X$42,$A$7='BdD PAC split'!$X$41),0,IF(Dimensionnement!$I$67=ChoixPAC!$C$111,IF(AND(Dimensionnement!$F$91<>ChoixPAC!$D$43,Dimensionnement!$F$91<>ChoixPAC!$D$46),IF(B$20<Dimensionnement!$I$15,0,IF(AND(B65>$H$4),1,0)),IF(Dimensionnement!$I$67=ChoixPAC!$C$111,IF(B$20<Dimensionnement!$I$15,0,IF(AND(B65>$H$4),1,0)),0)),0))))","v":0},{"$f":"IF(C65=\"-\",0,IF(C35=\"-\",0,IF(OR($A$7='BdD PAC split'!$X$43,$A$7='BdD PAC split'!$X$42,$A$7='BdD PAC split'!$X$41),0,IF(Dimensionnement!$I$67=ChoixPAC!$C$111,IF(AND(Dimensionnement!$F$91<>ChoixPAC!$D$43,Dimensionnement!$F$91<>ChoixPAC!$D$46),IF(C$20<Dimensionnement!$I$15,0,IF(AND(C65>$H$4),1,0)),IF(Dimensionnement!$I$67=ChoixPAC!$C$111,IF(C$20<Dimensionnement!$I$15,0,IF(AND(C65>$H$4),1,0)),0)),0))))","v":0},{"$f":"IF(D65=\"-\",0,IF(D35=\"-\",0,IF(OR($A$7='BdD PAC split'!$X$43,$A$7='BdD PAC split'!$X$42,$A$7='BdD PAC split'!$X$41),0,IF(Dimensionnement!$I$67=ChoixPAC!$C$111,IF(AND(Dimensionnement!$F$91<>ChoixPAC!$D$43,Dimensionnement!$F$91<>ChoixPAC!$D$46),IF(D$20<Dimensionnement!$I$15,0,IF(AND(D65>$H$4),1,0)),IF(Dimensionnement!$I$67=ChoixPAC!$C$111,IF(D$20<Dimensionnement!$I$15,0,IF(AND(D65>$H$4),1,0)),0)),0))))","v":0},{"$f":"IF(E65=\"-\",0,IF(E35=\"-\",0,IF(OR($A$7='BdD PAC split'!$X$43,$A$7='BdD PAC split'!$X$42,$A$7='BdD PAC split'!$X$41),0,IF(Dimensionnement!$I$67=ChoixPAC!$C$111,IF(AND(Dimensionnement!$F$91<>ChoixPAC!$D$43,Dimensionnement!$F$91<>ChoixPAC!$D$46),IF(E$20<Dimensionnement!$I$15,0,IF(AND(E65>$H$4),1,0)),IF(Dimensionnement!$I$67=ChoixPAC!$C$111,IF(E$20<Dimensionnement!$I$15,0,IF(AND(E65>$H$4),1,0)),0)),0))))","v":0},{"$f":"IF(F65=\"-\",0,IF(F35=\"-\",0,IF(OR($A$7='BdD PAC split'!$X$43,$A$7='BdD PAC split'!$X$42,$A$7='BdD PAC split'!$X$41),0,IF(Dimensionnement!$I$67=ChoixPAC!$C$111,IF(AND(Dimensionnement!$F$91<>ChoixPAC!$D$43,Dimensionnement!$F$91<>ChoixPAC!$D$46),IF(F$20<Dimensionnement!$I$15,0,IF(AND(F65>$H$4),1,0)),IF(Dimensionnement!$I$67=ChoixPAC!$C$111,IF(F$20<Dimensionnement!$I$15,0,IF(AND(F65>$H$4),1,0)),0)),0))))","v":0},{"$f":"IF(G65=\"-\",0,IF(G35=\"-\",0,IF(OR($A$7='BdD PAC split'!$X$43,$A$7='BdD PAC split'!$X$42,$A$7='BdD PAC split'!$X$41),0,IF(Dimensionnement!$I$67=ChoixPAC!$C$111,IF(AND(Dimensionnement!$F$91<>ChoixPAC!$D$43,Dimensionnement!$F$91<>ChoixPAC!$D$46),IF(G$20<Dimensionnement!$I$15,0,IF(AND(G65>$H$4),1,0)),IF(Dimensionnement!$I$67=ChoixPAC!$C$111,IF(G$20<Dimensionnement!$I$15,0,IF(AND(G65>$H$4),1,0)),0)),0))))","v":0},{"$f":"IF(H65=\"-\",0,IF(H35=\"-\",0,IF(OR($A$7='BdD PAC split'!$X$43,$A$7='BdD PAC split'!$X$42,$A$7='BdD PAC split'!$X$41),0,IF(Dimensionnement!$I$67=ChoixPAC!$C$111,IF(AND(Dimensionnement!$F$91<>ChoixPAC!$D$43,Dimensionnement!$F$91<>ChoixPAC!$D$46),IF(H$20<Dimensionnement!$I$15,0,IF(AND(H65>$H$4),1,0)),IF(Dimensionnement!$I$67=ChoixPAC!$C$111,IF(H$20<Dimensionnement!$I$15,0,IF(AND(H65>$H$4),1,0)),0)),0))))","v":0},{"$f":"IF(I65=\"-\",0,IF(I35=\"-\",0,IF(OR($A$7='BdD PAC split'!$X$43,$A$7='BdD PAC split'!$X$42,$A$7='BdD PAC split'!$X$41),0,IF(Dimensionnement!$I$67=ChoixPAC!$C$111,IF(AND(Dimensionnement!$F$91<>ChoixPAC!$D$43,Dimensionnement!$F$91<>ChoixPAC!$D$46),IF(I$20<Dimensionnement!$I$15,0,IF(AND(I65>$H$4),1,0)),IF(Dimensionnement!$I$67=ChoixPAC!$C$111,IF(I$20<Dimensionnement!$I$15,0,IF(AND(I65>$H$4),1,0)),0)),0))))","v":0},{"$f":"IF(J65=\"-\",0,IF(J35=\"-\",0,IF(OR($A$7='BdD PAC split'!$X$43,$A$7='BdD PAC split'!$X$42,$A$7='BdD PAC split'!$X$41),0,IF(Dimensionnement!$I$67=ChoixPAC!$C$111,IF(AND(Dimensionnement!$F$91<>ChoixPAC!$D$43,Dimensionnement!$F$91<>ChoixPAC!$D$46),IF(J$20<Dimensionnement!$I$15,0,IF(AND(J65>$H$4),1,0)),IF(Dimensionnement!$I$67=ChoixPAC!$C$111,IF(J$20<Dimensionnement!$I$15,0,IF(AND(J65>$H$4),1,0)),0)),0))))","v":0},{"$f":"IF(K65=\"-\",0,IF(K35=\"-\",0,IF(OR($A$7='BdD PAC split'!$X$43,$A$7='BdD PAC split'!$X$42,$A$7='BdD PAC split'!$X$41),0,IF(Dimensionnement!$I$67=ChoixPAC!$C$111,IF(AND(Dimensionnement!$F$91<>ChoixPAC!$D$43,Dimensionnement!$F$91<>ChoixPAC!$D$46),IF(K$20<Dimensionnement!$I$15,0,IF(AND(K65>$H$4),1,0)),IF(Dimensionnement!$I$67=ChoixPAC!$C$111,IF(K$20<Dimensionnement!$I$15,0,IF(AND(K65>$H$4),1,0)),0)),0))))","v":0},{"$f":"IF(L65=\"-\",0,IF(L35=\"-\",0,IF(OR($A$7='BdD PAC split'!$X$43,$A$7='BdD PAC split'!$X$42,$A$7='BdD PAC split'!$X$41),0,IF(Dimensionnement!$I$67=ChoixPAC!$C$111,IF(AND(Dimensionnement!$F$91<>ChoixPAC!$D$43,Dimensionnement!$F$91<>ChoixPAC!$D$46),IF(L$20<Dimensionnement!$I$15,0,IF(AND(L65>$H$4),1,0)),IF(Dimensionnement!$I$67=ChoixPAC!$C$111,IF(L$20<Dimensionnement!$I$15,0,IF(AND(L65>$H$4),1,0)),0)),0))))","v":0},{"$f":"IF(M65=\"-\",0,IF(M35=\"-\",0,IF(OR($A$7='BdD PAC split'!$X$43,$A$7='BdD PAC split'!$X$42,$A$7='BdD PAC split'!$X$41),0,IF(Dimensionnement!$I$67=ChoixPAC!$C$111,IF(AND(Dimensionnement!$F$91<>ChoixPAC!$D$43,Dimensionnement!$F$91<>ChoixPAC!$D$46),IF(M$20<Dimensionnement!$I$15,0,IF(AND(M65>$H$4),1,0)),IF(Dimensionnement!$I$67=ChoixPAC!$C$111,IF(M$20<Dimensionnement!$I$15,0,IF(AND(M65>$H$4),1,0)),0)),0))))","v":0},{"$f":"IF(N65=\"-\",0,IF(N35=\"-\",0,IF(OR($A$7='BdD PAC split'!$X$43,$A$7='BdD PAC split'!$X$42,$A$7='BdD PAC split'!$X$41),0,IF(Dimensionnement!$I$67=ChoixPAC!$C$111,IF(AND(Dimensionnement!$F$91<>ChoixPAC!$D$43,Dimensionnement!$F$91<>ChoixPAC!$D$46),IF(N$20<Dimensionnement!$I$15,0,IF(AND(N65>$H$4),1,0)),IF(Dimensionnement!$I$67=ChoixPAC!$C$111,IF(N$20<Dimensionnement!$I$15,0,IF(AND(N65>$H$4),1,0)),0)),0))))","v":0},{"$f":"IF(O65=\"-\",0,IF(O35=\"-\",0,IF(OR($A$7='BdD PAC split'!$X$43,$A$7='BdD PAC split'!$X$42,$A$7='BdD PAC split'!$X$41),0,IF(Dimensionnement!$I$67=ChoixPAC!$C$111,IF(AND(Dimensionnement!$F$91<>ChoixPAC!$D$43,Dimensionnement!$F$91<>ChoixPAC!$D$46),IF(O$20<Dimensionnement!$I$15,0,IF(AND(O65>$H$4),1,0)),IF(Dimensionnement!$I$67=ChoixPAC!$C$111,IF(O$20<Dimensionnement!$I$15,0,IF(AND(O65>$H$4),1,0)),0)),0))))","v":0},{"$f":"IF(P65=\"-\",0,IF(P35=\"-\",0,IF(OR($A$7='BdD PAC split'!$X$43,$A$7='BdD PAC split'!$X$42,$A$7='BdD PAC split'!$X$41),0,IF(Dimensionnement!$I$67=ChoixPAC!$C$111,IF(AND(Dimensionnement!$F$91<>ChoixPAC!$D$43,Dimensionnement!$F$91<>ChoixPAC!$D$46),IF(P$20<Dimensionnement!$I$15,0,IF(AND(P65>$H$4),1,0)),IF(Dimensionnement!$I$67=ChoixPAC!$C$111,IF(P$20<Dimensionnement!$I$15,0,IF(AND(P65>$H$4),1,0)),0)),0))))","v":0},{"$f":"IF(Q65=\"-\",0,IF(Q35=\"-\",0,IF(OR($A$7='BdD PAC split'!$X$43,$A$7='BdD PAC split'!$X$42,$A$7='BdD PAC split'!$X$41),0,IF(Dimensionnement!$I$67=ChoixPAC!$C$111,IF(AND(Dimensionnement!$F$91<>ChoixPAC!$D$43,Dimensionnement!$F$91<>ChoixPAC!$D$46),IF(Q$20<Dimensionnement!$I$15,0,IF(AND(Q65>$H$4),1,0)),IF(Dimensionnement!$I$67=ChoixPAC!$C$111,IF(Q$20<Dimensionnement!$I$15,0,IF(AND(Q65>$H$4),1,0)),0)),0))))","v":1},{"$f":"IF(R65=\"-\",0,IF(R35=\"-\",0,IF(OR($A$7='BdD PAC split'!$X$43,$A$7='BdD PAC split'!$X$42,$A$7='BdD PAC split'!$X$41),0,IF(Dimensionnement!$I$67=ChoixPAC!$C$111,IF(AND(Dimensionnement!$F$91<>ChoixPAC!$D$43,Dimensionnement!$F$91<>ChoixPAC!$D$46),IF(R$20<Dimensionnement!$I$15,0,IF(AND(R65>$H$4),1,0)),IF(Dimensionnement!$I$67=ChoixPAC!$C$111,IF(R$20<Dimensionnement!$I$15,0,IF(AND(R65>$H$4),1,0)),0)),0))))","v":1},{"$f":"IF(S65=\"-\",0,IF(S35=\"-\",0,IF(OR($A$7='BdD PAC split'!$X$43,$A$7='BdD PAC split'!$X$42,$A$7='BdD PAC split'!$X$41),0,IF(Dimensionnement!$I$67=ChoixPAC!$C$111,IF(AND(Dimensionnement!$F$91<>ChoixPAC!$D$43,Dimensionnement!$F$91<>ChoixPAC!$D$46),IF(S$20<Dimensionnement!$I$15,0,IF(AND(S65>$H$4),1,0)),IF(Dimensionnement!$I$67=ChoixPAC!$C$111,IF(S$20<Dimensionnement!$I$15,0,IF(AND(S65>$H$4),1,0)),0)),0))))","v":1},{"$f":"IF(T65=\"-\",0,IF(T35=\"-\",0,IF(OR($A$7='BdD PAC split'!$X$43,$A$7='BdD PAC split'!$X$42,$A$7='BdD PAC split'!$X$41),0,IF(Dimensionnement!$I$67=ChoixPAC!$C$111,IF(AND(Dimensionnement!$F$91<>ChoixPAC!$D$43,Dimensionnement!$F$91<>ChoixPAC!$D$46),IF(T$20<Dimensionnement!$I$15,0,IF(AND(T65>$H$4),1,0)),IF(Dimensionnement!$I$67=ChoixPAC!$C$111,IF(T$20<Dimensionnement!$I$15,0,IF(AND(T65>$H$4),1,0)),0)),0))))","v":1},{"$f":"IF(U65=\"-\",0,IF(U35=\"-\",0,IF(OR($A$7='BdD PAC split'!$X$43,$A$7='BdD PAC split'!$X$42,$A$7='BdD PAC split'!$X$41),0,IF(Dimensionnement!$I$67=ChoixPAC!$C$111,IF(AND(Dimensionnement!$F$91<>ChoixPAC!$D$43,Dimensionnement!$F$91<>ChoixPAC!$D$46),IF(U$20<Dimensionnement!$I$15,0,IF(AND(U65>$H$4),1,0)),IF(Dimensionnement!$I$67=ChoixPAC!$C$111,IF(U$20<Dimensionnement!$I$15,0,IF(AND(U65>$H$4),1,0)),0)),0))))","v":1},{"$f":"IF(V65=\"-\",0,IF(V35=\"-\",0,IF(OR($A$7='BdD PAC split'!$X$43,$A$7='BdD PAC split'!$X$42,$A$7='BdD PAC split'!$X$41),0,IF(Dimensionnement!$I$67=ChoixPAC!$C$111,IF(AND(Dimensionnement!$F$91<>ChoixPAC!$D$43,Dimensionnement!$F$91<>ChoixPAC!$D$46),IF(V$20<Dimensionnement!$I$15,0,IF(AND(V65>$H$4),1,0)),IF(Dimensionnement!$I$67=ChoixPAC!$C$111,IF(V$20<Dimensionnement!$I$15,0,IF(AND(V65>$H$4),1,0)),0)),0))))","v":1},{"$f":"IF(W65=\"-\",0,IF(W35=\"-\",0,IF(OR($A$7='BdD PAC split'!$X$43,$A$7='BdD PAC split'!$X$42,$A$7='BdD PAC split'!$X$41),0,IF(Dimensionnement!$I$67=ChoixPAC!$C$111,IF(AND(Dimensionnement!$F$91<>ChoixPAC!$D$43,Dimensionnement!$F$91<>ChoixPAC!$D$46),IF(W$20<Dimensionnement!$I$15,0,IF(AND(W65>$H$4),1,0)),IF(Dimensionnement!$I$67=ChoixPAC!$C$111,IF(W$20<Dimensionnement!$I$15,0,IF(AND(W65>$H$4),1,0)),0)),0))))","v":1},{"$f":"IF(X65=\"-\",0,IF(X35=\"-\",0,IF(OR($A$7='BdD PAC split'!$X$43,$A$7='BdD PAC split'!$X$42,$A$7='BdD PAC split'!$X$41),0,IF(Dimensionnement!$I$67=ChoixPAC!$C$111,IF(AND(Dimensionnement!$F$91<>ChoixPAC!$D$43,Dimensionnement!$F$91<>ChoixPAC!$D$46),IF(X$20<Dimensionnement!$I$15,0,IF(AND(X65>$H$4),1,0)),IF(Dimensionnement!$I$67=ChoixPAC!$C$111,IF(X$20<Dimensionnement!$I$15,0,IF(AND(X65>$H$4),1,0)),0)),0))))","v":1},{"$f":"IF(Y65=\"-\",0,IF(Y35=\"-\",0,IF(OR($A$7='BdD PAC split'!$X$43,$A$7='BdD PAC split'!$X$42,$A$7='BdD PAC split'!$X$41),0,IF(Dimensionnement!$I$67=ChoixPAC!$C$111,IF(AND(Dimensionnement!$F$91<>ChoixPAC!$D$43,Dimensionnement!$F$91<>ChoixPAC!$D$46),IF(Y$20<Dimensionnement!$I$15,0,IF(AND(Y65>$H$4),1,0)),IF(Dimensionnement!$I$67=ChoixPAC!$C$111,IF(Y$20<Dimensionnement!$I$15,0,IF(AND(Y65>$H$4),1,0)),0)),0))))","v":1},{"$f":"IF(Z65=\"-\",0,IF(Z35=\"-\",0,IF(OR($A$7='BdD PAC split'!$X$43,$A$7='BdD PAC split'!$X$42,$A$7='BdD PAC split'!$X$41),0,IF(Dimensionnement!$I$67=ChoixPAC!$C$111,IF(AND(Dimensionnement!$F$91<>ChoixPAC!$D$43,Dimensionnement!$F$91<>ChoixPAC!$D$46),IF(Z$20<Dimensionnement!$I$15,0,IF(AND(Z65>$H$4),1,0)),IF(Dimensionnement!$I$67=ChoixPAC!$C$111,IF(Z$20<Dimensionnement!$I$15,0,IF(AND(Z65>$H$4),1,0)),0)),0))))","v":1},{"$f":"IF(AA65=\"-\",0,IF(AA35=\"-\",0,IF(OR($A$7='BdD PAC split'!$X$43,$A$7='BdD PAC split'!$X$42,$A$7='BdD PAC split'!$X$41),0,IF(Dimensionnement!$I$67=ChoixPAC!$C$111,IF(AND(Dimensionnement!$F$91<>ChoixPAC!$D$43,Dimensionnement!$F$91<>ChoixPAC!$D$46),IF(AA$20<Dimensionnement!$I$15,0,IF(AND(AA65>$H$4),1,0)),IF(Dimensionnement!$I$67=ChoixPAC!$C$111,IF(AA$20<Dimensionnement!$I$15,0,IF(AND(AA65>$H$4),1,0)),0)),0))))","v":1},{"$f":"IF(AB65=\"-\",0,IF(AB35=\"-\",0,IF(OR($A$7='BdD PAC split'!$X$43,$A$7='BdD PAC split'!$X$42,$A$7='BdD PAC split'!$X$41),0,IF(Dimensionnement!$I$67=ChoixPAC!$C$111,IF(AND(Dimensionnement!$F$91<>ChoixPAC!$D$43,Dimensionnement!$F$91<>ChoixPAC!$D$46),IF(AB$20<Dimensionnement!$I$15,0,IF(AND(AB65>$H$4),1,0)),IF(Dimensionnement!$I$67=ChoixPAC!$C$111,IF(AB$20<Dimensionnement!$I$15,0,IF(AND(AB65>$H$4),1,0)),0)),0))))","v":1},{"$f":"IF(AC65=\"-\",0,IF(AC35=\"-\",0,IF(OR($A$7='BdD PAC split'!$X$43,$A$7='BdD PAC split'!$X$42,$A$7='BdD PAC split'!$X$41),0,IF(Dimensionnement!$I$67=ChoixPAC!$C$111,IF(AND(Dimensionnement!$F$91<>ChoixPAC!$D$43,Dimensionnement!$F$91<>ChoixPAC!$D$46),IF(AC$20<Dimensionnement!$I$15,0,IF(AND(AC65>$H$4),1,0)),IF(Dimensionnement!$I$67=ChoixPAC!$C$111,IF(AC$20<Dimensionnement!$I$15,0,IF(AND(AC65>$H$4),1,0)),0)),0))))","v":1},{"$f":"IF(AD65=\"-\",0,IF(AD35=\"-\",0,IF(OR($A$7='BdD PAC split'!$X$43,$A$7='BdD PAC split'!$X$42,$A$7='BdD PAC split'!$X$41),0,IF(Dimensionnement!$I$67=ChoixPAC!$C$111,IF(AND(Dimensionnement!$F$91<>ChoixPAC!$D$43,Dimensionnement!$F$91<>ChoixPAC!$D$46),IF(AD$20<Dimensionnement!$I$15,0,IF(AND(AD65>$H$4),1,0)),IF(Dimensionnement!$I$67=ChoixPAC!$C$111,IF(AD$20<Dimensionnement!$I$15,0,IF(AND(AD65>$H$4),1,0)),0)),0))))","v":1},{"$f":"IF(AE65=\"-\",0,IF(AE35=\"-\",0,IF(OR($A$7='BdD PAC split'!$X$43,$A$7='BdD PAC split'!$X$42,$A$7='BdD PAC split'!$X$41),0,IF(Dimensionnement!$I$67=ChoixPAC!$C$111,IF(AND(Dimensionnement!$F$91<>ChoixPAC!$D$43,Dimensionnement!$F$91<>ChoixPAC!$D$46),IF(AE$20<Dimensionnement!$I$15,0,IF(AND(AE65>$H$4),1,0)),IF(Dimensionnement!$I$67=ChoixPAC!$C$111,IF(AE$20<Dimensionnement!$I$15,0,IF(AND(AE65>$H$4),1,0)),0)),0))))","v":1},{"$f":"IF(AF65=\"-\",0,IF(AF35=\"-\",0,IF(OR($A$7='BdD PAC split'!$X$43,$A$7='BdD PAC split'!$X$42,$A$7='BdD PAC split'!$X$41),0,IF(Dimensionnement!$I$67=ChoixPAC!$C$111,IF(AND(Dimensionnement!$F$91<>ChoixPAC!$D$43,Dimensionnement!$F$91<>ChoixPAC!$D$46),IF(AF$20<Dimensionnement!$I$15,0,IF(AND(AF65>$H$4),1,0)),IF(Dimensionnement!$I$67=ChoixPAC!$C$111,IF(AF$20<Dimensionnement!$I$15,0,IF(AND(AF65>$H$4),1,0)),0)),0))))","v":1},{"$f":"IF(AG65=\"-\",0,IF(AG35=\"-\",0,IF(OR($A$7='BdD PAC split'!$X$43,$A$7='BdD PAC split'!$X$42,$A$7='BdD PAC split'!$X$41),0,IF(Dimensionnement!$I$67=ChoixPAC!$C$111,IF(AND(Dimensionnement!$F$91<>ChoixPAC!$D$43,Dimensionnement!$F$91<>ChoixPAC!$D$46),IF(AG$20<Dimensionnement!$I$15,0,IF(AND(AG65>$H$4),1,0)),IF(Dimensionnement!$I$67=ChoixPAC!$C$111,IF(AG$20<Dimensionnement!$I$15,0,IF(AND(AG65>$H$4),1,0)),0)),0))))","v":1},{"$f":"IF(AH65=\"-\",0,IF(AH35=\"-\",0,IF(OR($A$7='BdD PAC split'!$X$43,$A$7='BdD PAC split'!$X$42,$A$7='BdD PAC split'!$X$41),0,IF(Dimensionnement!$I$67=ChoixPAC!$C$111,IF(AND(Dimensionnement!$F$91<>ChoixPAC!$D$43,Dimensionnement!$F$91<>ChoixPAC!$D$46),IF(AH$20<Dimensionnement!$I$15,0,IF(AND(AH65>$H$4),1,0)),IF(Dimensionnement!$I$67=ChoixPAC!$C$111,IF(AH$20<Dimensionnement!$I$15,0,IF(AND(AH65>$H$4),1,0)),0)),0))))","v":1},{"$f":"IF(AI65=\"-\",0,IF(AI35=\"-\",0,IF(OR($A$7='BdD PAC split'!$X$43,$A$7='BdD PAC split'!$X$42,$A$7='BdD PAC split'!$X$41),0,IF(Dimensionnement!$I$67=ChoixPAC!$C$111,IF(AND(Dimensionnement!$F$91<>ChoixPAC!$D$43,Dimensionnement!$F$91<>ChoixPAC!$D$46),IF(AI$20<Dimensionnement!$I$15,0,IF(AND(AI65>$H$4),1,0)),IF(Dimensionnement!$I$67=ChoixPAC!$C$111,IF(AI$20<Dimensionnement!$I$15,0,IF(AND(AI65>$H$4),1,0)),0)),0))))","v":1},{"$f":"IF(AJ65=\"-\",0,IF(AJ35=\"-\",0,IF(OR($A$7='BdD PAC split'!$X$43,$A$7='BdD PAC split'!$X$42,$A$7='BdD PAC split'!$X$41),0,IF(Dimensionnement!$I$67=ChoixPAC!$C$111,IF(AND(Dimensionnement!$F$91<>ChoixPAC!$D$43,Dimensionnement!$F$91<>ChoixPAC!$D$46),IF(AJ$20<Dimensionnement!$I$15,0,IF(AND(AJ65>$H$4),1,0)),IF(Dimensionnement!$I$67=ChoixPAC!$C$111,IF(AJ$20<Dimensionnement!$I$15,0,IF(AND(AJ65>$H$4),1,0)),0)),0))))","v":1},{"$f":"IF(AK65=\"-\",0,IF(AK35=\"-\",0,IF(OR($A$7='BdD PAC split'!$X$43,$A$7='BdD PAC split'!$X$42,$A$7='BdD PAC split'!$X$41),0,IF(Dimensionnement!$I$67=ChoixPAC!$C$111,IF(AND(Dimensionnement!$F$91<>ChoixPAC!$D$43,Dimensionnement!$F$91<>ChoixPAC!$D$46),IF(AK$20<Dimensionnement!$I$15,0,IF(AND(AK65>$H$4),1,0)),IF(Dimensionnement!$I$67=ChoixPAC!$C$111,IF(AK$20<Dimensionnement!$I$15,0,IF(AND(AK65>$H$4),1,0)),0)),0))))","v":1},{"$f":"IF(AL65=\"-\",0,IF(AL35=\"-\",0,IF(OR($A$7='BdD PAC split'!$X$43,$A$7='BdD PAC split'!$X$42,$A$7='BdD PAC split'!$X$41),0,IF(Dimensionnement!$I$67=ChoixPAC!$C$111,IF(AND(Dimensionnement!$F$91<>ChoixPAC!$D$43,Dimensionnement!$F$91<>ChoixPAC!$D$46),IF(AL$20<Dimensionnement!$I$15,0,IF(AND(AL65>$H$4),1,0)),IF(Dimensionnement!$I$67=ChoixPAC!$C$111,IF(AL$20<Dimensionnement!$I$15,0,IF(AND(AL65>$H$4),1,0)),0)),0))))","v":1},{"$f":"IF(AM65=\"-\",0,IF(AM35=\"-\",0,IF(OR($A$7='BdD PAC split'!$X$43,$A$7='BdD PAC split'!$X$42,$A$7='BdD PAC split'!$X$41),0,IF(Dimensionnement!$I$67=ChoixPAC!$C$111,IF(AND(Dimensionnement!$F$91<>ChoixPAC!$D$43,Dimensionnement!$F$91<>ChoixPAC!$D$46),IF(AM$20<Dimensionnement!$I$15,0,IF(AND(AM65>$H$4),1,0)),IF(Dimensionnement!$I$67=ChoixPAC!$C$111,IF(AM$20<Dimensionnement!$I$15,0,IF(AND(AM65>$H$4),1,0)),0)),0))))","v":1},{"$f":"IF(AN65=\"-\",0,IF(AN35=\"-\",0,IF(OR($A$7='BdD PAC split'!$X$43,$A$7='BdD PAC split'!$X$42,$A$7='BdD PAC split'!$X$41),0,IF(Dimensionnement!$I$67=ChoixPAC!$C$111,IF(AND(Dimensionnement!$F$91<>ChoixPAC!$D$43,Dimensionnement!$F$91<>ChoixPAC!$D$46),IF(AN$20<Dimensionnement!$I$15,0,IF(AND(AN65>$H$4),1,0)),IF(Dimensionnement!$I$67=ChoixPAC!$C$111,IF(AN$20<Dimensionnement!$I$15,0,IF(AND(AN65>$H$4),1,0)),0)),0))))","v":1},{"$f":"IF(AO65=\"-\",0,IF(AO35=\"-\",0,IF(OR($A$7='BdD PAC split'!$X$43,$A$7='BdD PAC split'!$X$42,$A$7='BdD PAC split'!$X$41),0,IF(Dimensionnement!$I$67=ChoixPAC!$C$111,IF(AND(Dimensionnement!$F$91<>ChoixPAC!$D$43,Dimensionnement!$F$91<>ChoixPAC!$D$46),IF(AO$20<Dimensionnement!$I$15,0,IF(AND(AO65>$H$4),1,0)),IF(Dimensionnement!$I$67=ChoixPAC!$C$111,IF(AO$20<Dimensionnement!$I$15,0,IF(AND(AO65>$H$4),1,0)),0)),0))))","v":1},{"$f":"IF(AP65=\"-\",0,IF(AP35=\"-\",0,IF(OR($A$7='BdD PAC split'!$X$43,$A$7='BdD PAC split'!$X$42,$A$7='BdD PAC split'!$X$41),0,IF(Dimensionnement!$I$67=ChoixPAC!$C$111,IF(AND(Dimensionnement!$F$91<>ChoixPAC!$D$43,Dimensionnement!$F$91<>ChoixPAC!$D$46),IF(AP$20<Dimensionnement!$I$15,0,IF(AND(AP65>$H$4),1,0)),IF(Dimensionnement!$I$67=ChoixPAC!$C$111,IF(AP$20<Dimensionnement!$I$15,0,IF(AND(AP65>$H$4),1,0)),0)),0))))","v":1},{"$f":"IF(AQ65=\"-\",0,IF(AQ35=\"-\",0,IF(OR($A$7='BdD PAC split'!$X$43,$A$7='BdD PAC split'!$X$42,$A$7='BdD PAC split'!$X$41),0,IF(Dimensionnement!$I$67=ChoixPAC!$C$111,IF(AND(Dimensionnement!$F$91<>ChoixPAC!$D$43,Dimensionnement!$F$91<>ChoixPAC!$D$46),IF(AQ$20<Dimensionnement!$I$15,0,IF(AND(AQ65>$H$4),1,0)),IF(Dimensionnement!$I$67=ChoixPAC!$C$111,IF(AQ$20<Dimensionnement!$I$15,0,IF(AND(AQ65>$H$4),1,0)),0)),0))))","v":1},{"$f":"IF(AR65=\"-\",0,IF(AR35=\"-\",0,IF(OR($A$7='BdD PAC split'!$X$43,$A$7='BdD PAC split'!$X$42,$A$7='BdD PAC split'!$X$41),0,IF(Dimensionnement!$I$67=ChoixPAC!$C$111,IF(AND(Dimensionnement!$F$91<>ChoixPAC!$D$43,Dimensionnement!$F$91<>ChoixPAC!$D$46),IF(AR$20<Dimensionnement!$I$15,0,IF(AND(AR65>$H$4),1,0)),IF(Dimensionnement!$I$67=ChoixPAC!$C$111,IF(AR$20<Dimensionnement!$I$15,0,IF(AND(AR65>$H$4),1,0)),0)),0))))","v":1},{"$f":"IF(AS65=\"-\",0,IF(AS35=\"-\",0,IF(OR($A$7='BdD PAC split'!$X$43,$A$7='BdD PAC split'!$X$42,$A$7='BdD PAC split'!$X$41),0,IF(Dimensionnement!$I$67=ChoixPAC!$C$111,IF(AND(Dimensionnement!$F$91<>ChoixPAC!$D$43,Dimensionnement!$F$91<>ChoixPAC!$D$46),IF(AS$20<Dimensionnement!$I$15,0,IF(AND(AS65>$H$4),1,0)),IF(Dimensionnement!$I$67=ChoixPAC!$C$111,IF(AS$20<Dimensionnement!$I$15,0,IF(AND(AS65>$H$4),1,0)),0)),0))))","v":1},{"$f":"IF(AT65=\"-\",0,IF(AT35=\"-\",0,IF(OR($A$7='BdD PAC split'!$X$43,$A$7='BdD PAC split'!$X$42,$A$7='BdD PAC split'!$X$41),0,IF(Dimensionnement!$I$67=ChoixPAC!$C$111,IF(AND(Dimensionnement!$F$91<>ChoixPAC!$D$43,Dimensionnement!$F$91<>ChoixPAC!$D$46),IF(AT$20<Dimensionnement!$I$15,0,IF(AND(AT65>$H$4),1,0)),IF(Dimensionnement!$I$67=ChoixPAC!$C$111,IF(AT$20<Dimensionnement!$I$15,0,IF(AND(AT65>$H$4),1,0)),0)),0))))","v":1},{"$f":"IF(AU65=\"-\",0,IF(AU35=\"-\",0,IF(OR($A$7='BdD PAC split'!$X$43,$A$7='BdD PAC split'!$X$42,$A$7='BdD PAC split'!$X$41),0,IF(Dimensionnement!$I$67=ChoixPAC!$C$111,IF(AND(Dimensionnement!$F$91<>ChoixPAC!$D$43,Dimensionnement!$F$91<>ChoixPAC!$D$46),IF(AU$20<Dimensionnement!$I$15,0,IF(AND(AU65>$H$4),1,0)),IF(Dimensionnement!$I$67=ChoixPAC!$C$111,IF(AU$20<Dimensionnement!$I$15,0,IF(AND(AU65>$H$4),1,0)),0)),0))))","v":1},{"$f":"IF(AV65=\"-\",0,IF(AV35=\"-\",0,IF(OR($A$7='BdD PAC split'!$X$43,$A$7='BdD PAC split'!$X$42,$A$7='BdD PAC split'!$X$41),0,IF(Dimensionnement!$I$67=ChoixPAC!$C$111,IF(AND(Dimensionnement!$F$91<>ChoixPAC!$D$43,Dimensionnement!$F$91<>ChoixPAC!$D$46),IF(AV$20<Dimensionnement!$I$15,0,IF(AND(AV65>$H$4),1,0)),IF(Dimensionnement!$I$67=ChoixPAC!$C$111,IF(AV$20<Dimensionnement!$I$15,0,IF(AND(AV65>$H$4),1,0)),0)),0))))","v":1},{"$f":"IF(AW65=\"-\",0,IF(AW35=\"-\",0,IF(OR($A$7='BdD PAC split'!$X$43,$A$7='BdD PAC split'!$X$42,$A$7='BdD PAC split'!$X$41),0,IF(Dimensionnement!$I$67=ChoixPAC!$C$111,IF(AND(Dimensionnement!$F$91<>ChoixPAC!$D$43,Dimensionnement!$F$91<>ChoixPAC!$D$46),IF(AW$20<Dimensionnement!$I$15,0,IF(AND(AW65>$H$4),1,0)),IF(Dimensionnement!$I$67=ChoixPAC!$C$111,IF(AW$20<Dimensionnement!$I$15,0,IF(AND(AW65>$H$4),1,0)),0)),0))))","v":1},{"$f":"IF(AX65=\"-\",0,IF(AX35=\"-\",0,IF(OR($A$7='BdD PAC split'!$X$43,$A$7='BdD PAC split'!$X$42,$A$7='BdD PAC split'!$X$41),0,IF(Dimensionnement!$I$67=ChoixPAC!$C$111,IF(AND(Dimensionnement!$F$91<>ChoixPAC!$D$43,Dimensionnement!$F$91<>ChoixPAC!$D$46),IF(AX$20<Dimensionnement!$I$15,0,IF(AND(AX65>$H$4),1,0)),IF(Dimensionnement!$I$67=ChoixPAC!$C$111,IF(AX$20<Dimensionnement!$I$15,0,IF(AND(AX65>$H$4),1,0)),0)),0))))","v":1},{"$f":"IF(AY65=\"-\",0,IF(AY35=\"-\",0,IF(OR($A$7='BdD PAC split'!$X$43,$A$7='BdD PAC split'!$X$42,$A$7='BdD PAC split'!$X$41),0,IF(Dimensionnement!$I$67=ChoixPAC!$C$111,IF(AND(Dimensionnement!$F$91<>ChoixPAC!$D$43,Dimensionnement!$F$91<>ChoixPAC!$D$46),IF(AY$20<Dimensionnement!$I$15,0,IF(AND(AY65>$H$4),1,0)),IF(Dimensionnement!$I$67=ChoixPAC!$C$111,IF(AY$20<Dimensionnement!$I$15,0,IF(AND(AY65>$H$4),1,0)),0)),0))))","v":1},{"$f":"IF(AZ65=\"-\",0,IF(AZ35=\"-\",0,IF(OR($A$7='BdD PAC split'!$X$43,$A$7='BdD PAC split'!$X$42,$A$7='BdD PAC split'!$X$41),0,IF(Dimensionnement!$I$67=ChoixPAC!$C$111,IF(AND(Dimensionnement!$F$91<>ChoixPAC!$D$43,Dimensionnement!$F$91<>ChoixPAC!$D$46),IF(AZ$20<Dimensionnement!$I$15,0,IF(AND(AZ65>$H$4),1,0)),IF(Dimensionnement!$I$67=ChoixPAC!$C$111,IF(AZ$20<Dimensionnement!$I$15,0,IF(AND(AZ65>$H$4),1,0)),0)),0))))","v":1},{"$f":"IF(BA65=\"-\",0,IF(BA35=\"-\",0,IF(OR($A$7='BdD PAC split'!$X$43,$A$7='BdD PAC split'!$X$42,$A$7='BdD PAC split'!$X$41),0,IF(Dimensionnement!$I$67=ChoixPAC!$C$111,IF(AND(Dimensionnement!$F$91<>ChoixPAC!$D$43,Dimensionnement!$F$91<>ChoixPAC!$D$46),IF(BA$20<Dimensionnement!$I$15,0,IF(AND(BA65>$H$4),1,0)),IF(Dimensionnement!$I$67=ChoixPAC!$C$111,IF(BA$20<Dimensionnement!$I$15,0,IF(AND(BA65>$H$4),1,0)),0)),0))))","v":1},{"$f":"IF(BB65=\"-\",0,IF(BB35=\"-\",0,IF(OR($A$7='BdD PAC split'!$X$43,$A$7='BdD PAC split'!$X$42,$A$7='BdD PAC split'!$X$41),0,IF(Dimensionnement!$I$67=ChoixPAC!$C$111,IF(AND(Dimensionnement!$F$91<>ChoixPAC!$D$43,Dimensionnement!$F$91<>ChoixPAC!$D$46),IF(BB$20<Dimensionnement!$I$15,0,IF(AND(BB65>$H$4),1,0)),IF(Dimensionnement!$I$67=ChoixPAC!$C$111,IF(BB$20<Dimensionnement!$I$15,0,IF(AND(BB65>$H$4),1,0)),0)),0))))","v":1},{"$f":"IF(BC65=\"-\",0,IF(BC35=\"-\",0,IF(OR($A$7='BdD PAC split'!$X$43,$A$7='BdD PAC split'!$X$42,$A$7='BdD PAC split'!$X$41),0,IF(Dimensionnement!$I$67=ChoixPAC!$C$111,IF(AND(Dimensionnement!$F$91<>ChoixPAC!$D$43,Dimensionnement!$F$91<>ChoixPAC!$D$46),IF(BC$20<Dimensionnement!$I$15,0,IF(AND(BC65>$H$4),1,0)),IF(Dimensionnement!$I$67=ChoixPAC!$C$111,IF(BC$20<Dimensionnement!$I$15,0,IF(AND(BC65>$H$4),1,0)),0)),0))))","v":1},{"$f":"IF(BD65=\"-\",0,IF(BD35=\"-\",0,IF(OR($A$7='BdD PAC split'!$X$43,$A$7='BdD PAC split'!$X$42,$A$7='BdD PAC split'!$X$41),0,IF(Dimensionnement!$I$67=ChoixPAC!$C$111,IF(AND(Dimensionnement!$F$91<>ChoixPAC!$D$43,Dimensionnement!$F$91<>ChoixPAC!$D$46),IF(BD$20<Dimensionnement!$I$15,0,IF(AND(BD65>$H$4),1,0)),IF(Dimensionnement!$I$67=ChoixPAC!$C$111,IF(BD$20<Dimensionnement!$I$15,0,IF(AND(BD65>$H$4),1,0)),0)),0))))","v":1},{"$f":"IF(BE65=\"-\",0,IF(BE35=\"-\",0,IF(OR($A$7='BdD PAC split'!$X$43,$A$7='BdD PAC split'!$X$42,$A$7='BdD PAC split'!$X$41),0,IF(Dimensionnement!$I$67=ChoixPAC!$C$111,IF(AND(Dimensionnement!$F$91<>ChoixPAC!$D$43,Dimensionnement!$F$91<>ChoixPAC!$D$46),IF(BE$20<Dimensionnement!$I$15,0,IF(AND(BE65>$H$4),1,0)),IF(Dimensionnement!$I$67=ChoixPAC!$C$111,IF(BE$20<Dimensionnement!$I$15,0,IF(AND(BE65>$H$4),1,0)),0)),0))))","v":1},{"$f":"IF(BF65=\"-\",0,IF(BF35=\"-\",0,IF(OR($A$7='BdD PAC split'!$X$43,$A$7='BdD PAC split'!$X$42,$A$7='BdD PAC split'!$X$41),0,IF(Dimensionnement!$I$67=ChoixPAC!$C$111,IF(AND(Dimensionnement!$F$91<>ChoixPAC!$D$43,Dimensionnement!$F$91<>ChoixPAC!$D$46),IF(BF$20<Dimensionnement!$I$15,0,IF(AND(BF65>$H$4),1,0)),IF(Dimensionnement!$I$67=ChoixPAC!$C$111,IF(BF$20<Dimensionnement!$I$15,0,IF(AND(BF65>$H$4),1,0)),0)),0))))","v":1},{"$f":"IF(BG65=\"-\",0,IF(BG35=\"-\",0,IF(OR($A$7='BdD PAC split'!$X$43,$A$7='BdD PAC split'!$X$42,$A$7='BdD PAC split'!$X$41),0,IF(Dimensionnement!$I$67=ChoixPAC!$C$111,IF(AND(Dimensionnement!$F$91<>ChoixPAC!$D$43,Dimensionnement!$F$91<>ChoixPAC!$D$46),IF(BG$20<Dimensionnement!$I$15,0,IF(AND(BG65>$H$4),1,0)),IF(Dimensionnement!$I$67=ChoixPAC!$C$111,IF(BG$20<Dimensionnement!$I$15,0,IF(AND(BG65>$H$4),1,0)),0)),0))))","v":1},{"$f":"IF(BH65=\"-\",0,IF(BH35=\"-\",0,IF(OR($A$7='BdD PAC split'!$X$43,$A$7='BdD PAC split'!$X$42,$A$7='BdD PAC split'!$X$41),0,IF(Dimensionnement!$I$67=ChoixPAC!$C$111,IF(AND(Dimensionnement!$F$91<>ChoixPAC!$D$43,Dimensionnement!$F$91<>ChoixPAC!$D$46),IF(BH$20<Dimensionnement!$I$15,0,IF(AND(BH65>$H$4),1,0)),IF(Dimensionnement!$I$67=ChoixPAC!$C$111,IF(BH$20<Dimensionnement!$I$15,0,IF(AND(BH65>$H$4),1,0)),0)),0))))","v":1},{"$f":"IF(BI65=\"-\",0,IF(BI35=\"-\",0,IF(OR($A$7='BdD PAC split'!$X$43,$A$7='BdD PAC split'!$X$42,$A$7='BdD PAC split'!$X$41),0,IF(Dimensionnement!$I$67=ChoixPAC!$C$111,IF(AND(Dimensionnement!$F$91<>ChoixPAC!$D$43,Dimensionnement!$F$91<>ChoixPAC!$D$46),IF(BI$20<Dimensionnement!$I$15,0,IF(AND(BI65>$H$4),1,0)),IF(Dimensionnement!$I$67=ChoixPAC!$C$111,IF(BI$20<Dimensionnement!$I$15,0,IF(AND(BI65>$H$4),1,0)),0)),0))))","v":1},{"$f":"IF(BJ65=\"-\",0,IF(BJ35=\"-\",0,IF(OR($A$7='BdD PAC split'!$X$43,$A$7='BdD PAC split'!$X$42,$A$7='BdD PAC split'!$X$41),0,IF(Dimensionnement!$I$67=ChoixPAC!$C$111,IF(AND(Dimensionnement!$F$91<>ChoixPAC!$D$43,Dimensionnement!$F$91<>ChoixPAC!$D$46),IF(BJ$20<Dimensionnement!$I$15,0,IF(AND(BJ65>$H$4),1,0)),IF(Dimensionnement!$I$67=ChoixPAC!$C$111,IF(BJ$20<Dimensionnement!$I$15,0,IF(AND(BJ65>$H$4),1,0)),0)),0))))","v":1},null,null,null,null,null,null,"COP soit > au COP de basculement calculé"]
["PAC ON 45",{"$f":"IF(B66=\"-\",0,IF(B35=\"-\",0,IF(OR($A$7='BdD PAC split'!$X$42,$A$7='BdD PAC split'!$X$41),0,IF(Dimensionnement!$I$67=ChoixPAC!$C$111,IF(AND(Dimensionnement!$F$91<>ChoixPAC!$D$43,Dimensionnement!$F$91<>ChoixPAC!$D$46),IF(B$20<Dimensionnement!$I$15,0,IF(AND(B66>$H$4),1,0)),IF(Dimensionnement!$I$67=ChoixPAC!$C$111,IF(B$20<Dimensionnement!$I$15,0,IF(AND(B66>$H$4),1,0)),0)),0))))","v":0},{"$f":"IF(C66=\"-\",0,IF(C35=\"-\",0,IF(OR($A$7='BdD PAC split'!$X$42,$A$7='BdD PAC split'!$X$41),0,IF(Dimensionnement!$I$67=ChoixPAC!$C$111,IF(AND(Dimensionnement!$F$91<>ChoixPAC!$D$43,Dimensionnement!$F$91<>ChoixPAC!$D$46),IF(C$20<Dimensionnement!$I$15,0,IF(AND(C66>$H$4),1,0)),IF(Dimensionnement!$I$67=ChoixPAC!$C$111,IF(C$20<Dimensionnement!$I$15,0,IF(AND(C66>$H$4),1,0)),0)),0))))","v":0},{"$f":"IF(D66=\"-\",0,IF(D35=\"-\",0,IF(OR($A$7='BdD PAC split'!$X$42,$A$7='BdD PAC split'!$X$41),0,IF(Dimensionnement!$I$67=ChoixPAC!$C$111,IF(AND(Dimensionnement!$F$91<>ChoixPAC!$D$43,Dimensionnement!$F$91<>ChoixPAC!$D$46),IF(D$20<Dimensionnement!$I$15,0,IF(AND(D66>$H$4),1,0)),IF(Dimensionnement!$I$67=ChoixPAC!$C$111,IF(D$20<Dimensionnement!$I$15,0,IF(AND(D66>$H$4),1,0)),0)),0))))","v":0},{"$f":"IF(E66=\"-\",0,IF(E35=\"-\",0,IF(OR($A$7='BdD PAC split'!$X$42,$A$7='BdD PAC split'!$X$41),0,IF(Dimensionnement!$I$67=ChoixPAC!$C$111,IF(AND(Dimensionnement!$F$91<>ChoixPAC!$D$43,Dimensionnement!$F$91<>ChoixPAC!$D$46),IF(E$20<Dimensionnement!$I$15,0,IF(AND(E66>$H$4),1,0)),IF(Dimensionnement!$I$67=ChoixPAC!$C$111,IF(E$20<Dimensionnement!$I$15,0,IF(AND(E66>$H$4),1,0)),0)),0))))","v":0},{"$f":"IF(F66=\"-\",0,IF(F35=\"-\",0,IF(OR($A$7='BdD PAC split'!$X$42,$A$7='BdD PAC split'!$X$41),0,IF(Dimensionnement!$I$67=ChoixPAC!$C$111,IF(AND(Dimensionnement!$F$91<>ChoixPAC!$D$43,Dimensionnement!$F$91<>ChoixPAC!$D$46),IF(F$20<Dimensionnement!$I$15,0,IF(AND(F66>$H$4),1,0)),IF(Dimensionnement!$I$67=ChoixPAC!$C$111,IF(F$20<Dimensionnement!$I$15,0,IF(AND(F66>$H$4),1,0)),0)),0))))","v":0},{"$f":"IF(G66=\"-\",0,IF(G35=\"-\",0,IF(OR($A$7='BdD PAC split'!$X$42,$A$7='BdD PAC split'!$X$41),0,IF(Dimensionnement!$I$67=ChoixPAC!$C$111,IF(AND(Dimensionnement!$F$91<>ChoixPAC!$D$43,Dimensionnement!$F$91<>ChoixPAC!$D$46),IF(G$20<Dimensionnement!$I$15,0,IF(AND(G66>$H$4),1,0)),IF(Dimensionnement!$I$67=ChoixPAC!$C$111,IF(G$20<Dimensionnement!$I$15,0,IF(AND(G66>$H$4),1,0)),0)),0))))","v":0},{"$f":"IF(H66=\"-\",0,IF(H35=\"-\",0,IF(OR($A$7='BdD PAC split'!$X$42,$A$7='BdD PAC split'!$X$41),0,IF(Dimensionnement!$I$67=ChoixPAC!$C$111,IF(AND(Dimensionnement!$F$91<>ChoixPAC!$D$43,Dimensionnement!$F$91<>ChoixPAC!$D$46),IF(H$20<Dimensionnement!$I$15,0,IF(AND(H66>$H$4),1,0)),IF(Dimensionnement!$I$67=ChoixPAC!$C$111,IF(H$20<Dimensionnement!$I$15,0,IF(AND(H66>$H$4),1,0)),0)),0))))","v":0},{"$f":"IF(I66=\"-\",0,IF(I35=\"-\",0,IF(OR($A$7='BdD PAC split'!$X$42,$A$7='BdD PAC split'!$X$41),0,IF(Dimensionnement!$I$67=ChoixPAC!$C$111,IF(AND(Dimensionnement!$F$91<>ChoixPAC!$D$43,Dimensionnement!$F$91<>ChoixPAC!$D$46),IF(I$20<Dimensionnement!$I$15,0,IF(AND(I66>$H$4),1,0)),IF(Dimensionnement!$I$67=ChoixPAC!$C$111,IF(I$20<Dimensionnement!$I$15,0,IF(AND(I66>$H$4),1,0)),0)),0))))","v":0},{"$f":"IF(J66=\"-\",0,IF(J35=\"-\",0,IF(OR($A$7='BdD PAC split'!$X$42,$A$7='BdD PAC split'!$X$41),0,IF(Dimensionnement!$I$67=ChoixPAC!$C$111,IF(AND(Dimensionnement!$F$91<>ChoixPAC!$D$43,Dimensionnement!$F$91<>ChoixPAC!$D$46),IF(J$20<Dimensionnement!$I$15,0,IF(AND(J66>$H$4),1,0)),IF(Dimensionnement!$I$67=ChoixPAC!$C$111,IF(J$20<Dimensionnement!$I$15,0,IF(AND(J66>$H$4),1,0)),0)),0))))","v":0},{"$f":"IF(K66=\"-\",0,IF(K35=\"-\",0,IF(OR($A$7='BdD PAC split'!$X$42,$A$7='BdD PAC split'!$X$41),0,IF(Dimensionnement!$I$67=ChoixPAC!$C$111,IF(AND(Dimensionnement!$F$91<>ChoixPAC!$D$43,Dimensionnement!$F$91<>ChoixPAC!$D$46),IF(K$20<Dimensionnement!$I$15,0,IF(AND(K66>$H$4),1,0)),IF(Dimensionnement!$I$67=ChoixPAC!$C$111,IF(K$20<Dimensionnement!$I$15,0,IF(AND(K66>$H$4),1,0)),0)),0))))","v":0},{"$f":"IF(L66=\"-\",0,IF(L35=\"-\",0,IF(OR($A$7='BdD PAC split'!$X$42,$A$7='BdD PAC split'!$X$41),0,IF(Dimensionnement!$I$67=ChoixPAC!$C$111,IF(AND(Dimensionnement!$F$91<>ChoixPAC!$D$43,Dimensionnement!$F$91<>ChoixPAC!$D$46),IF(L$20<Dimensionnement!$I$15,0,IF(AND(L66>$H$4),1,0)),IF(Dimensionnement!$I$67=ChoixPAC!$C$111,IF(L$20<Dimensionnement!$I$15,0,IF(AND(L66>$H$4),1,0)),0)),0))))","v":0},{"$f":"IF(M66=\"-\",0,IF(M35=\"-\",0,IF(OR($A$7='BdD PAC split'!$X$42,$A$7='BdD PAC split'!$X$41),0,IF(Dimensionnement!$I$67=ChoixPAC!$C$111,IF(AND(Dimensionnement!$F$91<>ChoixPAC!$D$43,Dimensionnement!$F$91<>ChoixPAC!$D$46),IF(M$20<Dimensionnement!$I$15,0,IF(AND(M66>$H$4),1,0)),IF(Dimensionnement!$I$67=ChoixPAC!$C$111,IF(M$20<Dimensionnement!$I$15,0,IF(AND(M66>$H$4),1,0)),0)),0))))","v":0},{"$f":"IF(N66=\"-\",0,IF(N35=\"-\",0,IF(OR($A$7='BdD PAC split'!$X$42,$A$7='BdD PAC split'!$X$41),0,IF(Dimensionnement!$I$67=ChoixPAC!$C$111,IF(AND(Dimensionnement!$F$91<>ChoixPAC!$D$43,Dimensionnement!$F$91<>ChoixPAC!$D$46),IF(N$20<Dimensionnement!$I$15,0,IF(AND(N66>$H$4),1,0)),IF(Dimensionnement!$I$67=ChoixPAC!$C$111,IF(N$20<Dimensionnement!$I$15,0,IF(AND(N66>$H$4),1,0)),0)),0))))","v":0},{"$f":"IF(O66=\"-\",0,IF(O35=\"-\",0,IF(OR($A$7='BdD PAC split'!$X$42,$A$7='BdD PAC split'!$X$41),0,IF(Dimensionnement!$I$67=ChoixPAC!$C$111,IF(AND(Dimensionnement!$F$91<>ChoixPAC!$D$43,Dimensionnement!$F$91<>ChoixPAC!$D$46),IF(O$20<Dimensionnement!$I$15,0,IF(AND(O66>$H$4),1,0)),IF(Dimensionnement!$I$67=ChoixPAC!$C$111,IF(O$20<Dimensionnement!$I$15,0,IF(AND(O66>$H$4),1,0)),0)),0))))","v":0},{"$f":"IF(P66=\"-\",0,IF(P35=\"-\",0,IF(OR($A$7='BdD PAC split'!$X$42,$A$7='BdD PAC split'!$X$41),0,IF(Dimensionnement!$I$67=ChoixPAC!$C$111,IF(AND(Dimensionnement!$F$91<>ChoixPAC!$D$43,Dimensionnement!$F$91<>ChoixPAC!$D$46),IF(P$20<Dimensionnement!$I$15,0,IF(AND(P66>$H$4),1,0)),IF(Dimensionnement!$I$67=ChoixPAC!$C$111,IF(P$20<Dimensionnement!$I$15,0,IF(AND(P66>$H$4),1,0)),0)),0))))","v":0},{"$f":"IF(Q66=\"-\",0,IF(Q35=\"-\",0,IF(OR($A$7='BdD PAC split'!$X$42,$A$7='BdD PAC split'!$X$41),0,IF(Dimensionnement!$I$67=ChoixPAC!$C$111,IF(AND(Dimensionnement!$F$91<>ChoixPAC!$D$43,Dimensionnement!$F$91<>ChoixPAC!$D$46),IF(Q$20<Dimensionnement!$I$15,0,IF(AND(Q66>$H$4),1,0)),IF(Dimensionnement!$I$67=ChoixPAC!$C$111,IF(Q$20<Dimensionnement!$I$15,0,IF(AND(Q66>$H$4),1,0)),0)),0))))","v":1},{"$f":"IF(R66=\"-\",0,IF(R35=\"-\",0,IF(OR($A$7='BdD PAC split'!$X$42,$A$7='BdD PAC split'!$X$41),0,IF(Dimensionnement!$I$67=ChoixPAC!$C$111,IF(AND(Dimensionnement!$F$91<>ChoixPAC!$D$43,Dimensionnement!$F$91<>ChoixPAC!$D$46),IF(R$20<Dimensionnement!$I$15,0,IF(AND(R66>$H$4),1,0)),IF(Dimensionnement!$I$67=ChoixPAC!$C$111,IF(R$20<Dimensionnement!$I$15,0,IF(AND(R66>$H$4),1,0)),0)),0))))","v":1},{"$f":"IF(S66=\"-\",0,IF(S35=\"-\",0,IF(OR($A$7='BdD PAC split'!$X$42,$A$7='BdD PAC split'!$X$41),0,IF(Dimensionnement!$I$67=ChoixPAC!$C$111,IF(AND(Dimensionnement!$F$91<>ChoixPAC!$D$43,Dimensionnement!$F$91<>ChoixPAC!$D$46),IF(S$20<Dimensionnement!$I$15,0,IF(AND(S66>$H$4),1,0)),IF(Dimensionnement!$I$67=ChoixPAC!$C$111,IF(S$20<Dimensionnement!$I$15,0,IF(AND(S66>$H$4),1,0)),0)),0))))","v":1},{"$f":"IF(T66=\"-\",0,IF(T35=\"-\",0,IF(OR($A$7='BdD PAC split'!$X$42,$A$7='BdD PAC split'!$X$41),0,IF(Dimensionnement!$I$67=ChoixPAC!$C$111,IF(AND(Dimensionnement!$F$91<>ChoixPAC!$D$43,Dimensionnement!$F$91<>ChoixPAC!$D$46),IF(T$20<Dimensionnement!$I$15,0,IF(AND(T66>$H$4),1,0)),IF(Dimensionnement!$I$67=ChoixPAC!$C$111,IF(T$20<Dimensionnement!$I$15,0,IF(AND(T66>$H$4),1,0)),0)),0))))","v":1},{"$f":"IF(U66=\"-\",0,IF(U35=\"-\",0,IF(OR($A$7='BdD PAC split'!$X$42,$A$7='BdD PAC split'!$X$41),0,IF(Dimensionnement!$I$67=ChoixPAC!$C$111,IF(AND(Dimensionnement!$F$91<>ChoixPAC!$D$43,Dimensionnement!$F$91<>ChoixPAC!$D$46),IF(U$20<Dimensionnement!$I$15,0,IF(AND(U66>$H$4),1,0)),IF(Dimensionnement!$I$67=ChoixPAC!$C$111,IF(U$20<Dimensionnement!$I$15,0,IF(AND(U66>$H$4),1,0)),0)),0))))","v":1},{"$f":"IF(V66=\"-\",0,IF(V35=\"-\",0,IF(OR($A$7='BdD PAC split'!$X$42,$A$7='BdD PAC split'!$X$41),0,IF(Dimensionnement!$I$67=ChoixPAC!$C$111,IF(AND(Dimensionnement!$F$91<>ChoixPAC!$D$43,Dimensionnement!$F$91<>ChoixPAC!$D$46),IF(V$20<Dimensionnement!$I$15,0,IF(AND(V66>$H$4),1,0)),IF(Dimensionnement!$I$67=ChoixPAC!$C$111,IF(V$20<Dimensionnement!$I$15,0,IF(AND(V66>$H$4),1,0)),0)),0))))","v":1},{"$f":"IF(W66=\"-\",0,IF(W35=\"-\",0,IF(OR($A$7='BdD PAC split'!$X$42,$A$7='BdD PAC split'!$X$41),0,IF(Dimensionnement!$I$67=ChoixPAC!$C$111,IF(AND(Dimensionnement!$F$91<>ChoixPAC!$D$43,Dimensionnement!$F$91<>ChoixPAC!$D$46),IF(W$20<Dimensionnement!$I$15,0,IF(AND(W66>$H$4),1,0)),IF(Dimensionnement!$I$67=ChoixPAC!$C$111,IF(W$20<Dimensionnement!$I$15,0,IF(AND(W66>$H$4),1,0)),0)),0))))","v":1},{"$f":"IF(X66=\"-\",0,IF(X35=\"-\",0,IF(OR($A$7='BdD PAC split'!$X$42,$A$7='BdD PAC split'!$X$41),0,IF(Dimensionnement!$I$67=ChoixPAC!$C$111,IF(AND(Dimensionnement!$F$91<>ChoixPAC!$D$43,Dimensionnement!$F$91<>ChoixPAC!$D$46),IF(X$20<Dimensionnement!$I$15,0,IF(AND(X66>$H$4),1,0)),IF(Dimensionnement!$I$67=ChoixPAC!$C$111,IF(X$20<Dimensionnement!$I$15,0,IF(AND(X66>$H$4),1,0)),0)),0))))","v":1},{"$f":"IF(Y66=\"-\",0,IF(Y35=\"-\",0,IF(OR($A$7='BdD PAC split'!$X$42,$A$7='BdD PAC split'!$X$41),0,IF(Dimensionnement!$I$67=ChoixPAC!$C$111,IF(AND(Dimensionnement!$F$91<>ChoixPAC!$D$43,Dimensionnement!$F$91<>ChoixPAC!$D$46),IF(Y$20<Dimensionnement!$I$15,0,IF(AND(Y66>$H$4),1,0)),IF(Dimensionnement!$I$67=ChoixPAC!$C$111,IF(Y$20<Dimensionnement!$I$15,0,IF(AND(Y66>$H$4),1,0)),0)),0))))","v":1},{"$f":"IF(Z66=\"-\",0,IF(Z35=\"-\",0,IF(OR($A$7='BdD PAC split'!$X$42,$A$7='BdD PAC split'!$X$41),0,IF(Dimensionnement!$I$67=ChoixPAC!$C$111,IF(AND(Dimensionnement!$F$91<>ChoixPAC!$D$43,Dimensionnement!$F$91<>ChoixPAC!$D$46),IF(Z$20<Dimensionnement!$I$15,0,IF(AND(Z66>$H$4),1,0)),IF(Dimensionnement!$I$67=ChoixPAC!$C$111,IF(Z$20<Dimensionnement!$I$15,0,IF(AND(Z66>$H$4),1,0)),0)),0))))","v":1},{"$f":"IF(AA66=\"-\",0,IF(AA35=\"-\",0,IF(OR($A$7='BdD PAC split'!$X$42,$A$7='BdD PAC split'!$X$41),0,IF(Dimensionnement!$I$67=ChoixPAC!$C$111,IF(AND(Dimensionnement!$F$91<>ChoixPAC!$D$43,Dimensionnement!$F$91<>ChoixPAC!$D$46),IF(AA$20<Dimensionnement!$I$15,0,IF(AND(AA66>$H$4),1,0)),IF(Dimensionnement!$I$67=ChoixPAC!$C$111,IF(AA$20<Dimensionnement!$I$15,0,IF(AND(AA66>$H$4),1,0)),0)),0))))","v":1},{"$f":"IF(AB66=\"-\",0,IF(AB35=\"-\",0,IF(OR($A$7='BdD PAC split'!$X$42,$A$7='BdD PAC split'!$X$41),0,IF(Dimensionnement!$I$67=ChoixPAC!$C$111,IF(AND(Dimensionnement!$F$91<>ChoixPAC!$D$43,Dimensionnement!$F$91<>ChoixPAC!$D$46),IF(AB$20<Dimensionnement!$I$15,0,IF(AND(AB66>$H$4),1,0)),IF(Dimensionnement!$I$67=ChoixPAC!$C$111,IF(AB$20<Dimensionnement!$I$15,0,IF(AND(AB66>$H$4),1,0)),0)),0))))","v":1},{"$f":"IF(AC66=\"-\",0,IF(AC35=\"-\",0,IF(OR($A$7='BdD PAC split'!$X$42,$A$7='BdD PAC split'!$X$41),0,IF(Dimensionnement!$I$67=ChoixPAC!$C$111,IF(AND(Dimensionnement!$F$91<>ChoixPAC!$D$43,Dimensionnement!$F$91<>ChoixPAC!$D$46),IF(AC$20<Dimensionnement!$I$15,0,IF(AND(AC66>$H$4),1,0)),IF(Dimensionnement!$I$67=ChoixPAC!$C$111,IF(AC$20<Dimensionnement!$I$15,0,IF(AND(AC66>$H$4),1,0)),0)),0))))","v":1},{"$f":"IF(AD66=\"-\",0,IF(AD35=\"-\",0,IF(OR($A$7='BdD PAC split'!$X$42,$A$7='BdD PAC split'!$X$41),0,IF(Dimensionnement!$I$67=ChoixPAC!$C$111,IF(AND(Dimensionnement!$F$91<>ChoixPAC!$D$43,Dimensionnement!$F$91<>ChoixPAC!$D$46),IF(AD$20<Dimensionnement!$I$15,0,IF(AND(AD66>$H$4),1,0)),IF(Dimensionnement!$I$67=ChoixPAC!$C$111,IF(AD$20<Dimensionnement!$I$15,0,IF(AND(AD66>$H$4),1,0)),0)),0))))","v":1},{"$f":"IF(AE66=\"-\",0,IF(AE35=\"-\",0,IF(OR($A$7='BdD PAC split'!$X$42,$A$7='BdD PAC split'!$X$41),0,IF(Dimensionnement!$I$67=ChoixPAC!$C$111,IF(AND(Dimensionnement!$F$91<>ChoixPAC!$D$43,Dimensionnement!$F$91<>ChoixPAC!$D$46),IF(AE$20<Dimensionnement!$I$15,0,IF(AND(AE66>$H$4),1,0)),IF(Dimensionnement!$I$67=ChoixPAC!$C$111,IF(AE$20<Dimensionnement!$I$15,0,IF(AND(AE66>$H$4),1,0)),0)),0))))","v":1},{"$f":"IF(AF66=\"-\",0,IF(AF35=\"-\",0,IF(OR($A$7='BdD PAC split'!$X$42,$A$7='BdD PAC split'!$X$41),0,IF(Dimensionnement!$I$67=ChoixPAC!$C$111,IF(AND(Dimensionnement!$F$91<>ChoixPAC!$D$43,Dimensionnement!$F$91<>ChoixPAC!$D$46),IF(AF$20<Dimensionnement!$I$15,0,IF(AND(AF66>$H$4),1,0)),IF(Dimensionnement!$I$67=ChoixPAC!$C$111,IF(AF$20<Dimensionnement!$I$15,0,IF(AND(AF66>$H$4),1,0)),0)),0))))","v":1},{"$f":"IF(AG66=\"-\",0,IF(AG35=\"-\",0,IF(OR($A$7='BdD PAC split'!$X$42,$A$7='BdD PAC split'!$X$41),0,IF(Dimensionnement!$I$67=ChoixPAC!$C$111,IF(AND(Dimensionnement!$F$91<>ChoixPAC!$D$43,Dimensionnement!$F$91<>ChoixPAC!$D$46),IF(AG$20<Dimensionnement!$I$15,0,IF(AND(AG66>$H$4),1,0)),IF(Dimensionnement!$I$67=ChoixPAC!$C$111,IF(AG$20<Dimensionnement!$I$15,0,IF(AND(AG66>$H$4),1,0)),0)),0))))","v":1},{"$f":"IF(AH66=\"-\",0,IF(AH35=\"-\",0,IF(OR($A$7='BdD PAC split'!$X$42,$A$7='BdD PAC split'!$X$41),0,IF(Dimensionnement!$I$67=ChoixPAC!$C$111,IF(AND(Dimensionnement!$F$91<>ChoixPAC!$D$43,Dimensionnement!$F$91<>ChoixPAC!$D$46),IF(AH$20<Dimensionnement!$I$15,0,IF(AND(AH66>$H$4),1,0)),IF(Dimensionnement!$I$67=ChoixPAC!$C$111,IF(AH$20<Dimensionnement!$I$15,0,IF(AND(AH66>$H$4),1,0)),0)),0))))","v":1},{"$f":"IF(AI66=\"-\",0,IF(AI35=\"-\",0,IF(OR($A$7='BdD PAC split'!$X$42,$A$7='BdD PAC split'!$X$41),0,IF(Dimensionnement!$I$67=ChoixPAC!$C$111,IF(AND(Dimensionnement!$F$91<>ChoixPAC!$D$43,Dimensionnement!$F$91<>ChoixPAC!$D$46),IF(AI$20<Dimensionnement!$I$15,0,IF(AND(AI66>$H$4),1,0)),IF(Dimensionnement!$I$67=ChoixPAC!$C$111,IF(AI$20<Dimensionnement!$I$15,0,IF(AND(AI66>$H$4),1,0)),0)),0))))","v":1},{"$f":"IF(AJ66=\"-\",0,IF(AJ35=\"-\",0,IF(OR($A$7='BdD PAC split'!$X$42,$A$7='BdD PAC split'!$X$41),0,IF(Dimensionnement!$I$67=ChoixPAC!$C$111,IF(AND(Dimensionnement!$F$91<>ChoixPAC!$D$43,Dimensionnement!$F$91<>ChoixPAC!$D$46),IF(AJ$20<Dimensionnement!$I$15,0,IF(AND(AJ66>$H$4),1,0)),IF(Dimensionnement!$I$67=ChoixPAC!$C$111,IF(AJ$20<Dimensionnement!$I$15,0,IF(AND(AJ66>$H$4),1,0)),0)),0))))","v":1},{"$f":"IF(AK66=\"-\",0,IF(AK35=\"-\",0,IF(OR($A$7='BdD PAC split'!$X$42,$A$7='BdD PAC split'!$X$41),0,IF(Dimensionnement!$I$67=ChoixPAC!$C$111,IF(AND(Dimensionnement!$F$91<>ChoixPAC!$D$43,Dimensionnement!$F$91<>ChoixPAC!$D$46),IF(AK$20<Dimensionnement!$I$15,0,IF(AND(AK66>$H$4),1,0)),IF(Dimensionnement!$I$67=ChoixPAC!$C$111,IF(AK$20<Dimensionnement!$I$15,0,IF(AND(AK66>$H$4),1,0)),0)),0))))","v":1},{"$f":"IF(AL66=\"-\",0,IF(AL35=\"-\",0,IF(OR($A$7='BdD PAC split'!$X$42,$A$7='BdD PAC split'!$X$41),0,IF(Dimensionnement!$I$67=ChoixPAC!$C$111,IF(AND(Dimensionnement!$F$91<>ChoixPAC!$D$43,Dimensionnement!$F$91<>ChoixPAC!$D$46),IF(AL$20<Dimensionnement!$I$15,0,IF(AND(AL66>$H$4),1,0)),IF(Dimensionnement!$I$67=ChoixPAC!$C$111,IF(AL$20<Dimensionnement!$I$15,0,IF(AND(AL66>$H$4),1,0)),0)),0))))","v":1},{"$f":"IF(AM66=\"-\",0,IF(AM35=\"-\",0,IF(OR($A$7='BdD PAC split'!$X$42,$A$7='BdD PAC split'!$X$41),0,IF(Dimensionnement!$I$67=ChoixPAC!$C$111,IF(AND(Dimensionnement!$F$91<>ChoixPAC!$D$43,Dimensionnement!$F$91<>ChoixPAC!$D$46),IF(AM$20<Dimensionnement!$I$15,0,IF(AND(AM66>$H$4),1,0)),IF(Dimensionnement!$I$67=ChoixPAC!$C$111,IF(AM$20<Dimensionnement!$I$15,0,IF(AND(AM66>$H$4),1,0)),0)),0))))","v":1},{"$f":"IF(AN66=\"-\",0,IF(AN35=\"-\",0,IF(OR($A$7='BdD PAC split'!$X$42,$A$7='BdD PAC split'!$X$41),0,IF(Dimensionnement!$I$67=ChoixPAC!$C$111,IF(AND(Dimensionnement!$F$91<>ChoixPAC!$D$43,Dimensionnement!$F$91<>ChoixPAC!$D$46),IF(AN$20<Dimensionnement!$I$15,0,IF(AND(AN66>$H$4),1,0)),IF(Dimensionnement!$I$67=ChoixPAC!$C$111,IF(AN$20<Dimensionnement!$I$15,0,IF(AND(AN66>$H$4),1,0)),0)),0))))","v":1},{"$f":"IF(AO66=\"-\",0,IF(AO35=\"-\",0,IF(OR($A$7='BdD PAC split'!$X$42,$A$7='BdD PAC split'!$X$41),0,IF(Dimensionnement!$I$67=ChoixPAC!$C$111,IF(AND(Dimensionnement!$F$91<>ChoixPAC!$D$43,Dimensionnement!$F$91<>ChoixPAC!$D$46),IF(AO$20<Dimensionnement!$I$15,0,IF(AND(AO66>$H$4),1,0)),IF(Dimensionnement!$I$67=ChoixPAC!$C$111,IF(AO$20<Dimensionnement!$I$15,0,IF(AND(AO66>$H$4),1,0)),0)),0))))","v":1},{"$f":"IF(AP66=\"-\",0,IF(AP35=\"-\",0,IF(OR($A$7='BdD PAC split'!$X$42,$A$7='BdD PAC split'!$X$41),0,IF(Dimensionnement!$I$67=ChoixPAC!$C$111,IF(AND(Dimensionnement!$F$91<>ChoixPAC!$D$43,Dimensionnement!$F$91<>ChoixPAC!$D$46),IF(AP$20<Dimensionnement!$I$15,0,IF(AND(AP66>$H$4),1,0)),IF(Dimensionnement!$I$67=ChoixPAC!$C$111,IF(AP$20<Dimensionnement!$I$15,0,IF(AND(AP66>$H$4),1,0)),0)),0))))","v":1},{"$f":"IF(AQ66=\"-\",0,IF(AQ35=\"-\",0,IF(OR($A$7='BdD PAC split'!$X$42,$A$7='BdD PAC split'!$X$41),0,IF(Dimensionnement!$I$67=ChoixPAC!$C$111,IF(AND(Dimensionnement!$F$91<>ChoixPAC!$D$43,Dimensionnement!$F$91<>ChoixPAC!$D$46),IF(AQ$20<Dimensionnement!$I$15,0,IF(AND(AQ66>$H$4),1,0)),IF(Dimensionnement!$I$67=ChoixPAC!$C$111,IF(AQ$20<Dimensionnement!$I$15,0,IF(AND(AQ66>$H$4),1,0)),0)),0))))","v":1},{"$f":"IF(AR66=\"-\",0,IF(AR35=\"-\",0,IF(OR($A$7='BdD PAC split'!$X$42,$A$7='BdD PAC split'!$X$41),0,IF(Dimensionnement!$I$67=ChoixPAC!$C$111,IF(AND(Dimensionnement!$F$91<>ChoixPAC!$D$43,Dimensionnement!$F$91<>ChoixPAC!$D$46),IF(AR$20<Dimensionnement!$I$15,0,IF(AND(AR66>$H$4),1,0)),IF(Dimensionnement!$I$67=ChoixPAC!$C$111,IF(AR$20<Dimensionnement!$I$15,0,IF(AND(AR66>$H$4),1,0)),0)),0))))","v":1},{"$f":"IF(AS66=\"-\",0,IF(AS35=\"-\",0,IF(OR($A$7='BdD PAC split'!$X$42,$A$7='BdD PAC split'!$X$41),0,IF(Dimensionnement!$I$67=ChoixPAC!$C$111,IF(AND(Dimensionnement!$F$91<>ChoixPAC!$D$43,Dimensionnement!$F$91<>ChoixPAC!$D$46),IF(AS$20<Dimensionnement!$I$15,0,IF(AND(AS66>$H$4),1,0)),IF(Dimensionnement!$I$67=ChoixPAC!$C$111,IF(AS$20<Dimensionnement!$I$15,0,IF(AND(AS66>$H$4),1,0)),0)),0))))","v":1},{"$f":"IF(AT66=\"-\",0,IF(AT35=\"-\",0,IF(OR($A$7='BdD PAC split'!$X$42,$A$7='BdD PAC split'!$X$41),0,IF(Dimensionnement!$I$67=ChoixPAC!$C$111,IF(AND(Dimensionnement!$F$91<>ChoixPAC!$D$43,Dimensionnement!$F$91<>ChoixPAC!$D$46),IF(AT$20<Dimensionnement!$I$15,0,IF(AND(AT66>$H$4),1,0)),IF(Dimensionnement!$I$67=ChoixPAC!$C$111,IF(AT$20<Dimensionnement!$I$15,0,IF(AND(AT66>$H$4),1,0)),0)),0))))","v":1},{"$f":"IF(AU66=\"-\",0,IF(AU35=\"-\",0,IF(OR($A$7='BdD PAC split'!$X$42,$A$7='BdD PAC split'!$X$41),0,IF(Dimensionnement!$I$67=ChoixPAC!$C$111,IF(AND(Dimensionnement!$F$91<>ChoixPAC!$D$43,Dimensionnement!$F$91<>ChoixPAC!$D$46),IF(AU$20<Dimensionnement!$I$15,0,IF(AND(AU66>$H$4),1,0)),IF(Dimensionnement!$I$67=ChoixPAC!$C$111,IF(AU$20<Dimensionnement!$I$15,0,IF(AND(AU66>$H$4),1,0)),0)),0))))","v":1},{"$f":"IF(AV66=\"-\",0,IF(AV35=\"-\",0,IF(OR($A$7='BdD PAC split'!$X$42,$A$7='BdD PAC split'!$X$41),0,IF(Dimensionnement!$I$67=ChoixPAC!$C$111,IF(AND(Dimensionnement!$F$91<>ChoixPAC!$D$43,Dimensionnement!$F$91<>ChoixPAC!$D$46),IF(AV$20<Dimensionnement!$I$15,0,IF(AND(AV66>$H$4),1,0)),IF(Dimensionnement!$I$67=ChoixPAC!$C$111,IF(AV$20<Dimensionnement!$I$15,0,IF(AND(AV66>$H$4),1,0)),0)),0))))","v":1},{"$f":"IF(AW66=\"-\",0,IF(AW35=\"-\",0,IF(OR($A$7='BdD PAC split'!$X$42,$A$7='BdD PAC split'!$X$41),0,IF(Dimensionnement!$I$67=ChoixPAC!$C$111,IF(AND(Dimensionnement!$F$91<>ChoixPAC!$D$43,Dimensionnement!$F$91<>ChoixPAC!$D$46),IF(AW$20<Dimensionnement!$I$15,0,IF(AND(AW66>$H$4),1,0)),IF(Dimensionnement!$I$67=ChoixPAC!$C$111,IF(AW$20<Dimensionnement!$I$15,0,IF(AND(AW66>$H$4),1,0)),0)),0))))","v":1},{"$f":"IF(AX66=\"-\",0,IF(AX35=\"-\",0,IF(OR($A$7='BdD PAC split'!$X$42,$A$7='BdD PAC split'!$X$41),0,IF(Dimensionnement!$I$67=ChoixPAC!$C$111,IF(AND(Dimensionnement!$F$91<>ChoixPAC!$D$43,Dimensionnement!$F$91<>ChoixPAC!$D$46),IF(AX$20<Dimensionnement!$I$15,0,IF(AND(AX66>$H$4),1,0)),IF(Dimensionnement!$I$67=ChoixPAC!$C$111,IF(AX$20<Dimensionnement!$I$15,0,IF(AND(AX66>$H$4),1,0)),0)),0))))","v":1},{"$f":"IF(AY66=\"-\",0,IF(AY35=\"-\",0,IF(OR($A$7='BdD PAC split'!$X$42,$A$7='BdD PAC split'!$X$41),0,IF(Dimensionnement!$I$67=ChoixPAC!$C$111,IF(AND(Dimensionnement!$F$91<>ChoixPAC!$D$43,Dimensionnement!$F$91<>ChoixPAC!$D$46),IF(AY$20<Dimensionnement!$I$15,0,IF(AND(AY66>$H$4),1,0)),IF(Dimensionnement!$I$67=ChoixPAC!$C$111,IF(AY$20<Dimensionnement!$I$15,0,IF(AND(AY66>$H$4),1,0)),0)),0))))","v":1},{"$f":"IF(AZ66=\"-\",0,IF(AZ35=\"-\",0,IF(OR($A$7='BdD PAC split'!$X$42,$A$7='BdD PAC split'!$X$41),0,IF(Dimensionnement!$I$67=ChoixPAC!$C$111,IF(AND(Dimensionnement!$F$91<>ChoixPAC!$D$43,Dimensionnement!$F$91<>ChoixPAC!$D$46),IF(AZ$20<Dimensionnement!$I$15,0,IF(AND(AZ66>$H$4),1,0)),IF(Dimensionnement!$I$67=ChoixPAC!$C$111,IF(AZ$20<Dimensionnement!$I$15,0,IF(AND(AZ66>$H$4),1,0)),0)),0))))","v":1},{"$f":"IF(BA66=\"-\",0,IF(BA35=\"-\",0,IF(OR($A$7='BdD PAC split'!$X$42,$A$7='BdD PAC split'!$X$41),0,IF(Dimensionnement!$I$67=ChoixPAC!$C$111,IF(AND(Dimensionnement!$F$91<>ChoixPAC!$D$43,Dimensionnement!$F$91<>ChoixPAC!$D$46),IF(BA$20<Dimensionnement!$I$15,0,IF(AND(BA66>$H$4),1,0)),IF(Dimensionnement!$I$67=ChoixPAC!$C$111,IF(BA$20<Dimensionnement!$I$15,0,IF(AND(BA66>$H$4),1,0)),0)),0))))","v":1},{"$f":"IF(BB66=\"-\",0,IF(BB35=\"-\",0,IF(OR($A$7='BdD PAC split'!$X$42,$A$7='BdD PAC split'!$X$41),0,IF(Dimensionnement!$I$67=ChoixPAC!$C$111,IF(AND(Dimensionnement!$F$91<>ChoixPAC!$D$43,Dimensionnement!$F$91<>ChoixPAC!$D$46),IF(BB$20<Dimensionnement!$I$15,0,IF(AND(BB66>$H$4),1,0)),IF(Dimensionnement!$I$67=ChoixPAC!$C$111,IF(BB$20<Dimensionnement!$I$15,0,IF(AND(BB66>$H$4),1,0)),0)),0))))","v":1},{"$f":"IF(BC66=\"-\",0,IF(BC35=\"-\",0,IF(OR($A$7='BdD PAC split'!$X$42,$A$7='BdD PAC split'!$X$41),0,IF(Dimensionnement!$I$67=ChoixPAC!$C$111,IF(AND(Dimensionnement!$F$91<>ChoixPAC!$D$43,Dimensionnement!$F$91<>ChoixPAC!$D$46),IF(BC$20<Dimensionnement!$I$15,0,IF(AND(BC66>$H$4),1,0)),IF(Dimensionnement!$I$67=ChoixPAC!$C$111,IF(BC$20<Dimensionnement!$I$15,0,IF(AND(BC66>$H$4),1,0)),0)),0))))","v":1},{"$f":"IF(BD66=\"-\",0,IF(BD35=\"-\",0,IF(OR($A$7='BdD PAC split'!$X$42,$A$7='BdD PAC split'!$X$41),0,IF(Dimensionnement!$I$67=ChoixPAC!$C$111,IF(AND(Dimensionnement!$F$91<>ChoixPAC!$D$43,Dimensionnement!$F$91<>ChoixPAC!$D$46),IF(BD$20<Dimensionnement!$I$15,0,IF(AND(BD66>$H$4),1,0)),IF(Dimensionnement!$I$67=ChoixPAC!$C$111,IF(BD$20<Dimensionnement!$I$15,0,IF(AND(BD66>$H$4),1,0)),0)),0))))","v":1},{"$f":"IF(BE66=\"-\",0,IF(BE35=\"-\",0,IF(OR($A$7='BdD PAC split'!$X$42,$A$7='BdD PAC split'!$X$41),0,IF(Dimensionnement!$I$67=ChoixPAC!$C$111,IF(AND(Dimensionnement!$F$91<>ChoixPAC!$D$43,Dimensionnement!$F$91<>ChoixPAC!$D$46),IF(BE$20<Dimensionnement!$I$15,0,IF(AND(BE66>$H$4),1,0)),IF(Dimensionnement!$I$67=ChoixPAC!$C$111,IF(BE$20<Dimensionnement!$I$15,0,IF(AND(BE66>$H$4),1,0)),0)),0))))","v":1},{"$f":"IF(BF66=\"-\",0,IF(BF35=\"-\",0,IF(OR($A$7='BdD PAC split'!$X$42,$A$7='BdD PAC split'!$X$41),0,IF(Dimensionnement!$I$67=ChoixPAC!$C$111,IF(AND(Dimensionnement!$F$91<>ChoixPAC!$D$43,Dimensionnement!$F$91<>ChoixPAC!$D$46),IF(BF$20<Dimensionnement!$I$15,0,IF(AND(BF66>$H$4),1,0)),IF(Dimensionnement!$I$67=ChoixPAC!$C$111,IF(BF$20<Dimensionnement!$I$15,0,IF(AND(BF66>$H$4),1,0)),0)),0))))","v":1},{"$f":"IF(BG66=\"-\",0,IF(BG35=\"-\",0,IF(OR($A$7='BdD PAC split'!$X$42,$A$7='BdD PAC split'!$X$41),0,IF(Dimensionnement!$I$67=ChoixPAC!$C$111,IF(AND(Dimensionnement!$F$91<>ChoixPAC!$D$43,Dimensionnement!$F$91<>ChoixPAC!$D$46),IF(BG$20<Dimensionnement!$I$15,0,IF(AND(BG66>$H$4),1,0)),IF(Dimensionnement!$I$67=ChoixPAC!$C$111,IF(BG$20<Dimensionnement!$I$15,0,IF(AND(BG66>$H$4),1,0)),0)),0))))","v":1},{"$f":"IF(BH66=\"-\",0,IF(BH35=\"-\",0,IF(OR($A$7='BdD PAC split'!$X$42,$A$7='BdD PAC split'!$X$41),0,IF(Dimensionnement!$I$67=ChoixPAC!$C$111,IF(AND(Dimensionnement!$F$91<>ChoixPAC!$D$43,Dimensionnement!$F$91<>ChoixPAC!$D$46),IF(BH$20<Dimensionnement!$I$15,0,IF(AND(BH66>$H$4),1,0)),IF(Dimensionnement!$I$67=ChoixPAC!$C$111,IF(BH$20<Dimensionnement!$I$15,0,IF(AND(BH66>$H$4),1,0)),0)),0))))","v":1},{"$f":"IF(BI66=\"-\",0,IF(BI35=\"-\",0,IF(OR($A$7='BdD PAC split'!$X$42,$A$7='BdD PAC split'!$X$41),0,IF(Dimensionnement!$I$67=ChoixPAC!$C$111,IF(AND(Dimensionnement!$F$91<>ChoixPAC!$D$43,Dimensionnement!$F$91<>ChoixPAC!$D$46),IF(BI$20<Dimensionnement!$I$15,0,IF(AND(BI66>$H$4),1,0)),IF(Dimensionnement!$I$67=ChoixPAC!$C$111,IF(BI$20<Dimensionnement!$I$15,0,IF(AND(BI66>$H$4),1,0)),0)),0))))","v":1},{"$f":"IF(BJ66=\"-\",0,IF(BJ35=\"-\",0,IF(OR($A$7='BdD PAC split'!$X$42,$A$7='BdD PAC split'!$X$41),0,IF(Dimensionnement!$I$67=ChoixPAC!$C$111,IF(AND(Dimensionnement!$F$91<>ChoixPAC!$D$43,Dimensionnement!$F$91<>ChoixPAC!$D$46),IF(BJ$20<Dimensionnement!$I$15,0,IF(AND(BJ66>$H$4),1,0)),IF(Dimensionnement!$I$67=ChoixPAC!$C$111,IF(BJ$20<Dimensionnement!$I$15,0,IF(AND(BJ66>$H$4),1,0)),0)),0))))","v":1},null,"Jours à + de 7°C","Jours à - de 7°C",null,null,null,"Nb jours à la Température soit <> de 0"]
["PAC ON 40",{"$f":"IF(B67=\"-\",0,IF(B35=\"-\",0,IF($A$7='BdD PAC split'!$X$41,0,IF(Dimensionnement!$I$67=ChoixPAC!$C$111,IF(AND(Dimensionnement!$F$91<>ChoixPAC!$D$43,Dimensionnement!$F$91<>ChoixPAC!$D$46),IF(B$20<Dimensionnement!$I$15,0,IF(AND(B67>$H$4),1,0)),IF(Dimensionnement!$I$67=ChoixPAC!$C$111,IF(B$20<Dimensionnement!$I$15,0,IF(AND(B67>$H$4),1,0)),0)),0))))","v":0},{"$f":"IF(C67=\"-\",0,IF(C35=\"-\",0,IF($A$7='BdD PAC split'!$X$41,0,IF(Dimensionnement!$I$67=ChoixPAC!$C$111,IF(AND(Dimensionnement!$F$91<>ChoixPAC!$D$43,Dimensionnement!$F$91<>ChoixPAC!$D$46),IF(C$20<Dimensionnement!$I$15,0,IF(AND(C67>$H$4),1,0)),IF(Dimensionnement!$I$67=ChoixPAC!$C$111,IF(C$20<Dimensionnement!$I$15,0,IF(AND(C67>$H$4),1,0)),0)),0))))","v":0},{"$f":"IF(D67=\"-\",0,IF(D35=\"-\",0,IF($A$7='BdD PAC split'!$X$41,0,IF(Dimensionnement!$I$67=ChoixPAC!$C$111,IF(AND(Dimensionnement!$F$91<>ChoixPAC!$D$43,Dimensionnement!$F$91<>ChoixPAC!$D$46),IF(D$20<Dimensionnement!$I$15,0,IF(AND(D67>$H$4),1,0)),IF(Dimensionnement!$I$67=ChoixPAC!$C$111,IF(D$20<Dimensionnement!$I$15,0,IF(AND(D67>$H$4),1,0)),0)),0))))","v":0},{"$f":"IF(E67=\"-\",0,IF(E35=\"-\",0,IF($A$7='BdD PAC split'!$X$41,0,IF(Dimensionnement!$I$67=ChoixPAC!$C$111,IF(AND(Dimensionnement!$F$91<>ChoixPAC!$D$43,Dimensionnement!$F$91<>ChoixPAC!$D$46),IF(E$20<Dimensionnement!$I$15,0,IF(AND(E67>$H$4),1,0)),IF(Dimensionnement!$I$67=ChoixPAC!$C$111,IF(E$20<Dimensionnement!$I$15,0,IF(AND(E67>$H$4),1,0)),0)),0))))","v":0},{"$f":"IF(F67=\"-\",0,IF(F35=\"-\",0,IF($A$7='BdD PAC split'!$X$41,0,IF(Dimensionnement!$I$67=ChoixPAC!$C$111,IF(AND(Dimensionnement!$F$91<>ChoixPAC!$D$43,Dimensionnement!$F$91<>ChoixPAC!$D$46),IF(F$20<Dimensionnement!$I$15,0,IF(AND(F67>$H$4),1,0)),IF(Dimensionnement!$I$67=ChoixPAC!$C$111,IF(F$20<Dimensionnement!$I$15,0,IF(AND(F67>$H$4),1,0)),0)),0))))","v":0},{"$f":"IF(G67=\"-\",0,IF(G35=\"-\",0,IF($A$7='BdD PAC split'!$X$41,0,IF(Dimensionnement!$I$67=ChoixPAC!$C$111,IF(AND(Dimensionnement!$F$91<>ChoixPAC!$D$43,Dimensionnement!$F$91<>ChoixPAC!$D$46),IF(G$20<Dimensionnement!$I$15,0,IF(AND(G67>$H$4),1,0)),IF(Dimensionnement!$I$67=ChoixPAC!$C$111,IF(G$20<Dimensionnement!$I$15,0,IF(AND(G67>$H$4),1,0)),0)),0))))","v":0},{"$f":"IF(H67=\"-\",0,IF(H35=\"-\",0,IF($A$7='BdD PAC split'!$X$41,0,IF(Dimensionnement!$I$67=ChoixPAC!$C$111,IF(AND(Dimensionnement!$F$91<>ChoixPAC!$D$43,Dimensionnement!$F$91<>ChoixPAC!$D$46),IF(H$20<Dimensionnement!$I$15,0,IF(AND(H67>$H$4),1,0)),IF(Dimensionnement!$I$67=ChoixPAC!$C$111,IF(H$20<Dimensionnement!$I$15,0,IF(AND(H67>$H$4),1,0)),0)),0))))","v":0},{"$f":"IF(I67=\"-\",0,IF(I35=\"-\",0,IF($A$7='BdD PAC split'!$X$41,0,IF(Dimensionnement!$I$67=ChoixPAC!$C$111,IF(AND(Dimensionnement!$F$91<>ChoixPAC!$D$43,Dimensionnement!$F$91<>ChoixPAC!$D$46),IF(I$20<Dimensionnement!$I$15,0,IF(AND(I67>$H$4),1,0)),IF(Dimensionnement!$I$67=ChoixPAC!$C$111,IF(I$20<Dimensionnement!$I$15,0,IF(AND(I67>$H$4),1,0)),0)),0))))","v":0},{"$f":"IF(J67=\"-\",0,IF(J35=\"-\",0,IF($A$7='BdD PAC split'!$X$41,0,IF(Dimensionnement!$I$67=ChoixPAC!$C$111,IF(AND(Dimensionnement!$F$91<>ChoixPAC!$D$43,Dimensionnement!$F$91<>ChoixPAC!$D$46),IF(J$20<Dimensionnement!$I$15,0,IF(AND(J67>$H$4),1,0)),IF(Dimensionnement!$I$67=ChoixPAC!$C$111,IF(J$20<Dimensionnement!$I$15,0,IF(AND(J67>$H$4),1,0)),0)),0))))","v":0},{"$f":"IF(K67=\"-\",0,IF(K35=\"-\",0,IF($A$7='BdD PAC split'!$X$41,0,IF(Dimensionnement!$I$67=ChoixPAC!$C$111,IF(AND(Dimensionnement!$F$91<>ChoixPAC!$D$43,Dimensionnement!$F$91<>ChoixPAC!$D$46),IF(K$20<Dimensionnement!$I$15,0,IF(AND(K67>$H$4),1,0)),IF(Dimensionnement!$I$67=ChoixPAC!$C$111,IF(K$20<Dimensionnement!$I$15,0,IF(AND(K67>$H$4),1,0)),0)),0))))","v":0},{"$f":"IF(L67=\"-\",0,IF(L35=\"-\",0,IF($A$7='BdD PAC split'!$X$41,0,IF(Dimensionnement!$I$67=ChoixPAC!$C$111,IF(AND(Dimensionnement!$F$91<>ChoixPAC!$D$43,Dimensionnement!$F$91<>ChoixPAC!$D$46),IF(L$20<Dimensionnement!$I$15,0,IF(AND(L67>$H$4),1,0)),IF(Dimensionnement!$I$67=ChoixPAC!$C$111,IF(L$20<Dimensionnement!$I$15,0,IF(AND(L67>$H$4),1,0)),0)),0))))","v":0},{"$f":"IF(M67=\"-\",0,IF(M35=\"-\",0,IF($A$7='BdD PAC split'!$X$41,0,IF(Dimensionnement!$I$67=ChoixPAC!$C$111,IF(AND(Dimensionnement!$F$91<>ChoixPAC!$D$43,Dimensionnement!$F$91<>ChoixPAC!$D$46),IF(M$20<Dimensionnement!$I$15,0,IF(AND(M67>$H$4),1,0)),IF(Dimensionnement!$I$67=ChoixPAC!$C$111,IF(M$20<Dimensionnement!$I$15,0,IF(AND(M67>$H$4),1,0)),0)),0))))","v":0},{"$f":"IF(N67=\"-\",0,IF(N35=\"-\",0,IF($A$7='BdD PAC split'!$X$41,0,IF(Dimensionnement!$I$67=ChoixPAC!$C$111,IF(AND(Dimensionnement!$F$91<>ChoixPAC!$D$43,Dimensionnement!$F$91<>ChoixPAC!$D$46),IF(N$20<Dimensionnement!$I$15,0,IF(AND(N67>$H$4),1,0)),IF(Dimensionnement!$I$67=ChoixPAC!$C$111,IF(N$20<Dimensionnement!$I$15,0,IF(AND(N67>$H$4),1,0)),0)),0))))","v":0},{"$f":"IF(O67=\"-\",0,IF(O35=\"-\",0,IF($A$7='BdD PAC split'!$X$41,0,IF(Dimensionnement!$I$67=ChoixPAC!$C$111,IF(AND(Dimensionnement!$F$91<>ChoixPAC!$D$43,Dimensionnement!$F$91<>ChoixPAC!$D$46),IF(O$20<Dimensionnement!$I$15,0,IF(AND(O67>$H$4),1,0)),IF(Dimensionnement!$I$67=ChoixPAC!$C$111,IF(O$20<Dimensionnement!$I$15,0,IF(AND(O67>$H$4),1,0)),0)),0))))","v":0},{"$f":"IF(P67=\"-\",0,IF(P35=\"-\",0,IF($A$7='BdD PAC split'!$X$41,0,IF(Dimensionnement!$I$67=ChoixPAC!$C$111,IF(AND(Dimensionnement!$F$91<>ChoixPAC!$D$43,Dimensionnement!$F$91<>ChoixPAC!$D$46),IF(P$20<Dimensionnement!$I$15,0,IF(AND(P67>$H$4),1,0)),IF(Dimensionnement!$I$67=ChoixPAC!$C$111,IF(P$20<Dimensionnement!$I$15,0,IF(AND(P67>$H$4),1,0)),0)),0))))","v":0},{"$f":"IF(Q67=\"-\",0,IF(Q35=\"-\",0,IF($A$7='BdD PAC split'!$X$41,0,IF(Dimensionnement!$I$67=ChoixPAC!$C$111,IF(AND(Dimensionnement!$F$91<>ChoixPAC!$D$43,Dimensionnement!$F$91<>ChoixPAC!$D$46),IF(Q$20<Dimensionnement!$I$15,0,IF(AND(Q67>$H$4),1,0)),IF(Dimensionnement!$I$67=ChoixPAC!$C$111,IF(Q$20<Dimensionnement!$I$15,0,IF(AND(Q67>$H$4),1,0)),0)),0))))","v":1},{"$f":"IF(R67=\"-\",0,IF(R35=\"-\",0,IF($A$7='BdD PAC split'!$X$41,0,IF(Dimensionnement!$I$67=ChoixPAC!$C$111,IF(AND(Dimensionnement!$F$91<>ChoixPAC!$D$43,Dimensionnement!$F$91<>ChoixPAC!$D$46),IF(R$20<Dimensionnement!$I$15,0,IF(AND(R67>$H$4),1,0)),IF(Dimensionnement!$I$67=ChoixPAC!$C$111,IF(R$20<Dimensionnement!$I$15,0,IF(AND(R67>$H$4),1,0)),0)),0))))","v":1},{"$f":"IF(S67=\"-\",0,IF(S35=\"-\",0,IF($A$7='BdD PAC split'!$X$41,0,IF(Dimensionnement!$I$67=ChoixPAC!$C$111,IF(AND(Dimensionnement!$F$91<>ChoixPAC!$D$43,Dimensionnement!$F$91<>ChoixPAC!$D$46),IF(S$20<Dimensionnement!$I$15,0,IF(AND(S67>$H$4),1,0)),IF(Dimensionnement!$I$67=ChoixPAC!$C$111,IF(S$20<Dimensionnement!$I$15,0,IF(AND(S67>$H$4),1,0)),0)),0))))","v":1},{"$f":"IF(T67=\"-\",0,IF(T35=\"-\",0,IF($A$7='BdD PAC split'!$X$41,0,IF(Dimensionnement!$I$67=ChoixPAC!$C$111,IF(AND(Dimensionnement!$F$91<>ChoixPAC!$D$43,Dimensionnement!$F$91<>ChoixPAC!$D$46),IF(T$20<Dimensionnement!$I$15,0,IF(AND(T67>$H$4),1,0)),IF(Dimensionnement!$I$67=ChoixPAC!$C$111,IF(T$20<Dimensionnement!$I$15,0,IF(AND(T67>$H$4),1,0)),0)),0))))","v":1},{"$f":"IF(U67=\"-\",0,IF(U35=\"-\",0,IF($A$7='BdD PAC split'!$X$41,0,IF(Dimensionnement!$I$67=ChoixPAC!$C$111,IF(AND(Dimensionnement!$F$91<>ChoixPAC!$D$43,Dimensionnement!$F$91<>ChoixPAC!$D$46),IF(U$20<Dimensionnement!$I$15,0,IF(AND(U67>$H$4),1,0)),IF(Dimensionnement!$I$67=ChoixPAC!$C$111,IF(U$20<Dimensionnement!$I$15,0,IF(AND(U67>$H$4),1,0)),0)),0))))","v":1},{"$f":"IF(V67=\"-\",0,IF(V35=\"-\",0,IF($A$7='BdD PAC split'!$X$41,0,IF(Dimensionnement!$I$67=ChoixPAC!$C$111,IF(AND(Dimensionnement!$F$91<>ChoixPAC!$D$43,Dimensionnement!$F$91<>ChoixPAC!$D$46),IF(V$20<Dimensionnement!$I$15,0,IF(AND(V67>$H$4),1,0)),IF(Dimensionnement!$I$67=ChoixPAC!$C$111,IF(V$20<Dimensionnement!$I$15,0,IF(AND(V67>$H$4),1,0)),0)),0))))","v":1},{"$f":"IF(W67=\"-\",0,IF(W35=\"-\",0,IF($A$7='BdD PAC split'!$X$41,0,IF(Dimensionnement!$I$67=ChoixPAC!$C$111,IF(AND(Dimensionnement!$F$91<>ChoixPAC!$D$43,Dimensionnement!$F$91<>ChoixPAC!$D$46),IF(W$20<Dimensionnement!$I$15,0,IF(AND(W67>$H$4),1,0)),IF(Dimensionnement!$I$67=ChoixPAC!$C$111,IF(W$20<Dimensionnement!$I$15,0,IF(AND(W67>$H$4),1,0)),0)),0))))","v":1},{"$f":"IF(X67=\"-\",0,IF(X35=\"-\",0,IF($A$7='BdD PAC split'!$X$41,0,IF(Dimensionnement!$I$67=ChoixPAC!$C$111,IF(AND(Dimensionnement!$F$91<>ChoixPAC!$D$43,Dimensionnement!$F$91<>ChoixPAC!$D$46),IF(X$20<Dimensionnement!$I$15,0,IF(AND(X67>$H$4),1,0)),IF(Dimensionnement!$I$67=ChoixPAC!$C$111,IF(X$20<Dimensionnement!$I$15,0,IF(AND(X67>$H$4),1,0)),0)),0))))","v":1},{"$f":"IF(Y67=\"-\",0,IF(Y35=\"-\",0,IF($A$7='BdD PAC split'!$X$41,0,IF(Dimensionnement!$I$67=ChoixPAC!$C$111,IF(AND(Dimensionnement!$F$91<>ChoixPAC!$D$43,Dimensionnement!$F$91<>ChoixPAC!$D$46),IF(Y$20<Dimensionnement!$I$15,0,IF(AND(Y67>$H$4),1,0)),IF(Dimensionnement!$I$67=ChoixPAC!$C$111,IF(Y$20<Dimensionnement!$I$15,0,IF(AND(Y67>$H$4),1,0)),0)),0))))","v":1},{"$f":"IF(Z67=\"-\",0,IF(Z35=\"-\",0,IF($A$7='BdD PAC split'!$X$41,0,IF(Dimensionnement!$I$67=ChoixPAC!$C$111,IF(AND(Dimensionnement!$F$91<>ChoixPAC!$D$43,Dimensionnement!$F$91<>ChoixPAC!$D$46),IF(Z$20<Dimensionnement!$I$15,0,IF(AND(Z67>$H$4),1,0)),IF(Dimensionnement!$I$67=ChoixPAC!$C$111,IF(Z$20<Dimensionnement!$I$15,0,IF(AND(Z67>$H$4),1,0)),0)),0))))","v":1},{"$f":"IF(AA67=\"-\",0,IF(AA35=\"-\",0,IF($A$7='BdD PAC split'!$X$41,0,IF(Dimensionnement!$I$67=ChoixPAC!$C$111,IF(AND(Dimensionnement!$F$91<>ChoixPAC!$D$43,Dimensionnement!$F$91<>ChoixPAC!$D$46),IF(AA$20<Dimensionnement!$I$15,0,IF(AND(AA67>$H$4),1,0)),IF(Dimensionnement!$I$67=ChoixPAC!$C$111,IF(AA$20<Dimensionnement!$I$15,0,IF(AND(AA67>$H$4),1,0)),0)),0))))","v":1},{"$f":"IF(AB67=\"-\",0,IF(AB35=\"-\",0,IF($A$7='BdD PAC split'!$X$41,0,IF(Dimensionnement!$I$67=ChoixPAC!$C$111,IF(AND(Dimensionnement!$F$91<>ChoixPAC!$D$43,Dimensionnement!$F$91<>ChoixPAC!$D$46),IF(AB$20<Dimensionnement!$I$15,0,IF(AND(AB67>$H$4),1,0)),IF(Dimensionnement!$I$67=ChoixPAC!$C$111,IF(AB$20<Dimensionnement!$I$15,0,IF(AND(AB67>$H$4),1,0)),0)),0))))","v":1},{"$f":"IF(AC67=\"-\",0,IF(AC35=\"-\",0,IF($A$7='BdD PAC split'!$X$41,0,IF(Dimensionnement!$I$67=ChoixPAC!$C$111,IF(AND(Dimensionnement!$F$91<>ChoixPAC!$D$43,Dimensionnement!$F$91<>ChoixPAC!$D$46),IF(AC$20<Dimensionnement!$I$15,0,IF(AND(AC67>$H$4),1,0)),IF(Dimensionnement!$I$67=ChoixPAC!$C$111,IF(AC$20<Dimensionnement!$I$15,0,IF(AND(AC67>$H$4),1,0)),0)),0))))","v":1},{"$f":"IF(AD67=\"-\",0,IF(AD35=\"-\",0,IF($A$7='BdD PAC split'!$X$41,0,IF(Dimensionnement!$I$67=ChoixPAC!$C$111,IF(AND(Dimensionnement!$F$91<>ChoixPAC!$D$43,Dimensionnement!$F$91<>ChoixPAC!$D$46),IF(AD$20<Dimensionnement!$I$15,0,IF(AND(AD67>$H$4),1,0)),IF(Dimensionnement!$I$67=ChoixPAC!$C$111,IF(AD$20<Dimensionnement!$I$15,0,IF(AND(AD67>$H$4),1,0)),0)),0))))","v":1},{"$f":"IF(AE67=\"-\",0,IF(AE35=\"-\",0,IF($A$7='BdD PAC split'!$X$41,0,IF(Dimensionnement!$I$67=ChoixPAC!$C$111,IF(AND(Dimensionnement!$F$91<>ChoixPAC!$D$43,Dimensionnement!$F$91<>ChoixPAC!$D$46),IF(AE$20<Dimensionnement!$I$15,0,IF(AND(AE67>$H$4),1,0)),IF(Dimensionnement!$I$67=ChoixPAC!$C$111,IF(AE$20<Dimensionnement!$I$15,0,IF(AND(AE67>$H$4),1,0)),0)),0))))","v":1},{"$f":"IF(AF67=\"-\",0,IF(AF35=\"-\",0,IF($A$7='BdD PAC split'!$X$41,0,IF(Dimensionnement!$I$67=ChoixPAC!$C$111,IF(AND(Dimensionnement!$F$91<>ChoixPAC!$D$43,Dimensionnement!$F$91<>ChoixPAC!$D$46),IF(AF$20<Dimensionnement!$I$15,0,IF(AND(AF67>$H$4),1,0)),IF(Dimensionnement!$I$67=ChoixPAC!$C$111,IF(AF$20<Dimensionnement!$I$15,0,IF(AND(AF67>$H$4),1,0)),0)),0))))","v":1},{"$f":"IF(AG67=\"-\",0,IF(AG35=\"-\",0,IF($A$7='BdD PAC split'!$X$41,0,IF(Dimensionnement!$I$67=ChoixPAC!$C$111,IF(AND(Dimensionnement!$F$91<>ChoixPAC!$D$43,Dimensionnement!$F$91<>ChoixPAC!$D$46),IF(AG$20<Dimensionnement!$I$15,0,IF(AND(AG67>$H$4),1,0)),IF(Dimensionnement!$I$67=ChoixPAC!$C$111,IF(AG$20<Dimensionnement!$I$15,0,IF(AND(AG67>$H$4),1,0)),0)),0))))","v":1},{"$f":"IF(AH67=\"-\",0,IF(AH35=\"-\",0,IF($A$7='BdD PAC split'!$X$41,0,IF(Dimensionnement!$I$67=ChoixPAC!$C$111,IF(AND(Dimensionnement!$F$91<>ChoixPAC!$D$43,Dimensionnement!$F$91<>ChoixPAC!$D$46),IF(AH$20<Dimensionnement!$I$15,0,IF(AND(AH67>$H$4),1,0)),IF(Dimensionnement!$I$67=ChoixPAC!$C$111,IF(AH$20<Dimensionnement!$I$15,0,IF(AND(AH67>$H$4),1,0)),0)),0))))","v":1},{"$f":"IF(AI67=\"-\",0,IF(AI35=\"-\",0,IF($A$7='BdD PAC split'!$X$41,0,IF(Dimensionnement!$I$67=ChoixPAC!$C$111,IF(AND(Dimensionnement!$F$91<>ChoixPAC!$D$43,Dimensionnement!$F$91<>ChoixPAC!$D$46),IF(AI$20<Dimensionnement!$I$15,0,IF(AND(AI67>$H$4),1,0)),IF(Dimensionnement!$I$67=ChoixPAC!$C$111,IF(AI$20<Dimensionnement!$I$15,0,IF(AND(AI67>$H$4),1,0)),0)),0))))","v":1},{"$f":"IF(AJ67=\"-\",0,IF(AJ35=\"-\",0,IF($A$7='BdD PAC split'!$X$41,0,IF(Dimensionnement!$I$67=ChoixPAC!$C$111,IF(AND(Dimensionnement!$F$91<>ChoixPAC!$D$43,Dimensionnement!$F$91<>ChoixPAC!$D$46),IF(AJ$20<Dimensionnement!$I$15,0,IF(AND(AJ67>$H$4),1,0)),IF(Dimensionnement!$I$67=ChoixPAC!$C$111,IF(AJ$20<Dimensionnement!$I$15,0,IF(AND(AJ67>$H$4),1,0)),0)),0))))","v":1},{"$f":"IF(AK67=\"-\",0,IF(AK35=\"-\",0,IF($A$7='BdD PAC split'!$X$41,0,IF(Dimensionnement!$I$67=ChoixPAC!$C$111,IF(AND(Dimensionnement!$F$91<>ChoixPAC!$D$43,Dimensionnement!$F$91<>ChoixPAC!$D$46),IF(AK$20<Dimensionnement!$I$15,0,IF(AND(AK67>$H$4),1,0)),IF(Dimensionnement!$I$67=ChoixPAC!$C$111,IF(AK$20<Dimensionnement!$I$15,0,IF(AND(AK67>$H$4),1,0)),0)),0))))","v":1},{"$f":"IF(AL67=\"-\",0,IF(AL35=\"-\",0,IF($A$7='BdD PAC split'!$X$41,0,IF(Dimensionnement!$I$67=ChoixPAC!$C$111,IF(AND(Dimensionnement!$F$91<>ChoixPAC!$D$43,Dimensionnement!$F$91<>ChoixPAC!$D$46),IF(AL$20<Dimensionnement!$I$15,0,IF(AND(AL67>$H$4),1,0)),IF(Dimensionnement!$I$67=ChoixPAC!$C$111,IF(AL$20<Dimensionnement!$I$15,0,IF(AND(AL67>$H$4),1,0)),0)),0))))","v":1},{"$f":"IF(AM67=\"-\",0,IF(AM35=\"-\",0,IF($A$7='BdD PAC split'!$X$41,0,IF(Dimensionnement!$I$67=ChoixPAC!$C$111,IF(AND(Dimensionnement!$F$91<>ChoixPAC!$D$43,Dimensionnement!$F$91<>ChoixPAC!$D$46),IF(AM$20<Dimensionnement!$I$15,0,IF(AND(AM67>$H$4),1,0)),IF(Dimensionnement!$I$67=ChoixPAC!$C$111,IF(AM$20<Dimensionnement!$I$15,0,IF(AND(AM67>$H$4),1,0)),0)),0))))","v":1},{"$f":"IF(AN67=\"-\",0,IF(AN35=\"-\",0,IF($A$7='BdD PAC split'!$X$41,0,IF(Dimensionnement!$I$67=ChoixPAC!$C$111,IF(AND(Dimensionnement!$F$91<>ChoixPAC!$D$43,Dimensionnement!$F$91<>ChoixPAC!$D$46),IF(AN$20<Dimensionnement!$I$15,0,IF(AND(AN67>$H$4),1,0)),IF(Dimensionnement!$I$67=ChoixPAC!$C$111,IF(AN$20<Dimensionnement!$I$15,0,IF(AND(AN67>$H$4),1,0)),0)),0))))","v":1},{"$f":"IF(AO67=\"-\",0,IF(AO35=\"-\",0,IF($A$7='BdD PAC split'!$X$41,0,IF(Dimensionnement!$I$67=ChoixPAC!$C$111,IF(AND(Dimensionnement!$F$91<>ChoixPAC!$D$43,Dimensionnement!$F$91<>ChoixPAC!$D$46),IF(AO$20<Dimensionnement!$I$15,0,IF(AND(AO67>$H$4),1,0)),IF(Dimensionnement!$I$67=ChoixPAC!$C$111,IF(AO$20<Dimensionnement!$I$15,0,IF(AND(AO67>$H$4),1,0)),0)),0))))","v":1},{"$f":"IF(AP67=\"-\",0,IF(AP35=\"-\",0,IF($A$7='BdD PAC split'!$X$41,0,IF(Dimensionnement!$I$67=ChoixPAC!$C$111,IF(AND(Dimensionnement!$F$91<>ChoixPAC!$D$43,Dimensionnement!$F$91<>ChoixPAC!$D$46),IF(AP$20<Dimensionnement!$I$15,0,IF(AND(AP67>$H$4),1,0)),IF(Dimensionnement!$I$67=ChoixPAC!$C$111,IF(AP$20<Dimensionnement!$I$15,0,IF(AND(AP67>$H$4),1,0)),0)),0))))","v":1},{"$f":"IF(AQ67=\"-\",0,IF(AQ35=\"-\",0,IF($A$7='BdD PAC split'!$X$41,0,IF(Dimensionnement!$I$67=ChoixPAC!$C$111,IF(AND(Dimensionnement!$F$91<>ChoixPAC!$D$43,Dimensionnement!$F$91<>ChoixPAC!$D$46),IF(AQ$20<Dimensionnement!$I$15,0,IF(AND(AQ67>$H$4),1,0)),IF(Dimensionnement!$I$67=ChoixPAC!$C$111,IF(AQ$20<Dimensionnement!$I$15,0,IF(AND(AQ67>$H$4),1,0)),0)),0))))","v":1},{"$f":"IF(AR67=\"-\",0,IF(AR35=\"-\",0,IF($A$7='BdD PAC split'!$X$41,0,IF(Dimensionnement!$I$67=ChoixPAC!$C$111,IF(AND(Dimensionnement!$F$91<>ChoixPAC!$D$43,Dimensionnement!$F$91<>ChoixPAC!$D$46),IF(AR$20<Dimensionnement!$I$15,0,IF(AND(AR67>$H$4),1,0)),IF(Dimensionnement!$I$67=ChoixPAC!$C$111,IF(AR$20<Dimensionnement!$I$15,0,IF(AND(AR67>$H$4),1,0)),0)),0))))","v":1},{"$f":"IF(AS67=\"-\",0,IF(AS35=\"-\",0,IF($A$7='BdD PAC split'!$X$41,0,IF(Dimensionnement!$I$67=ChoixPAC!$C$111,IF(AND(Dimensionnement!$F$91<>ChoixPAC!$D$43,Dimensionnement!$F$91<>ChoixPAC!$D$46),IF(AS$20<Dimensionnement!$I$15,0,IF(AND(AS67>$H$4),1,0)),IF(Dimensionnement!$I$67=ChoixPAC!$C$111,IF(AS$20<Dimensionnement!$I$15,0,IF(AND(AS67>$H$4),1,0)),0)),0))))","v":1},{"$f":"IF(AT67=\"-\",0,IF(AT35=\"-\",0,IF($A$7='BdD PAC split'!$X$41,0,IF(Dimensionnement!$I$67=ChoixPAC!$C$111,IF(AND(Dimensionnement!$F$91<>ChoixPAC!$D$43,Dimensionnement!$F$91<>ChoixPAC!$D$46),IF(AT$20<Dimensionnement!$I$15,0,IF(AND(AT67>$H$4),1,0)),IF(Dimensionnement!$I$67=ChoixPAC!$C$111,IF(AT$20<Dimensionnement!$I$15,0,IF(AND(AT67>$H$4),1,0)),0)),0))))","v":1},{"$f":"IF(AU67=\"-\",0,IF(AU35=\"-\",0,IF($A$7='BdD PAC split'!$X$41,0,IF(Dimensionnement!$I$67=ChoixPAC!$C$111,IF(AND(Dimensionnement!$F$91<>ChoixPAC!$D$43,Dimensionnement!$F$91<>ChoixPAC!$D$46),IF(AU$20<Dimensionnement!$I$15,0,IF(AND(AU67>$H$4),1,0)),IF(Dimensionnement!$I$67=ChoixPAC!$C$111,IF(AU$20<Dimensionnement!$I$15,0,IF(AND(AU67>$H$4),1,0)),0)),0))))","v":1},{"$f":"IF(AV67=\"-\",0,IF(AV35=\"-\",0,IF($A$7='BdD PAC split'!$X$41,0,IF(Dimensionnement!$I$67=ChoixPAC!$C$111,IF(AND(Dimensionnement!$F$91<>ChoixPAC!$D$43,Dimensionnement!$F$91<>ChoixPAC!$D$46),IF(AV$20<Dimensionnement!$I$15,0,IF(AND(AV67>$H$4),1,0)),IF(Dimensionnement!$I$67=ChoixPAC!$C$111,IF(AV$20<Dimensionnement!$I$15,0,IF(AND(AV67>$H$4),1,0)),0)),0))))","v":1},{"$f":"IF(AW67=\"-\",0,IF(AW35=\"-\",0,IF($A$7='BdD PAC split'!$X$41,0,IF(Dimensionnement!$I$67=ChoixPAC!$C$111,IF(AND(Dimensionnement!$F$91<>ChoixPAC!$D$43,Dimensionnement!$F$91<>ChoixPAC!$D$46),IF(AW$20<Dimensionnement!$I$15,0,IF(AND(AW67>$H$4),1,0)),IF(Dimensionnement!$I$67=ChoixPAC!$C$111,IF(AW$20<Dimensionnement!$I$15,0,IF(AND(AW67>$H$4),1,0)),0)),0))))","v":1},{"$f":"IF(AX67=\"-\",0,IF(AX35=\"-\",0,IF($A$7='BdD PAC split'!$X$41,0,IF(Dimensionnement!$I$67=ChoixPAC!$C$111,IF(AND(Dimensionnement!$F$91<>ChoixPAC!$D$43,Dimensionnement!$F$91<>ChoixPAC!$D$46),IF(AX$20<Dimensionnement!$I$15,0,IF(AND(AX67>$H$4),1,0)),IF(Dimensionnement!$I$67=ChoixPAC!$C$111,IF(AX$20<Dimensionnement!$I$15,0,IF(AND(AX67>$H$4),1,0)),0)),0))))","v":1},{"$f":"IF(AY67=\"-\",0,IF(AY35=\"-\",0,IF($A$7='BdD PAC split'!$X$41,0,IF(Dimensionnement!$I$67=ChoixPAC!$C$111,IF(AND(Dimensionnement!$F$91<>ChoixPAC!$D$43,Dimensionnement!$F$91<>ChoixPAC!$D$46),IF(AY$20<Dimensionnement!$I$15,0,IF(AND(AY67>$H$4),1,0)),IF(Dimensionnement!$I$67=ChoixPAC!$C$111,IF(AY$20<Dimensionnement!$I$15,0,IF(AND(AY67>$H$4),1,0)),0)),0))))","v":1},{"$f":"IF(AZ67=\"-\",0,IF(AZ35=\"-\",0,IF($A$7='BdD PAC split'!$X$41,0,IF(Dimensionnement!$I$67=ChoixPAC!$C$111,IF(AND(Dimensionnement!$F$91<>ChoixPAC!$D$43,Dimensionnement!$F$91<>ChoixPAC!$D$46),IF(AZ$20<Dimensionnement!$I$15,0,IF(AND(AZ67>$H$4),1,0)),IF(Dimensionnement!$I$67=ChoixPAC!$C$111,IF(AZ$20<Dimensionnement!$I$15,0,IF(AND(AZ67>$H$4),1,0)),0)),0))))","v":1},{"$f":"IF(BA67=\"-\",0,IF(BA35=\"-\",0,IF($A$7='BdD PAC split'!$X$41,0,IF(Dimensionnement!$I$67=ChoixPAC!$C$111,IF(AND(Dimensionnement!$F$91<>ChoixPAC!$D$43,Dimensionnement!$F$91<>ChoixPAC!$D$46),IF(BA$20<Dimensionnement!$I$15,0,IF(AND(BA67>$H$4),1,0)),IF(Dimensionnement!$I$67=ChoixPAC!$C$111,IF(BA$20<Dimensionnement!$I$15,0,IF(AND(BA67>$H$4),1,0)),0)),0))))","v":1},{"$f":"IF(BB67=\"-\",0,IF(BB35=\"-\",0,IF($A$7='BdD PAC split'!$X$41,0,IF(Dimensionnement!$I$67=ChoixPAC!$C$111,IF(AND(Dimensionnement!$F$91<>ChoixPAC!$D$43,Dimensionnement!$F$91<>ChoixPAC!$D$46),IF(BB$20<Dimensionnement!$I$15,0,IF(AND(BB67>$H$4),1,0)),IF(Dimensionnement!$I$67=ChoixPAC!$C$111,IF(BB$20<Dimensionnement!$I$15,0,IF(AND(BB67>$H$4),1,0)),0)),0))))","v":1},{"$f":"IF(BC67=\"-\",0,IF(BC35=\"-\",0,IF($A$7='BdD PAC split'!$X$41,0,IF(Dimensionnement!$I$67=ChoixPAC!$C$111,IF(AND(Dimensionnement!$F$91<>ChoixPAC!$D$43,Dimensionnement!$F$91<>ChoixPAC!$D$46),IF(BC$20<Dimensionnement!$I$15,0,IF(AND(BC67>$H$4),1,0)),IF(Dimensionnement!$I$67=ChoixPAC!$C$111,IF(BC$20<Dimensionnement!$I$15,0,IF(AND(BC67>$H$4),1,0)),0)),0))))","v":1},{"$f":"IF(BD67=\"-\",0,IF(BD35=\"-\",0,IF($A$7='BdD PAC split'!$X$41,0,IF(Dimensionnement!$I$67=ChoixPAC!$C$111,IF(AND(Dimensionnement!$F$91<>ChoixPAC!$D$43,Dimensionnement!$F$91<>ChoixPAC!$D$46),IF(BD$20<Dimensionnement!$I$15,0,IF(AND(BD67>$H$4),1,0)),IF(Dimensionnement!$I$67=ChoixPAC!$C$111,IF(BD$20<Dimensionnement!$I$15,0,IF(AND(BD67>$H$4),1,0)),0)),0))))","v":1},{"$f":"IF(BE67=\"-\",0,IF(BE35=\"-\",0,IF($A$7='BdD PAC split'!$X$41,0,IF(Dimensionnement!$I$67=ChoixPAC!$C$111,IF(AND(Dimensionnement!$F$91<>ChoixPAC!$D$43,Dimensionnement!$F$91<>ChoixPAC!$D$46),IF(BE$20<Dimensionnement!$I$15,0,IF(AND(BE67>$H$4),1,0)),IF(Dimensionnement!$I$67=ChoixPAC!$C$111,IF(BE$20<Dimensionnement!$I$15,0,IF(AND(BE67>$H$4),1,0)),0)),0))))","v":1},{"$f":"IF(BF67=\"-\",0,IF(BF35=\"-\",0,IF($A$7='BdD PAC split'!$X$41,0,IF(Dimensionnement!$I$67=ChoixPAC!$C$111,IF(AND(Dimensionnement!$F$91<>ChoixPAC!$D$43,Dimensionnement!$F$91<>ChoixPAC!$D$46),IF(BF$20<Dimensionnement!$I$15,0,IF(AND(BF67>$H$4),1,0)),IF(Dimensionnement!$I$67=ChoixPAC!$C$111,IF(BF$20<Dimensionnement!$I$15,0,IF(AND(BF67>$H$4),1,0)),0)),0))))","v":1},{"$f":"IF(BG67=\"-\",0,IF(BG35=\"-\",0,IF($A$7='BdD PAC split'!$X$41,0,IF(Dimensionnement!$I$67=ChoixPAC!$C$111,IF(AND(Dimensionnement!$F$91<>ChoixPAC!$D$43,Dimensionnement!$F$91<>ChoixPAC!$D$46),IF(BG$20<Dimensionnement!$I$15,0,IF(AND(BG67>$H$4),1,0)),IF(Dimensionnement!$I$67=ChoixPAC!$C$111,IF(BG$20<Dimensionnement!$I$15,0,IF(AND(BG67>$H$4),1,0)),0)),0))))","v":1},{"$f":"IF(BH67=\"-\",0,IF(BH35=\"-\",0,IF($A$7='BdD PAC split'!$X$41,0,IF(Dimensionnement!$I$67=ChoixPAC!$C$111,IF(AND(Dimensionnement!$F$91<>ChoixPAC!$D$43,Dimensionnement!$F$91<>ChoixPAC!$D$46),IF(BH$20<Dimensionnement!$I$15,0,IF(AND(BH67>$H$4),1,0)),IF(Dimensionnement!$I$67=ChoixPAC!$C$111,IF(BH$20<Dimensionnement!$I$15,0,IF(AND(BH67>$H$4),1,0)),0)),0))))","v":1},{"$f":"IF(BI67=\"-\",0,IF(BI35=\"-\",0,IF($A$7='BdD PAC split'!$X$41,0,IF(Dimensionnement!$I$67=ChoixPAC!$C$111,IF(AND(Dimensionnement!$F$91<>ChoixPAC!$D$43,Dimensionnement!$F$91<>ChoixPAC!$D$46),IF(BI$20<Dimensionnement!$I$15,0,IF(AND(BI67>$H$4),1,0)),IF(Dimensionnement!$I$67=ChoixPAC!$C$111,IF(BI$20<Dimensionnement!$I$15,0,IF(AND(BI67>$H$4),1,0)),0)),0))))","v":1},{"$f":"IF(BJ67=\"-\",0,IF(BJ35=\"-\",0,IF($A$7='BdD PAC split'!$X$41,0,IF(Dimensionnement!$I$67=ChoixPAC!$C$111,IF(AND(Dimensionnement!$F$91<>ChoixPAC!$D$43,Dimensionnement!$F$91<>ChoixPAC!$D$46),IF(BJ$20<Dimensionnement!$I$15,0,IF(AND(BJ67>$H$4),1,0)),IF(Dimensionnement!$I$67=ChoixPAC!$C$111,IF(BJ$20<Dimensionnement!$I$15,0,IF(AND(BJ67>$H$4),1,0)),0)),0))))","v":1},null,null,null,null,null,null,"Puissance PAC soit > Déper à la température + 0,5 kW"]
["PAC ON 35",{"$f":"IF(B68=\"\",0,IF(B63<$A$13,0,IF(B68<$H$4,0,IF(OR(Dimensionnement!$F$91=ChoixPAC!$D$47,Dimensionnement!$F$91=ChoixPAC!$D$48),1,IF(Dimensionnement!$I$67=ChoixPAC!$C$111,1,0)))))","v":0},{"$f":"IF(C68=\"\",0,IF(C63<$A$13,0,IF(C68<$H$4,0,IF(OR(Dimensionnement!$F$91=ChoixPAC!$D$47,Dimensionnement!$F$91=ChoixPAC!$D$48),1,IF(Dimensionnement!$I$67=ChoixPAC!$C$111,1,0)))))","v":0},{"$f":"IF(D68=\"\",0,IF(D63<$A$13,0,IF(D68<$H$4,0,IF(OR(Dimensionnement!$F$91=ChoixPAC!$D$47,Dimensionnement!$F$91=ChoixPAC!$D$48),1,IF(Dimensionnement!$I$67=ChoixPAC!$C$111,1,0)))))","v":0},{"$f":"IF(E68=\"\",0,IF(E63<$A$13,0,IF(E68<$H$4,0,IF(OR(Dimensionnement!$F$91=ChoixPAC!$D$47,Dimensionnement!$F$91=ChoixPAC!$D$48),1,IF(Dimensionnement!$I$67=ChoixPAC!$C$111,1,0)))))","v":0},{"$f":"IF(F68=\"\",0,IF(F63<$A$13,0,IF(F68<$H$4,0,IF(OR(Dimensionnement!$F$91=ChoixPAC!$D$47,Dimensionnement!$F$91=ChoixPAC!$D$48),1,IF(Dimensionnement!$I$67=ChoixPAC!$C$111,1,0)))))","v":0},{"$f":"IF(G68=\"\",0,IF(G63<$A$13,0,IF(G68<$H$4,0,IF(OR(Dimensionnement!$F$91=ChoixPAC!$D$47,Dimensionnement!$F$91=ChoixPAC!$D$48),1,IF(Dimensionnement!$I$67=ChoixPAC!$C$111,1,0)))))","v":0},{"$f":"IF(H68=\"\",0,IF(H63<$A$13,0,IF(H68<$H$4,0,IF(OR(Dimensionnement!$F$91=ChoixPAC!$D$47,Dimensionnement!$F$91=ChoixPAC!$D$48),1,IF(Dimensionnement!$I$67=ChoixPAC!$C$111,1,0)))))","v":0},{"$f":"IF(I68=\"\",0,IF(I63<$A$13,0,IF(I68<$H$4,0,IF(OR(Dimensionnement!$F$91=ChoixPAC!$D$47,Dimensionnement!$F$91=ChoixPAC!$D$48),1,IF(Dimensionnement!$I$67=ChoixPAC!$C$111,1,0)))))","v":0},{"$f":"IF(J68=\"\",0,IF(J63<$A$13,0,IF(J68<$H$4,0,IF(OR(Dimensionnement!$F$91=ChoixPAC!$D$47,Dimensionnement!$F$91=ChoixPAC!$D$48),1,IF(Dimensionnement!$I$67=ChoixPAC!$C$111,1,0)))))","v":0},{"$f":"IF(K68=\"\",0,IF(K63<$A$13,0,IF(K68<$H$4,0,IF(OR(Dimensionnement!$F$91=ChoixPAC!$D$47,Dimensionnement!$F$91=ChoixPAC!$D$48),1,IF(Dimensionnement!$I$67=ChoixPAC!$C$111,1,0)))))","v":0},{"$f":"IF(L68=\"\",0,IF(L63<$A$13,0,IF(L68<$H$4,0,IF(OR(Dimensionnement!$F$91=ChoixPAC!$D$47,Dimensionnement!$F$91=ChoixPAC!$D$48),1,IF(Dimensionnement!$I$67=ChoixPAC!$C$111,1,0)))))","v":0},{"$f":"IF(M68=\"\",0,IF(M63<$A$13,0,IF(M68<$H$4,0,IF(OR(Dimensionnement!$F$91=ChoixPAC!$D$47,Dimensionnement!$F$91=ChoixPAC!$D$48),1,IF(Dimensionnement!$I$67=ChoixPAC!$C$111,1,0)))))","v":0},{"$f":"IF(N68=\"\",0,IF(N63<$A$13,0,IF(N68<$H$4,0,IF(OR(Dimensionnement!$F$91=ChoixPAC!$D$47,Dimensionnement!$F$91=ChoixPAC!$D$48),1,IF(Dimensionnement!$I$67=ChoixPAC!$C$111,1,0)))))","v":0},{"$f":"IF(O68=\"\",0,IF(O63<$A$13,0,IF(O68<$H$4,0,IF(OR(Dimensionnement!$F$91=ChoixPAC!$D$47,Dimensionnement!$F$91=ChoixPAC!$D$48),1,IF(Dimensionnement!$I$67=ChoixPAC!$C$111,1,0)))))","v":0},{"$f":"IF(P68=\"\",0,IF(P63<$A$13,0,IF(P68<$H$4,0,IF(OR(Dimensionnement!$F$91=ChoixPAC!$D$47,Dimensionnement!$F$91=ChoixPAC!$D$48),1,IF(Dimensionnement!$I$67=ChoixPAC!$C$111,1,0)))))","v":0},{"$f":"IF(Q68=\"\",0,IF(Q63<$A$13,0,IF(Q68<$H$4,0,IF(OR(Dimensionnement!$F$91=ChoixPAC!$D$47,Dimensionnement!$F$91=ChoixPAC!$D$48),1,IF(Dimensionnement!$I$67=ChoixPAC!$C$111,1,0)))))","v":1},{"$f":"IF(R68=\"\",0,IF(R63<$A$13,0,IF(R68<$H$4,0,IF(OR(Dimensionnement!$F$91=ChoixPAC!$D$47,Dimensionnement!$F$91=ChoixPAC!$D$48),1,IF(Dimensionnement!$I$67=ChoixPAC!$C$111,1,0)))))","v":1},{"$f":"IF(S68=\"\",0,IF(S63<$A$13,0,IF(S68<$H$4,0,IF(OR(Dimensionnement!$F$91=ChoixPAC!$D$47,Dimensionnement!$F$91=ChoixPAC!$D$48),1,IF(Dimensionnement!$I$67=ChoixPAC!$C$111,1,0)))))","v":1},{"$f":"IF(T68=\"\",0,IF(T63<$A$13,0,IF(T68<$H$4,0,IF(OR(Dimensionnement!$F$91=ChoixPAC!$D$47,Dimensionnement!$F$91=ChoixPAC!$D$48),1,IF(Dimensionnement!$I$67=ChoixPAC!$C$111,1,0)))))","v":1},{"$f":"IF(U68=\"\",0,IF(U63<$A$13,0,IF(U68<$H$4,0,IF(OR(Dimensionnement!$F$91=ChoixPAC!$D$47,Dimensionnement!$F$91=ChoixPAC!$D$48),1,IF(Dimensionnement!$I$67=ChoixPAC!$C$111,1,0)))))","v":1},{"$f":"IF(V68=\"\",0,IF(V63<$A$13,0,IF(V68<$H$4,0,IF(OR(Dimensionnement!$F$91=ChoixPAC!$D$47,Dimensionnement!$F$91=ChoixPAC!$D$48),1,IF(Dimensionnement!$I$67=ChoixPAC!$C$111,1,0)))))","v":1},{"$f":"IF(W68=\"\",0,IF(W63<$A$13,0,IF(W68<$H$4,0,IF(OR(Dimensionnement!$F$91=ChoixPAC!$D$47,Dimensionnement!$F$91=ChoixPAC!$D$48),1,IF(Dimensionnement!$I$67=ChoixPAC!$C$111,1,0)))))","v":1},{"$f":"IF(X68=\"\",0,IF(X63<$A$13,0,IF(X68<$H$4,0,IF(OR(Dimensionnement!$F$91=ChoixPAC!$D$47,Dimensionnement!$F$91=ChoixPAC!$D$48),1,IF(Dimensionnement!$I$67=ChoixPAC!$C$111,1,0)))))","v":1},{"$f":"IF(Y68=\"\",0,IF(Y63<$A$13,0,IF(Y68<$H$4,0,IF(OR(Dimensionnement!$F$91=ChoixPAC!$D$47,Dimensionnement!$F$91=ChoixPAC!$D$48),1,IF(Dimensionnement!$I$67=ChoixPAC!$C$111,1,0)))))","v":1},{"$f":"IF(Z68=\"\",0,IF(Z63<$A$13,0,IF(Z68<$H$4,0,IF(OR(Dimensionnement!$F$91=ChoixPAC!$D$47,Dimensionnement!$F$91=ChoixPAC!$D$48),1,IF(Dimensionnement!$I$67=ChoixPAC!$C$111,1,0)))))","v":1},{"$f":"IF(AA68=\"\",0,IF(AA63<$A$13,0,IF(AA68<$H$4,0,IF(OR(Dimensionnement!$F$91=ChoixPAC!$D$47,Dimensionnement!$F$91=ChoixPAC!$D$48),1,IF(Dimensionnement!$I$67=ChoixPAC!$C$111,1,0)))))","v":1},{"$f":"IF(AB68=\"\",0,IF(AB63<$A$13,0,IF(AB68<$H$4,0,IF(OR(Dimensionnement!$F$91=ChoixPAC!$D$47,Dimensionnement!$F$91=ChoixPAC!$D$48),1,IF(Dimensionnement!$I$67=ChoixPAC!$C$111,1,0)))))","v":1},{"$f":"IF(AC68=\"\",0,IF(AC63<$A$13,0,IF(AC68<$H$4,0,IF(OR(Dimensionnement!$F$91=ChoixPAC!$D$47,Dimensionnement!$F$91=ChoixPAC!$D$48),1,IF(Dimensionnement!$I$67=ChoixPAC!$C$111,1,0)))))","v":1},{"$f":"IF(AD68=\"\",0,IF(AD63<$A$13,0,IF(AD68<$H$4,0,IF(OR(Dimensionnement!$F$91=ChoixPAC!$D$47,Dimensionnement!$F$91=ChoixPAC!$D$48),1,IF(Dimensionnement!$I$67=ChoixPAC!$C$111,1,0)))))","v":1},{"$f":"IF(AE68=\"\",0,IF(AE63<$A$13,0,IF(AE68<$H$4,0,IF(OR(Dimensionnement!$F$91=ChoixPAC!$D$47,Dimensionnement!$F$91=ChoixPAC!$D$48),1,IF(Dimensionnement!$I$67=ChoixPAC!$C$111,1,0)))))","v":1},{"$f":"IF(AF68=\"\",0,IF(AF63<$A$13,0,IF(AF68<$H$4,0,IF(OR(Dimensionnement!$F$91=ChoixPAC!$D$47,Dimensionnement!$F$91=ChoixPAC!$D$48),1,IF(Dimensionnement!$I$67=ChoixPAC!$C$111,1,0)))))","v":1},{"$f":"IF(AG68=\"\",0,IF(AG63<$A$13,0,IF(AG68<$H$4,0,IF(OR(Dimensionnement!$F$91=ChoixPAC!$D$47,Dimensionnement!$F$91=ChoixPAC!$D$48),1,IF(Dimensionnement!$I$67=ChoixPAC!$C$111,1,0)))))","v":1},{"$f":"IF(AH68=\"\",0,IF(AH63<$A$13,0,IF(AH68<$H$4,0,IF(OR(Dimensionnement!$F$91=ChoixPAC!$D$47,Dimensionnement!$F$91=ChoixPAC!$D$48),1,IF(Dimensionnement!$I$67=ChoixPAC!$C$111,1,0)))))","v":1},{"$f":"IF(AI68=\"\",0,IF(AI63<$A$13,0,IF(AI68<$H$4,0,IF(OR(Dimensionnement!$F$91=ChoixPAC!$D$47,Dimensionnement!$F$91=ChoixPAC!$D$48),1,IF(Dimensionnement!$I$67=ChoixPAC!$C$111,1,0)))))","v":1},{"$f":"IF(AJ68=\"\",0,IF(AJ63<$A$13,0,IF(AJ68<$H$4,0,IF(OR(Dimensionnement!$F$91=ChoixPAC!$D$47,Dimensionnement!$F$91=ChoixPAC!$D$48),1,IF(Dimensionnement!$I$67=ChoixPAC!$C$111,1,0)))))","v":1},{"$f":"IF(AK68=\"\",0,IF(AK63<$A$13,0,IF(AK68<$H$4,0,IF(OR(Dimensionnement!$F$91=ChoixPAC!$D$47,Dimensionnement!$F$91=ChoixPAC!$D$48),1,IF(Dimensionnement!$I$67=ChoixPAC!$C$111,1,0)))))","v":1},{"$f":"IF(AL68=\"\",0,IF(AL63<$A$13,0,IF(AL68<$H$4,0,IF(OR(Dimensionnement!$F$91=ChoixPAC!$D$47,Dimensionnement!$F$91=ChoixPAC!$D$48),1,IF(Dimensionnement!$I$67=ChoixPAC!$C$111,1,0)))))","v":1},{"$f":"IF(AM68=\"\",0,IF(AM63<$A$13,0,IF(AM68<$H$4,0,IF(OR(Dimensionnement!$F$91=ChoixPAC!$D$47,Dimensionnement!$F$91=ChoixPAC!$D$48),1,IF(Dimensionnement!$I$67=ChoixPAC!$C$111,1,0)))))","v":1},{"$f":"IF(AN68=\"\",0,IF(AN63<$A$13,0,IF(AN68<$H$4,0,IF(OR(Dimensionnement!$F$91=ChoixPAC!$D$47,Dimensionnement!$F$91=ChoixPAC!$D$48),1,IF(Dimensionnement!$I$67=ChoixPAC!$C$111,1,0)))))","v":1},{"$f":"IF(AO68=\"\",0,IF(AO63<$A$13,0,IF(AO68<$H$4,0,IF(OR(Dimensionnement!$F$91=ChoixPAC!$D$47,Dimensionnement!$F$91=ChoixPAC!$D$48),1,IF(Dimensionnement!$I$67=ChoixPAC!$C$111,1,0)))))","v":1},{"$f":"IF(AP68=\"\",0,IF(AP63<$A$13,0,IF(AP68<$H$4,0,IF(OR(Dimensionnement!$F$91=ChoixPAC!$D$47,Dimensionnement!$F$91=ChoixPAC!$D$48),1,IF(Dimensionnement!$I$67=ChoixPAC!$C$111,1,0)))))","v":1},{"$f":"IF(AQ68=\"\",0,IF(AQ63<$A$13,0,IF(AQ68<$H$4,0,IF(OR(Dimensionnement!$F$91=ChoixPAC!$D$47,Dimensionnement!$F$91=ChoixPAC!$D$48),1,IF(Dimensionnement!$I$67=ChoixPAC!$C$111,1,0)))))","v":1},{"$f":"IF(AR68=\"\",0,IF(AR63<$A$13,0,IF(AR68<$H$4,0,IF(OR(Dimensionnement!$F$91=ChoixPAC!$D$47,Dimensionnement!$F$91=ChoixPAC!$D$48),1,IF(Dimensionnement!$I$67=ChoixPAC!$C$111,1,0)))))","v":1},{"$f":"IF(AS68=\"\",0,IF(AS63<$A$13,0,IF(AS68<$H$4,0,IF(OR(Dimensionnement!$F$91=ChoixPAC!$D$47,Dimensionnement!$F$91=ChoixPAC!$D$48),1,IF(Dimensionnement!$I$67=ChoixPAC!$C$111,1,0)))))","v":1},{"$f":"IF(AT68=\"\",0,IF(AT63<$A$13,0,IF(AT68<$H$4,0,IF(OR(Dimensionnement!$F$91=ChoixPAC!$D$47,Dimensionnement!$F$91=ChoixPAC!$D$48),1,IF(Dimensionnement!$I$67=ChoixPAC!$C$111,1,0)))))","v":1},{"$f":"IF(AU68=\"\",0,IF(AU63<$A$13,0,IF(AU68<$H$4,0,IF(OR(Dimensionnement!$F$91=ChoixPAC!$D$47,Dimensionnement!$F$91=ChoixPAC!$D$48),1,IF(Dimensionnement!$I$67=ChoixPAC!$C$111,1,0)))))","v":1},{"$f":"IF(AV68=\"\",0,IF(AV63<$A$13,0,IF(AV68<$H$4,0,IF(OR(Dimensionnement!$F$91=ChoixPAC!$D$47,Dimensionnement!$F$91=ChoixPAC!$D$48),1,IF(Dimensionnement!$I$67=ChoixPAC!$C$111,1,0)))))","v":1},{"$f":"IF(AW68=\"\",0,IF(AW63<$A$13,0,IF(AW68<$H$4,0,IF(OR(Dimensionnement!$F$91=ChoixPAC!$D$47,Dimensionnement!$F$91=ChoixPAC!$D$48),1,IF(Dimensionnement!$I$67=ChoixPAC!$C$111,1,0)))))","v":1},{"$f":"IF(AX68=\"\",0,IF(AX63<$A$13,0,IF(AX68<$H$4,0,IF(OR(Dimensionnement!$F$91=ChoixPAC!$D$47,Dimensionnement!$F$91=ChoixPAC!$D$48),1,IF(Dimensionnement!$I$67=ChoixPAC!$C$111,1,0)))))","v":1},{"$f":"IF(AY68=\"\",0,IF(AY63<$A$13,0,IF(AY68<$H$4,0,IF(OR(Dimensionnement!$F$91=ChoixPAC!$D$47,Dimensionnement!$F$91=ChoixPAC!$D$48),1,IF(Dimensionnement!$I$67=ChoixPAC!$C$111,1,0)))))","v":1},{"$f":"IF(AZ68=\"\",0,IF(AZ63<$A$13,0,IF(AZ68<$H$4,0,IF(OR(Dimensionnement!$F$91=ChoixPAC!$D$47,Dimensionnement!$F$91=ChoixPAC!$D$48),1,IF(Dimensionnement!$I$67=ChoixPAC!$C$111,1,0)))))","v":1},{"$f":"IF(BA68=\"\",0,IF(BA63<$A$13,0,IF(BA68<$H$4,0,IF(OR(Dimensionnement!$F$91=ChoixPAC!$D$47,Dimensionnement!$F$91=ChoixPAC!$D$48),1,IF(Dimensionnement!$I$67=ChoixPAC!$C$111,1,0)))))","v":1},{"$f":"IF(BB68=\"\",0,IF(BB63<$A$13,0,IF(BB68<$H$4,0,IF(OR(Dimensionnement!$F$91=ChoixPAC!$D$47,Dimensionnement!$F$91=ChoixPAC!$D$48),1,IF(Dimensionnement!$I$67=ChoixPAC!$C$111,1,0)))))","v":1},{"$f":"IF(BC68=\"\",0,IF(BC63<$A$13,0,IF(BC68<$H$4,0,IF(OR(Dimensionnement!$F$91=ChoixPAC!$D$47,Dimensionnement!$F$91=ChoixPAC!$D$48),1,IF(Dimensionnement!$I$67=ChoixPAC!$C$111,1,0)))))","v":1},{"$f":"IF(BD68=\"\",0,IF(BD63<$A$13,0,IF(BD68<$H$4,0,IF(OR(Dimensionnement!$F$91=ChoixPAC!$D$47,Dimensionnement!$F$91=ChoixPAC!$D$48),1,IF(Dimensionnement!$I$67=ChoixPAC!$C$111,1,0)))))","v":1},{"$f":"IF(BE68=\"\",0,IF(BE63<$A$13,0,IF(BE68<$H$4,0,IF(OR(Dimensionnement!$F$91=ChoixPAC!$D$47,Dimensionnement!$F$91=ChoixPAC!$D$48),1,IF(Dimensionnement!$I$67=ChoixPAC!$C$111,1,0)))))","v":1},{"$f":"IF(BF68=\"\",0,IF(BF63<$A$13,0,IF(BF68<$H$4,0,IF(OR(Dimensionnement!$F$91=ChoixPAC!$D$47,Dimensionnement!$F$91=ChoixPAC!$D$48),1,IF(Dimensionnement!$I$67=ChoixPAC!$C$111,1,0)))))","v":1},{"$f":"IF(BG68=\"\",0,IF(BG63<$A$13,0,IF(BG68<$H$4,0,IF(OR(Dimensionnement!$F$91=ChoixPAC!$D$47,Dimensionnement!$F$91=ChoixPAC!$D$48),1,IF(Dimensionnement!$I$67=ChoixPAC!$C$111,1,0)))))","v":1},{"$f":"IF(BH68=\"\",0,IF(BH63<$A$13,0,IF(BH68<$H$4,0,IF(OR(Dimensionnement!$F$91=ChoixPAC!$D$47,Dimensionnement!$F$91=ChoixPAC!$D$48),1,IF(Dimensionnement!$I$67=ChoixPAC!$C$111,1,0)))))","v":1},{"$f":"IF(BI68=\"\",0,IF(BI63<$A$13,0,IF(BI68<$H$4,0,IF(OR(Dimensionnement!$F$91=ChoixPAC!$D$47,Dimensionnement!$F$91=ChoixPAC!$D$48),1,IF(Dimensionnement!$I$67=ChoixPAC!$C$111,1,0)))))","v":1},{"$f":"IF(BJ68=\"\",0,IF(BJ63<$A$13,0,IF(BJ68<$H$4,0,IF(OR(Dimensionnement!$F$91=ChoixPAC!$D$47,Dimensionnement!$F$91=ChoixPAC!$D$48),1,IF(Dimensionnement!$I$67=ChoixPAC!$C$111,1,0)))))","v":1}]
["Nb jour",{"$f":"B22","v":0},0,0,0,0,0,0,0,0,0,0,0,0,0,0,0,0.15,0.4,0.9,1.05,1.65,3.05,4.2,5.35,6.75,8.35,8.35,9.8000000000000007,11.65,12.35,13.75,14.6,14.4,16.25,15.45,15.6,16.850000000000001,16.7,14.5,17.25,16.5,{"$f":"IF(Dimensionnement!$I$20-3<Résultats!AQ69,0,VLOOKUP(Dimensionnement!$C$15,'Station Météo'!$A$2:$BF$97,39+$BG$3,FALSE))","v":16.899999999999999},{"$f":"IF(Dimensionnement!$I$20-3<Résultats!AR69,0,VLOOKUP(Dimensionnement!$C$15,'Station Météo'!$A$2:$BF$97,40+$BG$3,FALSE))","v":17.149999999999999},{"$f":"VLOOKUP(Dimensionnement!$C$15,'Station Météo'!$A$2:$BF$97,41+$BG$3,FALSE)","v":15.45},{"$f":"VLOOKUP(Dimensionnement!$C$15,'Station Météo'!$A$2:$BF$97,42+$BG$3,FALSE)","v":14.8},{"$f":"VLOOKUP(Dimensionnement!$C$15,'Station Météo'!$A$2:$BF$97,43+$BG$3,FALSE)","v":12.65},{"$f":"VLOOKUP(Dimensionnement!$C$15,'Station Météo'!$A$2:$BF$97,44+$BG$3,FALSE)","v":10.8},{"$f":"VLOOKUP(Dimensionnement!$C$15,'Station Météo'!$A$2:$BF$97,45+$BG$3,FALSE)","v":9.1},{"$f":"VLOOKUP(Dimensionnement!$C$15,'Station Météo'!$A$2:$BF$97,46+$BG$3,FALSE)","v":8.1},{"$f":"VLOOKUP(Dimensionnement!$C$15,'Station Météo'!$A$2:$BF$97,47+$BG$3,FALSE)","v":5.7},{"$f":"VLOOKUP(Dimensionnement!$C$15,'Station Météo'!$A$2:$BF$97,48+$BG$3,FALSE)","v":3.8},{"$f":"IFERROR(IF(AZ74=0,0,VLOOKUP(Dimensionnement!$C$15,'Station Météo'!$A$2:$BF$97,49+$BG$3,FALSE)),0)","v":2.2999999999999998},{"$f":"IFERROR(IF(BA74=0,0,VLOOKUP(Dimensionnement!$C$15,'Station Météo'!$A$2:$BF$97,50+$BG$3,FALSE)),0)","v":1.35},{"$f":"IFERROR(IF(BB74=0,0,VLOOKUP(Dimensionnement!$C$15,'Station Météo'!$A$2:$BF$97,51+$BG$3,FALSE)),0)","v":0.65},{"$f":"IFERROR(IF(BC74=0,0,VLOOKUP(Dimensionnement!$C$15,'Station Météo'!$A$2:$BF$97,52+$BG$3,FALSE)),0)","v":0.5},{"$f":"IFERROR(IF(BD74=0,0,VLOOKUP(Dimensionnement!$C$15,'Station Météo'!$A$2:$BF$97,53+$BG$3,FALSE)),0)","v":0.05},{"$f":"IFERROR(IF(BE74=0,0,VLOOKUP(Dimensionnement!$C$15,'Station Météo'!$A$2:$BF$97,54+$BG$3,FALSE)),0)","v":0},{"$f":"IFERROR(IF(BF22=0,0,VLOOKUP(Dimensionnement!$C$15,'Station Météo'!$A$2:$BF$97,55+$BG$3,FALSE)),0)","v":0},{"$f":"IFERROR(IF(BG74=0,0,VLOOKUP(Dimensionnement!$C$15,'Station Météo'!$A$2:$BF$97,56+$BG$3,FALSE)),0)","v":0},{"$f":"IFERROR(IF(BH74=0,0,VLOOKUP(Dimensionnement!$C$15,'Station Météo'!$A$2:$BF$97,57,FALSE)),0)","v":0},{"$f":"IFERROR(IF(BI74=0,0,VLOOKUP(Dimensionnement!$C$15,'Station Météo'!$A$2:$BF$97,58+$BG$3,FALSE)),0)","v":0},{"$f":"SUM(B74:BJ74)","v":365.15},{"$f":"SUM(AH74:BJ74)","v":262.8},{"$f":"SUM(B74:AG74)","v":102.35},{"$f":"+BM74/BK74","v":0.28029576886211144},{"$f":"+BL74/BK74","v":0.71970423113788862},null,"La température ext soit > à la température de coupure"]
["Besoins ECS à 55°C [kWh]",{"$f":"IF(B63>=7,B74*$AO$8*5/45,$AO$4*B74*5/45)","v":0},0,0,0,0,0,0,0,0,0,0,0,0,0,0,0,0.23917682231046611,0.63780485949457633,1.4350609338627964,1.6742377561732626,2.6309450454151269,4.8632620536461433,6.6969510246930506,8.530639995739957,10.762957003970973,13.314176441949277,13.314176441949277,15.626219057617117,18.576066532779532,19.692225036895039,21.924542045126056,23.279877371552033,{"$f":"IF(AH63>=7,AH74*$AO$8*5/45,$AO$4*AH74*5/45)","v":16.580305230998039},18.710413889147095,17.789285820758309,17.961997333581206,19.401259940438678,19.228548427615781,16.695446239546637,19.861823974633069,18.998266410518585,19.458830444712977,19.746682966084467,17.789285820758309,17.040869265192427,14.565337581397582,12.435228923248532,10.477831777922372,9.3264216924363961,6.5630374872700576,4.3753583248467045,2.648243196617742,1.5544036154060665,0.74841655556588371,0.57570504274298739,5.7570504274298745E-2,0,0,0,0,0,465.78888888888883,null,null,null,null,null,"L'ECS soit demandé par la PAC ( voir menu déroulant dans onglet dimensionnement)"]
["Besoins ECS à 50°C [kWh]",{"$f":"IF(B63>=7,B74*$AO$8*5/45,$AO$4*B74*5/45)","v":0},0,0,0,0,0,0,0,0,0,0,0,0,0,0,0,0.23917682231046611,0.63780485949457633,1.4350609338627964,1.6742377561732626,2.6309450454151269,4.8632620536461433,6.6969510246930506,8.530639995739957,10.762957003970973,13.314176441949277,13.314176441949277,15.626219057617117,18.576066532779532,19.692225036895039,21.924542045126056,23.279877371552033,{"$f":"IF(AH63>=7,AH74*$AO$8*5/45,$AO$4*AH74*5/45)","v":16.580305230998039},18.710413889147095,17.789285820758309,17.961997333581206,19.401259940438678,19.228548427615781,16.695446239546637,19.861823974633069,18.998266410518585,19.458830444712977,19.746682966084467,17.789285820758309,17.040869265192427,14.565337581397582,12.435228923248532,10.477831777922372,9.3264216924363961,6.5630374872700576,4.3753583248467045,2.648243196617742,1.5544036154060665,0.74841655556588371,0.57570504274298739,5.7570504274298745E-2,0,0,0,0,0,465.78888888888883]
["Besoins ECS à 45°C [kWh]",{"$f":"IF(B63>=7,B74*$AO$8*5/45,$AO$4*B74*5/45)","v":0},0,0,0,0,0,0,0,0,0,0,0,0,0,0,0,0.23917682231046611,0.63780485949457633,1.4350609338627964,1.6742377561732626,2.6309450454151269,4.8632620536461433,6.6969510246930506,8.530639995739957,10.762957003970973,13.314176441949277,13.314176441949277,15.626219057617117,18.576066532779532,19.692225036895039,21.924542045126056,23.279877371552033,{"$f":"IF(AH63>=7,AH74*$AO$8*5/45,$AO$4*AH74*5/45)","v":16.580305230998039},18.710413889147095,17.789285820758309,17.961997333581206,19.401259940438678,19.228548427615781,16.695446239546637,19.861823974633069,18.998266410518585,19.458830444712977,19.746682966084467,17.789285820758309,17.040869265192427,14.565337581397582,12.435228923248532,10.477831777922372,9.3264216924363961,6.5630374872700576,4.3753583248467045,2.648243196617742,1.5544036154060665,0.74841655556588371,0.57570504274298739,5.7570504274298745E-2,0,0,0,0,0,465.78888888888883,null,"kWh"]
["Besoins ECS à 40°C [kWh]",{"$f":"IF(B63>=7,B74*$AO$8*5/45,$AO$4*B74*5/45)","v":0},0,0,0,0,0,0,0,0,0,0,0,0,0,0,0,0.23917682231046611,0.63780485949457633,1.4350609338627964,1.6742377561732626,2.6309450454151269,4.8632620536461433,6.6969510246930506,8.530639995739957,10.762957003970973,13.314176441949277,13.314176441949277,15.626219057617117,18.576066532779532,19.692225036895039,21.924542045126056,23.279877371552033,{"$f":"IF(AH63>=7,AH74*$AO$8*5/45,$AO$4*AH74*5/45)","v":16.580305230998039},18.710413889147095,17.789285820758309,17.961997333581206,19.401259940438678,19.228548427615781,16.695446239546637,19.861823974633069,18.998266410518585,19.458830444712977,19.746682966084467,17.789285820758309,17.040869265192427,14.565337581397582,12.435228923248532,10.477831777922372,9.3264216924363961,6.5630374872700576,4.3753583248467045,2.648243196617742,1.5544036154060665,0.74841655556588371,0.57570504274298739,5.7570504274298745E-2,0,0,0,0,0,465.78888888888883,"Total :"]
["Besoins ECS à 35°C [kWh]",{"$f":"IF(B63>=7,B74*$AO$8*25/45,$AO$4*B74*25/45)","v":0},0,0,0,0,0,0,0,0,0,0,0,0,0,0,0,1.1958841115523304,3.1890242974728817,7.1753046693139826,8.3711887808663121,13.154725227075634,24.316310268230719,33.484755123465249,42.653199978699782,53.814785019854874,66.570882209746387,66.570882209746387,78.131095288085589,92.880332663897676,98.461125184475208,109.62271022563029,116.39938685776016,{"$f":"IF(AH63>=7,AH74*$AO$8*25/45,$AO$4*AH74*25/45)","v":82.901526154990194},93.552069445735469,88.946429103791559,89.809986667906031,97.006299702193388,96.142742138078901,83.47723119773319,99.309119873165344,94.991332052592938,97.294152223564865,98.733414830422348,88.946429103791559,85.204346325962135,72.826687906987914,62.176144616242645,52.389158889611856,46.632108462181975,32.815187436350286,21.876791624233519,13.24121598308871,7.7720180770303307,3.7420827778294186,2.8785252137149371,0.28785252137149375,0,0,0,0,0,2328.9444444444448,{"$f":"SUM(BK75:BK79)","v":4192.1000000000004}]
["Puissance Nécessaire globale",{"$f":"IFERROR((B75+B76+B78+B77+B79)/B74/8,0)","v":0},{"$f":"IFERROR((C75+C76+C78+C77+C79)/C74/8,0)","v":0},0,0,0,0,0,0,0,0,0,0,0,0,0,0,1.7938261673284959,1.7938261673284961,1.7938261673284956,1.7938261673284954,1.7938261673284959,1.7938261673284956,1.7938261673284954,1.7938261673284959,1.7938261673284956,1.7938261673284954,1.7938261673284954,1.7938261673284956,1.7938261673284956,1.7938261673284956,1.7938261673284956,1.7938261673284956,1.295336346171722,1.2953363461717218,1.2953363461717218,1.2953363461717216,1.2953363461717218,1.2953363461717218,1.2953363461717218,1.2953363461717218,1.2953363461717218,1.2953363461717218,1.2953363461717218,1.2953363461717218,1.2953363461717218,1.2953363461717218,1.2953363461717218,1.295336346171722,1.2953363461717218,1.2953363461717218,1.2953363461717218,1.2953363461717218,1.2953363461717218,1.2953363461717218,1.2953363461717218,1.2953363461717218,0,0,0,0,0,{"$f":"MAX($B$80:$BJ$80)","v":1.7938261673284961},"kW"]
["Part PAC possible",{"$f":"IF(B73=0,0,IF(B80=0,0,IF(B80<B35,1,B35/B80)))","v":0},0,0,0,0,0,0,0,0,0,0,0,0,0,0,0,1,1,1,1,1,1,1,1,1,1,1,1,1,1,1,1,{"$f":"IF(AH73=0,0,IF(AH80=0,0,IF(AH80<AH35,1,AH35/AH80)))","v":1},1,1,1,1,1,1,1,1,1,1,1,1,1,1,1,1,1,1,1,1,1,1,1,0,0,0,0,0]
["Cout 55 PAC",{"$f":"B94*'Consommations et Coûts de prod.'!$H$78/100","v":0},{"$f":"C94*'Consommations et Coûts de prod.'!$H$78/100","v":0},{"$f":"D94*'Consommations et Coûts de prod.'!$H$78/100","v":0},{"$f":"E94*'Consommations et Coûts de prod.'!$H$78/100","v":0},{"$f":"F94*'Consommations et Coûts de prod.'!$H$78/100","v":0},{"$f":"G94*'Consommations et Coûts de prod.'!$H$78/100","v":0},{"$f":"H94*'Consommations et Coûts de prod.'!$H$78/100","v":0},{"$f":"I94*'Consommations et Coûts de prod.'!$H$78/100","v":0},{"$f":"J94*'Consommations et Coûts de prod.'!$H$78/100","v":0},{"$f":"K94*'Consommations et Coûts de prod.'!$H$78/100","v":0},{"$f":"L94*'Consommations et Coûts de prod.'!$H$78/100","v":0},{"$f":"M94*'Consommations et Coûts de prod.'!$H$78/100","v":0},{"$f":"N94*'Consommations et Coûts de prod.'!$H$78/100","v":0},{"$f":"O94*'Consommations et Coûts de prod.'!$H$78/100","v":0},{"$f":"P94*'Consommations et Coûts de prod.'!$H$78/100","v":0},{"$f":"Q94*'Consommations et Coûts de prod.'!$H$78/100","v":0},{"$f":"R94*'Consommations et Coûts de prod.'!$H$78/100","v":2.417666350361208E-2},{"$f":"S94*'Consommations et Coûts de prod.'!$H$78/100","v":6.1719287318164187E-2},{"$f":"T94*'Consommations et Coûts de prod.'!$H$78/100","v":0.13396715894354458},{"$f":"U94*'Consommations et Coûts de prod.'!$H$78/100","v":0.15358470052294612},{"$f":"V94*'Consommations et Coûts de prod.'!$H$78/100","v":0.23723351062919351},{"$f":"W94*'Consommations et Coûts de prod.'!$H$78/100","v":0.4311730100076217},{"$f":"X94*'Consommations et Coûts de prod.'!$H$78/100","v":0.58395941077955327},{"$f":"Y94*'Consommations et Coûts de prod.'!$H$78/100","v":0.73179057693185456},{"$f":"Z94*'Consommations et Coûts de prod.'!$H$78/100","v":0.90855387049478364},{"$f":"AA94*'Consommations et Coûts de prod.'!$H$78/100","v":1.1062616760928536},{"$f":"AB94*'Consommations et Coûts de prod.'!$H$78/100","v":1.0891545367718301},{"$f":"AC94*'Consommations et Coûts de prod.'!$H$78/100","v":1.2588228245907798},{"$f":"AD94*'Consommations et Coûts de prod.'!$H$78/100","v":1.4594167122535204},{"$f":"AE94*'Consommations et Coûts de prod.'!$H$78/100","v":1.5097372528286197},{"$f":"AF94*'Consommations et Coûts de prod.'!$H$78/100","v":1.6412381238497664},{"$f":"AG94*'Consommations et Coûts de prod.'!$H$78/100","v":1.7025421838088974},{"$f":"AH94*'Consommations et Coûts de prod.'!$H$78/100","v":1.1852677658375625},{"$f":"AI94*'Consommations et Coûts de prod.'!$H$78/100","v":1.2910185583511495},{"$f":"AJ94*'Consommations et Coûts de prod.'!$H$78/100","v":1.1912066074912842},{"$f":"AK94*'Consommations et Coûts de prod.'!$H$78/100","v":1.1634975415670761},{"$f":"AL94*'Consommations et Coûts de prod.'!$H$78/100","v":1.2218174414871499},{"$f":"AM94*'Consommations et Coûts de prod.'!$H$78/100","v":1.1736810136394709},{"$f":"AN94*'Consommations et Coûts de prod.'!$H$78/100","v":0.98864452172240713},{"$f":"AO94*'Consommations et Coûts de prod.'!$H$78/100","v":1.1462078053724611},{"$f":"AP94*'Consommations et Coûts de prod.'!$H$78/100","v":1.0653798160244874},{"$f":"AQ94*'Consommations et Coûts de prod.'!$H$78/100","v":1.0612083819848623},{"$f":"AR94*'Consommations et Coûts de prod.'!$H$78/100","v":1.0516102639991964},{"$f":"AS94*'Consommations et Coûts de prod.'!$H$78/100","v":0.9226011959981516},{"$f":"AT94*'Consommations et Coûts de prod.'!$H$78/100","v":0.86402107104985248},{"$f":"AU94*'Consommations et Coûts de prod.'!$H$78/100","v":0.72009940005227291},{"$f":"AV94*'Consommations et Coûts de prod.'!$H$78/100","v":0.61478842059798811},{"$f":"AW94*'Consommations et Coûts de prod.'!$H$78/100","v":0.51801616920756399},{"$f":"AX94*'Consommations et Coûts de prod.'!$H$78/100","v":0.46109131544849097},{"$f":"AY94*'Consommations et Coûts de prod.'!$H$78/100","v":0.32447166642671588},{"$f":"AZ94*'Consommations et Coûts de prod.'!$H$78/100","v":0.21631444428447721},{"$f":"BA94*'Consommations et Coûts de prod.'!$H$78/100","v":0.13092716364586779},{"$f":"BB94*'Consommations et Coûts de prod.'!$H$78/100","v":7.6848552574748513E-2},{"$f":"BC94*'Consommations et Coûts de prod.'!$H$78/100","v":3.7001154943397424E-2},{"$f":"BD94*'Consommations et Coûts de prod.'!$H$78/100","v":2.8462426879536481E-2},{"$f":"BE94*'Consommations et Coûts de prod.'!$H$78/100","v":2.8462426879536486E-3},{"$f":"BF94*'Consommations et Coûts de prod.'!$H$78/100","v":0},{"$f":"BG94*'Consommations et Coûts de prod.'!$H$78/100","v":0},{"$f":"BH94*'Consommations et Coûts de prod.'!$H$78/100","v":0},{"$f":"BI94*'Consommations et Coûts de prod.'!$H$78/100","v":0},{"$f":"BJ94*'Consommations et Coûts de prod.'!$H$78/100","v":0},30.49036044060167,"€"]
["Cout 50 PAC",{"$f":"B95*'Consommations et Coûts de prod.'!$H$78/100","v":0},{"$f":"C95*'Consommations et Coûts de prod.'!$H$78/100","v":0},{"$f":"D95*'Consommations et Coûts de prod.'!$H$78/100","v":0},{"$f":"E95*'Consommations et Coûts de prod.'!$H$78/100","v":0},{"$f":"F95*'Consommations et Coûts de prod.'!$H$78/100","v":0},{"$f":"G95*'Consommations et Coûts de prod.'!$H$78/100","v":0},{"$f":"H95*'Consommations et Coûts de prod.'!$H$78/100","v":0},{"$f":"I95*'Consommations et Coûts de prod.'!$H$78/100","v":0},{"$f":"J95*'Consommations et Coûts de prod.'!$H$78/100","v":0},{"$f":"K95*'Consommations et Coûts de prod.'!$H$78/100","v":0},{"$f":"L95*'Consommations et Coûts de prod.'!$H$78/100","v":0},{"$f":"M95*'Consommations et Coûts de prod.'!$H$78/100","v":0},{"$f":"N95*'Consommations et Coûts de prod.'!$H$78/100","v":0},{"$f":"O95*'Consommations et Coûts de prod.'!$H$78/100","v":0},{"$f":"P95*'Consommations et Coûts de prod.'!$H$78/100","v":0},{"$f":"Q95*'Consommations et Coûts de prod.'!$H$78/100","v":0},{"$f":"R95*'Consommations et Coûts de prod.'!$H$78/100","v":2.1566682784472144E-2},{"$f":"S95*'Consommations et Coûts de prod.'!$H$78/100","v":5.5311273880759154E-2},{"$f":"T95*'Consommations et Coûts de prod.'!$H$78/100","v":0.11986535273896093},{"$f":"U95*'Consommations et Coûts de prod.'!$H$78/100","v":0.13695955252819422},{"$f":"V95*'Consommations et Coûts de prod.'!$H$78/100","v":0.2119446592423252},{"$f":"W95*'Consommations et Coûts de prod.'!$H$78/100","v":0.3839799442356433},{"$f":"X95*'Consommations et Coûts de prod.'!$H$78/100","v":0.52098339589156228},{"$f":"Y95*'Consommations et Coûts de prod.'!$H$78/100","v":0.65087142659804376},{"$f":"Z95*'Consommations et Coûts de prod.'!$H$78/100","v":0.80951719266833821},{"$f":"AA95*'Consommations et Coûts de prod.'!$H$78/100","v":0.98277200062202341},{"$f":"AB95*'Consommations et Coûts de prod.'!$H$78/100","v":0.96924761529236247},{"$f":"AC95*'Consommations et Coûts de prod.'!$H$78/100","v":1.1170634974972236},{"$f":"AD95*'Consommations et Coûts de prod.'!$H$78/100","v":1.2652453900223655},{"$f":"AE95*'Consommations et Coûts de prod.'!$H$78/100","v":1.2808016858013289},{"$f":"AF95*'Consommations et Coûts de prod.'!$H$78/100","v":1.3644803225731394},{"$f":"AG95*'Consommations et Coûts de prod.'!$H$78/100","v":1.3889159920546268},{"$f":"AH95*'Consommations et Coûts de prod.'!$H$78/100","v":0.94992579067125948},{"$f":"AI95*'Consommations et Coûts de prod.'!$H$78/100","v":1.0382317077649106},{"$f":"AJ95*'Consommations et Coûts de prod.'!$H$78/100","v":0.95377015532241327},{"$f":"AK95*'Consommations et Coûts de prod.'!$H$78/100","v":0.93461277929158593},{"$f":"AL95*'Consommations et Coûts de prod.'!$H$78/100","v":0.97745395318972006},{"$f":"AM95*'Consommations et Coûts de prod.'!$H$78/100","v":0.94184278872303229},{"$f":"AN95*'Consommations et Coûts de prod.'!$H$78/100","v":0.79328362820839859},{"$f":"AO95*'Consommations et Coûts de prod.'!$H$78/100","v":0.91897127252894106},{"$f":"AP95*'Consommations et Coûts de prod.'!$H$78/100","v":0.85411469669951845},{"$f":"AQ95*'Consommations et Coûts de prod.'!$H$78/100","v":0.85307082640219589},{"$f":"AR95*'Consommations et Coûts de prod.'!$H$78/100","v":0.84241897492408735},{"$f":"AS95*'Consommations et Coûts de prod.'!$H$78/100","v":0.740986787337098},{"$f":"AT95*'Consommations et Coûts de prod.'!$H$78/100","v":0.69165881135192775},{"$f":"AU95*'Consommations et Coûts de prod.'!$H$78/100","v":0.577879768541949},{"$f":"AV95*'Consommations et Coûts de prod.'!$H$78/100","v":0.49336770752988551},{"$f":"AW95*'Consommations et Coûts de prod.'!$H$78/100","v":0.41570797578907009},{"$f":"AX95*'Consommations et Coûts de prod.'!$H$78/100","v":0.37002578064741398},{"$f":"AY95*'Consommations et Coûts de prod.'!$H$78/100","v":0.26038851230743953},{"$f":"AZ95*'Consommations et Coûts de prod.'!$H$78/100","v":0.17359234153829298},{"$f":"BA95*'Consommations et Coûts de prod.'!$H$78/100","v":0.10506904882580891},{"$f":"BB95*'Consommations et Coûts de prod.'!$H$78/100","v":6.1670963441235689E-2},{"$f":"BC95*'Consommations et Coûts de prod.'!$H$78/100","v":2.9693426842076435E-2},{"$f":"BD95*'Consommations et Coûts de prod.'!$H$78/100","v":2.2841097570828021E-2},{"$f":"BE95*'Consommations et Coûts de prod.'!$H$78/100","v":2.2841097570828026E-3},{"$f":"BF95*'Consommations et Coûts de prod.'!$H$78/100","v":0},{"$f":"BG95*'Consommations et Coûts de prod.'!$H$78/100","v":0},{"$f":"BH95*'Consommations et Coûts de prod.'!$H$78/100","v":0},{"$f":"BI95*'Consommations et Coûts de prod.'!$H$78/100","v":0},{"$f":"BJ95*'Consommations et Coûts de prod.'!$H$78/100","v":0},{"$f":"SUM(B83:BJ83)","v":25.282388889637538},"€"]
["Cout 45 PAC",{"$f":"B96*'Consommations et Coûts de prod.'!$H$78/100","v":0},{"$f":"C96*'Consommations et Coûts de prod.'!$H$78/100","v":0},{"$f":"D96*'Consommations et Coûts de prod.'!$H$78/100","v":0},{"$f":"E96*'Consommations et Coûts de prod.'!$H$78/100","v":0},{"$f":"F96*'Consommations et Coûts de prod.'!$H$78/100","v":0},{"$f":"G96*'Consommations et Coûts de prod.'!$H$78/100","v":0},{"$f":"H96*'Consommations et Coûts de prod.'!$H$78/100","v":0},{"$f":"I96*'Consommations et Coûts de prod.'!$H$78/100","v":0},{"$f":"J96*'Consommations et Coûts de prod.'!$H$78/100","v":0},{"$f":"K96*'Consommations et Coûts de prod.'!$H$78/100","v":0},{"$f":"L96*'Consommations et Coûts de prod.'!$H$78/100","v":0},{"$f":"M96*'Consommations et Coûts de prod.'!$H$78/100","v":0},{"$f":"N96*'Consommations et Coûts de prod.'!$H$78/100","v":0},{"$f":"O96*'Consommations et Coûts de prod.'!$H$78/100","v":0},{"$f":"P96*'Consommations et Coûts de prod.'!$H$78/100","v":0},{"$f":"Q96*'Consommations et Coûts de prod.'!$H$78/100","v":0},{"$f":"R96*'Consommations et Coûts de prod.'!$H$78/100","v":1.9465313692651781E-2},{"$f":"S96*'Consommations et Coûts de prod.'!$H$78/100","v":5.0108728317717448E-2},{"$f":"T96*'Consommations et Coûts de prod.'!$H$78/100","v":0.1084496048590599},{"$f":"U96*'Consommations et Coûts de prod.'!$H$78/100","v":0.12415959434798914},{"$f":"V96*'Consommations et Coûts de prod.'!$H$78/100","v":0.19152797188411952},{"$f":"W96*'Consommations et Coûts de prod.'!$H$78/100","v":0.34765751707821752},{"$f":"X96*'Consommations et Coûts de prod.'!$H$78/100","v":0.47026819806141029},{"$f":"Y96*'Consommations et Coûts de prod.'!$H$78/100","v":0.58606604646057625},{"$f":"Z96*'Consommations et Coûts de prod.'!$H$78/100","v":0.72684309639582689},{"$f":"AA96*'Consommations et Coûts de prod.'!$H$78/100","v":0.88408359888592047},{"$f":"AB96*'Consommations et Coûts de prod.'!$H$78/100","v":0.86953078244335402},{"$f":"AC96*'Consommations et Coûts de prod.'!$H$78/100","v":1.0040003904630916},{"$f":"AD96*'Consommations et Coûts de prod.'!$H$78/100","v":1.1166749086182239},{"$f":"AE96*'Consommations et Coûts de prod.'!$H$78/100","v":1.1121552004822925},{"$f":"AF96*'Consommations et Coûts de prod.'!$H$78/100","v":1.1675922223360755},{"$f":"AG96*'Consommations et Coûts de prod.'!$H$78/100","v":1.1728623932905737},{"$f":"AH96*'Consommations et Coûts de prod.'!$H$78/100","v":0.79255856631306898},{"$f":"AI96*'Consommations et Coûts de prod.'!$H$78/100","v":0.86569757557074167},{"$f":"AJ96*'Consommations et Coûts de prod.'!$H$78/100","v":0.79525624218432212},{"$f":"AK96*'Consommations et Coûts de prod.'!$H$78/100","v":0.77884398274298827},{"$f":"AL96*'Consommations et Coûts de prod.'!$H$78/100","v":0.81454496099143336},{"$f":"AM96*'Consommations et Coûts de prod.'!$H$78/100","v":0.78446545898782105},{"$f":"AN96*'Consommations et Coûts de prod.'!$H$78/100","v":0.66239182955401277},{"$f":"AO96*'Consommations et Coûts de prod.'!$H$78/100","v":0.76506588950831744},{"$f":"AP96*'Consommations et Coûts de prod.'!$H$78/100","v":0.7127718390896689},{"$f":"AQ96*'Consommations et Coûts de prod.'!$H$78/100","v":0.71154755566266104},{"$f":"AR96*'Consommations et Coûts de prod.'!$H$78/100","v":0.7026454230308532},{"$f":"AS96*'Consommations et Coûts de prod.'!$H$78/100","v":0.61775922532917793},{"$f":"AT96*'Consommations et Coûts de prod.'!$H$78/100","v":0.57662813483710829},{"$f":"AU96*'Consommations et Coûts de prod.'!$H$78/100","v":0.48156647378495754},{"$f":"AV96*'Consommations et Coûts de prod.'!$H$78/100","v":0.41113975627490462},{"$f":"AW96*'Consommations et Coûts de prod.'!$H$78/100","v":0.34642331315755842},{"$f":"AX96*'Consommations et Coûts de prod.'!$H$78/100","v":0.30835481720617836},{"$f":"AY96*'Consommations et Coûts de prod.'!$H$78/100","v":0.2169904269228663},{"$f":"AZ96*'Consommations et Coûts de prod.'!$H$78/100","v":0.14466028461524416},{"$f":"BA96*'Consommations et Coûts de prod.'!$H$78/100","v":8.7557540688174104E-2},{"$f":"BB96*'Consommations et Coûts de prod.'!$H$78/100","v":5.1392469534363078E-2},{"$f":"BC96*'Consommations et Coûts de prod.'!$H$78/100","v":2.474452236839703E-2},{"$f":"BD96*'Consommations et Coûts de prod.'!$H$78/100","v":1.9034247975690019E-2},{"$f":"BE96*'Consommations et Coûts de prod.'!$H$78/100","v":1.9034247975690021E-3},{"$f":"BF96*'Consommations et Coûts de prod.'!$H$78/100","v":0},{"$f":"BG96*'Consommations et Coûts de prod.'!$H$78/100","v":0},{"$f":"BH96*'Consommations et Coûts de prod.'!$H$78/100","v":0},{"$f":"BI96*'Consommations et Coûts de prod.'!$H$78/100","v":0},{"$f":"BJ96*'Consommations et Coûts de prod.'!$H$78/100","v":0},21.625389528745178,"€"]
["Cout 40 PAC",{"$f":"B97*'Consommations et Coûts de prod.'!$H$78/100","v":0},{"$f":"C97*'Consommations et Coûts de prod.'!$H$78/100","v":0},{"$f":"D97*'Consommations et Coûts de prod.'!$H$78/100","v":0},{"$f":"E97*'Consommations et Coûts de prod.'!$H$78/100","v":0},{"$f":"F97*'Consommations et Coûts de prod.'!$H$78/100","v":0},{"$f":"G97*'Consommations et Coûts de prod.'!$H$78/100","v":0},{"$f":"H97*'Consommations et Coûts de prod.'!$H$78/100","v":0},{"$f":"I97*'Consommations et Coûts de prod.'!$H$78/100","v":0},{"$f":"J97*'Consommations et Coûts de prod.'!$H$78/100","v":0},{"$f":"K97*'Consommations et Coûts de prod.'!$H$78/100","v":0},{"$f":"L97*'Consommations et Coûts de prod.'!$H$78/100","v":0},{"$f":"M97*'Consommations et Coûts de prod.'!$H$78/100","v":0},{"$f":"N97*'Consommations et Coûts de prod.'!$H$78/100","v":0},{"$f":"O97*'Consommations et Coûts de prod.'!$H$78/100","v":0},{"$f":"P97*'Consommations et Coûts de prod.'!$H$78/100","v":0},{"$f":"Q97*'Consommations et Coûts de prod.'!$H$78/100","v":0},{"$f":"R97*'Consommations et Coûts de prod.'!$H$78/100","v":1.7097910675977913E-2},{"$f":"S97*'Consommations et Coûts de prod.'!$H$78/100","v":4.4008535305125766E-2},{"$f":"T97*'Consommations et Coûts de prod.'!$H$78/100","v":9.569082781681755E-2},{"$f":"U97*'Consommations et Coûts de prod.'!$H$78/100","v":0.10979402144822181},{"$f":"V97*'Consommations et Coûts de prod.'!$H$78/100","v":0.16972804012495146},{"$f":"W97*'Consommations et Coûts de prod.'!$H$78/100","v":0.30995971402154326},{"$f":"X97*'Consommations et Coûts de prod.'!$H$78/100","v":0.42008147336710955},{"$f":"Y97*'Consommations et Coûts de prod.'!$H$78/100","v":0.52677531802487598},{"$f":"Z97*'Consommations et Coûts de prod.'!$H$78/100","v":0.65443727070122348},{"$f":"AA97*'Consommations et Coûts de prod.'!$H$78/100","v":0.80036356111263263},{"$f":"AB97*'Consommations et Coûts de prod.'!$H$78/100","v":0.7884178363199067},{"$f":"AC97*'Consommations et Coûts de prod.'!$H$78/100","v":0.91172094281023386},{"$f":"AD97*'Consommations et Coûts de prod.'!$H$78/100","v":0.99932940974647844},{"$f":"AE97*'Consommations et Coûts de prod.'!$H$78/100","v":0.98275349476579943},{"$f":"AF97*'Consommations et Coûts de prod.'!$H$78/100","v":1.0203591855019076},{"$f":"AG97*'Consommations et Coûts de prod.'!$H$78/100","v":1.0149770711168427},{"$f":"AH97*'Consommations et Coûts de prod.'!$H$78/100","v":0.67992104396883435},{"$f":"AI97*'Consommations et Coûts de prod.'!$H$78/100","v":0.74233567105191101},{"$f":"AJ97*'Consommations et Coûts de prod.'!$H$78/100","v":0.68357376749499854},{"$f":"AK97*'Consommations et Coûts de prod.'!$H$78/100","v":0.66758055663684712},{"$f":"AL97*'Consommations et Coûts de prod.'!$H$78/100","v":0.6997681710335496},{"$f":"AM97*'Consommations et Coûts de prod.'!$H$78/100","v":0.67363590186812905},{"$f":"AN97*'Consommations et Coûts de prod.'!$H$78/100","v":0.56857667772876641},{"$f":"AO97*'Consommations et Coûts de prod.'!$H$78/100","v":0.65668155516130577},{"$f":"AP97*'Consommations et Coûts de prod.'!$H$78/100","v":0.61156691264691676},{"$f":"AQ97*'Consommations et Coûts de prod.'!$H$78/100","v":0.61029968212963437},{"$f":"AR97*'Consommations et Coûts de prod.'!$H$78/100","v":0.60381475659298733},{"$f":"AS97*'Consommations et Coûts de prod.'!$H$78/100","v":0.52967348213027077},{"$f":"AT97*'Consommations et Coûts de prod.'!$H$78/100","v":0.49530878248828536},{"$f":"AU97*'Consommations et Coûts de prod.'!$H$78/100","v":0.41350967337527655},{"$f":"AV97*'Consommations et Coûts de prod.'!$H$78/100","v":0.35303592667612554},{"$f":"AW97*'Consommations et Coûts de prod.'!$H$78/100","v":0.29746545673636499},{"$f":"AX97*'Consommations et Coûts de prod.'!$H$78/100","v":0.26477694500709409},{"$f":"AY97*'Consommations et Coûts de prod.'!$H$78/100","v":0.18632451685684401},{"$f":"AZ97*'Consommations et Coûts de prod.'!$H$78/100","v":0.12421634457122935},{"$f":"BA97*'Consommations et Coûts de prod.'!$H$78/100","v":7.5183576977323016E-2},{"$f":"BB97*'Consommations et Coûts de prod.'!$H$78/100","v":4.4129490834515693E-2},{"$f":"BC97*'Consommations et Coûts de prod.'!$H$78/100","v":2.1247532624026073E-2},{"$f":"BD97*'Consommations et Coûts de prod.'!$H$78/100","v":1.6344255864635438E-2},{"$f":"BE97*'Consommations et Coûts de prod.'!$H$78/100","v":1.6344255864635441E-3},{"$f":"BF97*'Consommations et Coûts de prod.'!$H$78/100","v":0},{"$f":"BG97*'Consommations et Coûts de prod.'!$H$78/100","v":0},{"$f":"BH97*'Consommations et Coûts de prod.'!$H$78/100","v":0},{"$f":"BI97*'Consommations et Coûts de prod.'!$H$78/100","v":0},{"$f":"BJ97*'Consommations et Coûts de prod.'!$H$78/100","v":0},18.886099718901981,"€"]
["Cout 35 PAC",{"$f":"B98*'Consommations et Coûts de prod.'!$H$78/100","v":0},{"$f":"C98*'Consommations et Coûts de prod.'!$H$78/100","v":0},{"$f":"D98*'Consommations et Coûts de prod.'!$H$78/100","v":0},{"$f":"E98*'Consommations et Coûts de prod.'!$H$78/100","v":0},{"$f":"F98*'Consommations et Coûts de prod.'!$H$78/100","v":0},{"$f":"G98*'Consommations et Coûts de prod.'!$H$78/100","v":0},{"$f":"H98*'Consommations et Coûts de prod.'!$H$78/100","v":0},{"$f":"I98*'Consommations et Coûts de prod.'!$H$78/100","v":0},{"$f":"J98*'Consommations et Coûts de prod.'!$H$78/100","v":0},{"$f":"K98*'Consommations et Coûts de prod.'!$H$78/100","v":0},{"$f":"L98*'Consommations et Coûts de prod.'!$H$78/100","v":0},{"$f":"M98*'Consommations et Coûts de prod.'!$H$78/100","v":0},{"$f":"N98*'Consommations et Coûts de prod.'!$H$78/100","v":0},{"$f":"O98*'Consommations et Coûts de prod.'!$H$78/100","v":0},{"$f":"P98*'Consommations et Coûts de prod.'!$H$78/100","v":0},{"$f":"Q98*'Consommations et Coûts de prod.'!$H$78/100","v":0},{"$f":"R98*'Consommations et Coûts de prod.'!$H$78/100","v":7.5914723401341935E-2},{"$f":"S98*'Consommations et Coûts de prod.'!$H$78/100","v":0.19692535253266397},{"$f":"T98*'Consommations et Coûts de prod.'!$H$78/100","v":0.42970598151702988},{"$f":"U98*'Consommations et Coûts de prod.'!$H$78/100","v":0.49386901841021696},{"$f":"V98*'Consommations et Coûts de prod.'!$H$78/100","v":0.76752018144739087},{"$f":"W98*'Consommations et Coûts de prod.'!$H$78/100","v":1.3981878404232662},{"$f":"X98*'Consommations et Coûts de prod.'!$H$78/100","v":1.9046704796035607},{"$f":"Y98*'Consommations et Coûts de prod.'!$H$78/100","v":2.3918949952719628},{"$f":"Z98*'Consommations et Coûts de prod.'!$H$78/100","v":2.9861560778499889},{"$f":"AA98*'Consommations et Coûts de prod.'!$H$78/100","v":3.6430341402368112},{"$f":"AB98*'Consommations et Coûts de prod.'!$H$78/100","v":3.6057334493811437},{"$f":"AC98*'Consommations et Coûts de prod.'!$H$78/100","v":4.1748837785249773},{"$f":"AD98*'Consommations et Coûts de prod.'!$H$78/100","v":4.5215057649572268},{"$f":"AE98*'Consommations et Coûts de prod.'!$H$78/100","v":4.4016283286693563},{"$f":"AF98*'Consommations et Coûts de prod.'!$H$78/100","v":4.5305010710436271},{"$f":"AG98*'Consommations et Coûts de prod.'!$H$78/100","v":4.4727803133962558},{"$f":"AH98*'Consommations et Coûts de prod.'!$H$78/100","v":2.9765774209947837},{"$f":"AI98*'Consommations et Coûts de prod.'!$H$78/100","v":3.2487337901615354},{"$f":"AJ98*'Consommations et Coûts de prod.'!$H$78/100","v":2.9906352327906189},{"$f":"AK98*'Consommations et Coûts de prod.'!$H$78/100","v":2.9206649352862062},{"$f":"AL98*'Consommations et Coûts de prod.'!$H$78/100","v":3.0606162550175129},{"$f":"AM98*'Consommations et Coûts de prod.'!$H$78/100","v":2.9455315014117991},{"$f":"AN98*'Consommations et Coûts de prod.'!$H$78/100","v":2.4855228125854141},{"$f":"AO98*'Consommations et Coûts de prod.'!$H$78/100","v":2.875977613845135},{"$f":"AP98*'Consommations et Coûts de prod.'!$H$78/100","v":2.6776419887649201},{"$f":"AQ98*'Consommations et Coûts de prod.'!$H$78/100","v":2.6713809615708897},{"$f":"AR98*'Consommations et Coûts de prod.'!$H$78/100","v":2.6423259584465471},{"$f":"AS98*'Consommations et Coûts de prod.'!$H$78/100","v":2.3178650736899375},{"$f":"AT98*'Consommations et Coûts de prod.'!$H$78/100","v":2.1669759233862482},{"$f":"AU98*'Consommations et Coûts de prod.'!$H$78/100","v":1.8087003710233147},{"$f":"AV98*'Consommations et Coûts de prod.'!$H$78/100","v":1.5441868780278103},{"$f":"AW98*'Consommations et Coûts de prod.'!$H$78/100","v":1.3011204250049142},{"$f":"AX98*'Consommations et Coûts de prod.'!$H$78/100","v":1.1581401585208575},{"$f":"AY98*'Consommations et Coûts de prod.'!$H$78/100","v":0.81498751895912203},{"$f":"AZ98*'Consommations et Coûts de prod.'!$H$78/100","v":0.54332501263941457},{"$f":"BA98*'Consommations et Coûts de prod.'!$H$78/100","v":0.32885461291332985},{"$f":"BB98*'Consommations et Coûts de prod.'!$H$78/100","v":0.19302335975347629},{"$f":"BC98*'Consommations et Coûts de prod.'!$H$78/100","v":9.2937173214636723E-2},{"$f":"BD98*'Consommations et Coûts de prod.'!$H$78/100","v":7.1490133242028242E-2},{"$f":"BE98*'Consommations et Coûts de prod.'!$H$78/100","v":7.1490133242028261E-3},{"$f":"BF98*'Consommations et Coûts de prod.'!$H$78/100","v":0},{"$f":"BG98*'Consommations et Coûts de prod.'!$H$78/100","v":0},{"$f":"BH98*'Consommations et Coûts de prod.'!$H$78/100","v":0},{"$f":"BI98*'Consommations et Coûts de prod.'!$H$78/100","v":0},{"$f":"BJ98*'Consommations et Coûts de prod.'!$H$78/100","v":0},{"$f":"SUM(B86:BJ86)","v":83.839275621241512},"€"]
["Cout ECS optimisée MIV 4 ",{"$f":"SUM(B82:B86)","v":0},{"$f":"SUM(C82:C86)","v":0},0,0,0,0,0,0,0,0,0,0,0,0,0,0,0.15822129405805585,0.40807317735443049,0.88767892587541286,1.0183668872575682,1.5779543633279807,2.8709580257662921,3.8999629577031962,4.8873983632873141,6.0855075081101617,7.416514976950241,7.3220842202085965,8.466491433886306,9.3621721855978137,9.287075962547398,9.7241709253045165,9.7520779536671967,6.5842505877855091,7.1860173029002485,6.614442005283637,6.4651997955247031,6.7742007817193652,6.5191566646302519,5.4984194697989999,6.3629041364161605,5.9214752532255117,5.9075074077502432,5.8428153769936717,5.128885764484636,4.7945927231134222,4.0017556867777699,3.4165186891067139,2.8787333398954718,2.5623890168300347,1.8031626414729878,1.2021084276486582,0.72759194305050368,0.42706483613833923,0.20562380999253366,0.15817216153271818,1.5817216153271824E-2,0,0,0,0,0,{"$f":"SUM(B87:BJ87)","v":180.12351419912778},"€ ECS optimisée PAC",null,"TOTAL PAC + APPOINT Optimisé",{"$f":"BK87+BK120","v":180.12351419912778},"€"]
["PROD ECS PAC MIV 4 à 55",{"$f":"B75*B$81","v":0},{"$f":"C75*C$81","v":0},0,0,0,0,0,0,0,0,0,0,0,0,0,0,0.23917682231046611,0.63780485949457633,1.4350609338627964,1.6742377561732626,2.6309450454151269,4.8632620536461433,6.6969510246930506,8.530639995739957,10.762957003970973,13.314176441949277,13.314176441949277,15.626219057617117,18.576066532779532,19.692225036895039,21.924542045126056,23.279877371552033,16.580305230998039,18.710413889147095,17.789285820758309,17.961997333581206,19.401259940438678,19.228548427615781,16.695446239546637,19.861823974633069,18.998266410518585,19.458830444712977,19.746682966084467,17.789285820758309,17.040869265192427,14.565337581397582,12.435228923248532,10.477831777922372,9.3264216924363961,6.5630374872700576,4.3753583248467045,2.648243196617742,1.5544036154060665,0.74841655556588371,0.57570504274298739,5.7570504274298745E-2,0,0,0,0,0,465.78888888888883,"kWh Produits"]
["PROD ECS PAC MIV 4 à 50",{"$f":"B76*B$81","v":0},0,0,0,0,0,0,0,0,0,0,0,0,0,0,0,0.23917682231046611,0.63780485949457633,1.4350609338627964,1.6742377561732626,2.6309450454151269,4.8632620536461433,6.6969510246930506,8.530639995739957,10.762957003970973,13.314176441949277,13.314176441949277,15.626219057617117,18.576066532779532,19.692225036895039,21.924542045126056,23.279877371552033,16.580305230998039,18.710413889147095,17.789285820758309,17.961997333581206,19.401259940438678,19.228548427615781,16.695446239546637,19.861823974633069,18.998266410518585,19.458830444712977,19.746682966084467,17.789285820758309,17.040869265192427,14.565337581397582,12.435228923248532,10.477831777922372,9.3264216924363961,6.5630374872700576,4.3753583248467045,2.648243196617742,1.5544036154060665,0.74841655556588371,0.57570504274298739,5.7570504274298745E-2,0,0,0,0,0,465.78888888888883,"kWh Produits",null,null,null,null,null,null,"PAC"]
["PROD ECS PAC MIV 4 à 45",0,0,0,0,0,0,0,0,0,0,0,0,0,0,0,0,0.23917682231046611,0.63780485949457633,1.4350609338627964,1.6742377561732626,2.6309450454151269,4.8632620536461433,6.6969510246930506,8.530639995739957,10.762957003970973,13.314176441949277,13.314176441949277,15.626219057617117,18.576066532779532,19.692225036895039,21.924542045126056,23.279877371552033,16.580305230998039,18.710413889147095,17.789285820758309,17.961997333581206,19.401259940438678,19.228548427615781,16.695446239546637,19.861823974633069,18.998266410518585,19.458830444712977,19.746682966084467,17.789285820758309,17.040869265192427,14.565337581397582,12.435228923248532,10.477831777922372,9.3264216924363961,6.5630374872700576,4.3753583248467045,2.648243196617742,1.5544036154060665,0.74841655556588371,0.57570504274298739,5.7570504274298745E-2,0,0,0,0,0,465.78888888888883,"kWh Produits",null,null,null,null,null,null,"Coût chauffage",{"$f":"BK54*'Consommations et Coûts de prod.'!H78/100","v":458.06933719587158}]
["PROD ECS PAC MIV 4 à 40",0,0,0,0,0,0,0,0,0,0,0,0,0,0,0,0,0.23917682231046611,0.63780485949457633,1.4350609338627964,1.6742377561732626,2.6309450454151269,4.8632620536461433,6.6969510246930506,8.530639995739957,10.762957003970973,13.314176441949277,13.314176441949277,15.626219057617117,18.576066532779532,19.692225036895039,21.924542045126056,23.279877371552033,16.580305230998039,18.710413889147095,17.789285820758309,17.961997333581206,19.401259940438678,19.228548427615781,16.695446239546637,19.861823974633069,18.998266410518585,19.458830444712977,19.746682966084467,17.789285820758309,17.040869265192427,14.565337581397582,12.435228923248532,10.477831777922372,9.3264216924363961,6.5630374872700576,4.3753583248467045,2.648243196617742,1.5544036154060665,0.74841655556588371,0.57570504274298739,5.7570504274298745E-2,0,0,0,0,0,{"$f":"SUM(B91:BJ91)","v":465.78888888888883},"kWh Produits",null,null,null,null,null,null,"Coût Ecs",{"$f":"BK87","v":180.12351419912778}]
["PROD ECS PAC MIV 4 à 35",{"$f":"B79*B$81","v":0},{"$f":"C79*C$81","v":0},0,0,0,0,0,0,0,0,0,0,0,0,0,0,1.1958841115523304,3.1890242974728817,7.1753046693139826,8.3711887808663121,13.154725227075634,24.316310268230719,33.484755123465249,42.653199978699782,53.814785019854874,66.570882209746387,66.570882209746387,78.131095288085589,92.880332663897676,98.461125184475208,109.62271022563029,116.39938685776016,82.901526154990194,93.552069445735469,88.946429103791559,89.809986667906031,97.006299702193388,96.142742138078901,83.47723119773319,99.309119873165344,94.991332052592938,97.294152223564865,98.733414830422348,88.946429103791559,85.204346325962135,72.826687906987914,62.176144616242645,52.389158889611856,46.632108462181975,32.815187436350286,21.876791624233519,13.24121598308871,7.7720180770303307,3.7420827778294186,2.8785252137149371,0.28785252137149375,0,0,0,0,0,{"$f":"SUM(B92:BJ92)","v":2328.9444444444448},"kWh Produits"]
["PROD PAC totale",{"$f":"B88+B89+B90+B91+B92","v":0},{"$f":"C88+C89+C90+C91+C92","v":0},0,0,0,0,0,0,0,0,0,0,0,0,0,0,2.1525914007941949,5.7402437354511875,12.915548404765168,15.068139805559362,23.678505408736143,43.769358482815292,60.272559222237447,76.775759961659617,96.866613035738766,119.82758797754349,119.82758797754349,140.63597151855407,167.1845987950158,177.23002533205536,197.32087840613451,209.51889634396829,149.22274707898237,168.39372500232383,160.10357238682479,161.65797600223084,174.6113394639481,173.05693584854203,150.25901615591974,178.75641577169762,170.98439769466728,175.12947400241677,177.72014669476022,160.10357238682479,153.36782338673186,131.08803823257824,111.91706030923677,94.300486001301351,83.937795231927566,59.06733738543052,39.378224923620337,23.834188769559677,13.989632538654597,6.7357490000929534,5.1813453846868871,0.51813453846868873,0,0,0,0,0,{"$f":"SUM(B93:BJ93)","v":4192.1000000000004},"kWh Prod PAC Total"]
["CONSO ECS PAC MIV 4 à 55",{"$f":"IFERROR(B88/B64,0)","v":0},0,0,0,0,0,0,0,0,0,0,0,0,0,0,0,0.15234192503851343,0.38890540213083924,0.8441534905075273,0.96776748911749289,1.494855139440413,2.7169061752213088,3.6796434201610166,4.6111567544540302,5.7249771297717942,6.9707730062561666,6.8629775473965351,7.9320908921914297,9.1960725409799657,9.5131521917367348,10.341765115625497,10.728054088272826,{"$f":"IFERROR(AH88/AH64,0)","v":7.4686059599090262},8.134962560498737,7.5060277724718603,7.3314274830943686,7.6989126747772527,7.3955955490829925,6.2296441192338197,7.2224814453211161,6.7131683429394293,6.6868833143343558,6.6264036798941168,5.8134920982870293,5.4443671773777726,4.5374883431145117,3.8739030913546828,3.2641220491970007,2.9054273185160113,2.0445599648816377,1.3630399765877583,0.82499788056627477,0.48423788641933535,0.23315157494264291,0.17934736534049453,1.7934736534049454E-2,{"$f":"IFERROR(BF88/BF64,0)","v":0},0,0,0,0,192.12577467297842,"kWh consommés"]
["CONSO ECS PAC MIV 4 à 50",{"$f":"IFERROR(B89/B65,0)","v":0},0,0,0,0,0,0,0,0,0,0,0,0,0,0,0,0.1358959217673103,0.34852724562545151,0.75529522834884022,0.86300915266663025,1.335505099195496,2.4195333600229572,3.2828191297514953,4.101269228721133,5.1009274900336372,6.1926402055578036,6.1074203862152645,7.0388374133410432,7.9725607436822026,8.0705840315143611,8.5978596255396305,8.7518335983278313,{"$f":"IFERROR(AH89/AH65,0)","v":5.9856697584830467},6.5421027584430407,6.0098938583642934,5.8891794536331821,6.1591301398218024,5.9347371690172164,4.9986365986666579,5.7906192345869005,5.3819451587871354,5.3753675261638056,5.3082481091624913,4.6691038899628108,4.3582785844481906,3.6413343953493955,3.1088072308121331,2.619457944480593,2.331605423109099,1.6407593718175144,1.0938395812116761,0.6620607991544355,0.38860090385151663,0.18710413889147093,0.14392626068574685,1.4392626068574686E-2,0,0,0,0,0,159.3093187752838,"kWh consommés",null,null,null,null,null,null,"Coût Total PAC :",{"$f":"BT90+BT91","v":638.19285139499937}]
["CONSO ECS PAC MIV 4 à 45",{"$f":"IFERROR(B90/B66,0)","v":0},0,0,0,0,0,0,0,0,0,0,0,0,0,0,0,0.12265478067203391,0.31574497994781003,0.68336234945847452,0.7823540916697489,1.2068555254197828,2.1906585827234877,2.9632526657933855,3.6929177470735746,4.5799817038174355,5.5707851221545086,5.4790849555346819,6.3264044767680634,7.0363888381740649,7.0079092657989461,7.3572288742033747,7.3904372608101694,{"$f":"IFERROR(AH90/AH66,0)","v":4.9940678406620602},5.4549311630166457,5.0110664283826223,4.9076495446943182,5.1326084498515021,4.9430715752225654,4.1738615598866593,4.8208310618041423,4.4913159362928097,4.4836014849569068,4.4275073914987599,3.8926227178902204,3.6334476045186408,3.0344453294578297,2.5906726923434444,2.1828816204004942,1.9430045192575827,1.3672994765145954,0.91153298434306351,0.55171733262869627,0.32383408654293055,0.15592011574289244,0.11993855057145571,1.1993855057145572E-2,0,0,0,0,0,136.26584454155753,"kWh consommés",null,null,"Besoins ECS Annuels"]
["CONSO ECS PAC MIV 4 à 40",{"$f":"IFERROR(B91/B67,0)","v":0},{"$f":"IFERROR(C91/C67,0)","v":0},0,0,0,0,0,0,0,0,0,0,0,0,0,0,0.10773730734705679,0.27730646064981579,0.60296677893394812,0.69183378354267056,1.0694898558598076,1.9531172906209409,2.647016215293696,3.3193151734396724,4.1237383156976906,5.0432486522535136,4.9679762843094313,5.7449334770651159,6.2969717060269597,6.1925235965078738,6.4294844707114533,6.3955707064703384,4.2843165971571162,4.6776034722867736,4.3073331285129077,4.2065567525951302,4.4093772591906086,4.2447126771778763,3.5827137853104372,4.1378799947152229,3.8536037343851088,3.8456186649630393,3.8047558701511495,3.3375770770653488,3.12103832695832,2.6056060074056497,2.2245490023700416,1.8743885112562384,1.6684117517775305,1.1740675290286329,0.78271168601908847,0.47374654680102718,0.2780686252962552,0.13388489366115988,0.10298837973935374,1.0298837973935375E-2,0,0,0,0,0,119.00503918652792,"kWh consommés"]
["CONSO ECS PAC MIV 4 à 35",{"$f":"IFERROR(B92/B68,0)","v":0},{"$f":"IFERROR(C92/C68,0)","v":0},0,0,0,0,0,0,0,0,0,0,0,0,0,0,0.47835364462093216,1.2408654853980086,2.7076621393637672,3.1119660895413799,4.8362960393660419,8.8102573435618545,12.001704345328045,15.071802112614764,18.816358398550655,22.95547662405048,22.720437614247913,26.306766090264507,28.490899590152662,27.735528220978932,28.547580787924556,28.183870909869288,18.756001392531719,20.470912351364433,18.844582437243975,18.403685792603696,19.285546660475823,18.560374930131061,15.66176945548465,18.122102166636012,16.872350275771392,16.832898308575235,16.649817003443903,14.605324975992046,13.654542680442649,11.396977763221896,9.7302260745293658,8.1986164146497433,7.2976695558970235,5.1353970948904983,3.4235980632603318,2.0721777751312533,1.2162782593161707,0.58561545818926741,0.45047342937635948,4.5047342937635959E-2,0,0,0,0,0,{"$f":"SUM(B98:BJ98)","v":528.2878110979301},"kWh consommés"]
["CONSO TOTALE PAC Optimisée",{"$f":"B94+B95+B96+B97+B98","v":0},0,0,0,0,0,0,0,0,0,0,0,0,0,0,0,0.99698357944584659,2.5713495737519247,5.593439986612557,6.4169306065379228,9.943001659281542,18.09047275215055,24.57443577632764,30.796461016303173,38.345983037871207,46.732923610272472,46.137896787703824,53.349032349630164,58.992893419015857,58.519697306536841,61.273918874004508,61.449766563750458,41.488661548742968,45.280512305609633,41.678903624975661,40.738499026620694,42.685575184116992,41.078491900631711,34.646625518582226,40.093913903063395,37.312383448175879,37.224369298993338,36.816732054150421,32.318120759197456,30.211674373745574,25.215851838549284,21.528158091409665,18.13946653998407,16.146118568557249,11.362083437132879,7.574722291421919,4.5847003342816866,2.6910197614262081,1.2956761814274336,0.99667398571341026,9.9667398571341048E-2,0,0,0,0,{"$f":"BJ94+BJ95+BJ96+BJ97+BJ98","v":0},1134.9937882742772,"kWh conso Total",null,null,{"$f":"AX7","v":4192.1000000000004},"kWh/an","Différence",null,"Appoint"]
["Besoins ECS à 55°C [kWh] restant",{"$f":"B75-B88","v":0},0,0,0,0,0,0,0,0,0,0,0,0,0,0,0,0,0,0,0,0,0,0,0,0,0,0,0,0,0,0,0,{"$f":"AH75-AH88","v":0},0,0,0,0,0,0,0,0,0,0,0,0,0,{"$f":"AV75-AV88","v":0},0,0,0,0,0,0,{"$f":"BC75-BC88","v":0},0,0,{"$f":"BF75-BF88","v":0},0,0,0,0,{"$f":"SUM(B100:BJ100)","v":0},"kWh restants",null,null,null,null,{"$f":"ROUND(1-BO102/BO99,2)*100","v":0},"%","Coût chauffage",{"$f":"BL57*'Consommations et Coûts de prod.'!I78*0.01/'Consommations et Coûts de prod.'!G78","v":0}]
["Besoins ECS à 50°C [kWh] restant",{"$f":"B76-B89","v":0},0,0,0,0,0,0,0,0,0,0,0,0,0,0,0,0,0,0,0,0,0,0,0,0,0,0,0,0,0,0,0,{"$f":"AH76-AH89","v":0},0,0,0,0,0,0,0,0,0,0,0,0,0,0,0,0,0,0,0,0,0,0,0,0,0,0,0,0,{"$f":"SUM(B101:BJ101)","v":0},"kWh restants",null,null,"Production annuelle",null,null,null,"Coût Ecs",{"$f":"BK120","v":0}]
["Besoins ECS à 45°C [kWh] restant",{"$f":"B77-B90","v":0},0,0,0,0,0,0,0,0,0,0,0,0,0,0,0,0,0,0,0,0,0,0,0,0,0,0,0,0,0,0,0,{"$f":"AH77-AH90","v":0},0,0,0,0,0,0,0,0,0,0,0,0,0,0,0,0,0,0,0,0,0,0,0,0,0,0,0,0,{"$f":"SUM(B102:BJ102)","v":0},"kWh restants",null,null,{"$f":"BK93+BK113","v":4192.1000000000004},"kWh/an"]
["Besoins ECS à 40°C [kWh] restant",{"$f":"B78-B91","v":0},{"$f":"C78-C91","v":0},0,0,0,0,0,0,0,0,0,0,0,0,0,0,0,0,0,0,0,0,0,0,0,0,0,0,0,0,0,0,0,0,0,0,0,0,0,0,0,0,0,0,0,0,0,0,0,0,0,0,0,0,0,0,0,0,0,0,0,{"$f":"SUM(B103:BJ103)","v":0},"kWh restants"]
["Besoins ECS à 35°C [kWh] restant",{"$f":"B79-B92","v":0},{"$f":"C79-C92","v":0},0,0,0,0,0,0,0,0,0,0,0,0,0,0,0,0,0,0,0,0,0,0,0,0,0,0,0,0,0,0,0,0,0,0,0,0,0,0,0,0,0,0,0,0,0,0,0,0,0,0,0,0,0,0,0,0,0,0,0,{"$f":"SUM(B104:BJ104)","v":0},"kWh restants"]
["Puissance appoint nécessaire",{"$f":"IFERROR(((B100+B101+B103+B102+B104)/B74)/8,0)","v":0},{"$f":"IFERROR(((C100+C101+C103+C102+C104)/C74)/8,0)","v":0},0,0,0,0,0,0,0,0,0,{"$f":"IFERROR(((M100+M101+M103+M102+M104)/M74)/8,0)","v":0},0,0,0,0,0,0,0,0,0,0,0,0,0,0,0,0,0,0,0,0,0,0,0,0,0,0,0,0,0,0,0,0,0,0,0,0,0,0,0,0,0,0,0,0,0,0,0,0,0,{"$f":"MAX($B$105:$BJ$105)","v":0},"kW au max"]
["Puissance disponible",{"$f":"B50","v":2},{"$f":"C50","v":2},2,2,2,2,2,2,2,2,2,2,2,2,2,2,2,2,2,2,2,2,2,2,2,2,2,2,2,2,2,2,2,2,2,2,2,2,2,2,2,2,2,2,2,2,2,2,2,2,2,2,2,2,2,2,2,2,2,2,2,{"$f":"BJ106","v":2},"kW de dispo"]
["Part appoint",{"$f":"IF(B105=0,0,IF(B106/B105>1,1,B106/B105))","v":0},{"$f":"IF(C105=0,0,IF(C106/C105>1,1,C106/C105))","v":0},0,0,0,0,0,0,0,0,0,0,0,0,0,0,0,0,0,0,0,0,0,0,0,0,0,0,0,0,0,0,0,0,0,0,0,0,0,0,0,0,0,0,0,{"$f":"IF(AU105=0,0,IF(AU106/AU105>1,1,AU106/AU105))","v":0},0,0,0,0,0,0,0,0,0,0,0,0,0,0,0]
["PROD ECS Appoint à 55",{"$f":"B100*B$107","v":0},0,0,0,0,0,0,0,0,0,0,0,0,0,0,0,0,0,0,0,0,0,0,0,0,0,0,0,0,0,0,0,{"$f":"AH100*AH$107","v":0},0,0,0,0,0,0,0,0,0,0,0,0,0,0,0,0,0,0,0,0,0,0,0,0,0,0,0,0,{"$f":"SUM(B108:BJ108)","v":0},"kWh Produits",null,null,null,null,null,null,"Coût Total Appoint :",{"$f":"BT100+BT101","v":0}]
["PROD ECS Appoint à 50",{"$f":"B101*B$107","v":0},0,0,0,0,0,0,0,0,0,0,0,0,0,0,0,0,0,0,0,0,0,0,0,0,0,0,0,0,0,0,0,{"$f":"AH101*AH$107","v":0},0,0,0,0,0,0,0,0,0,0,0,0,0,0,0,0,0,0,0,0,0,0,0,0,0,0,0,0,{"$f":"SUM(B109:BJ109)","v":0},"kWh Produits"]
["PROD ECS Appoint à 45",{"$f":"B102*B$107","v":0},0,0,0,0,0,0,0,0,0,0,0,0,0,0,0,0,0,0,0,0,0,0,0,0,0,0,0,0,0,0,0,{"$f":"AH102*AH$107","v":0},0,0,0,0,0,0,0,0,0,0,0,0,0,0,0,0,0,0,0,0,0,0,0,0,0,0,0,0,0,"kWh Produits"]
["PROD ECS Appoint à 40",{"$f":"B103*B$107","v":0},0,0,0,0,0,0,0,0,0,0,0,0,0,0,0,0,0,0,0,0,0,0,0,0,0,0,0,0,0,0,0,{"$f":"AH103*AH$107","v":0},0,0,0,0,0,0,0,0,0,0,0,0,0,0,0,0,0,0,0,0,0,0,0,0,0,0,0,0,0,"kWh Produits"]
["PROD ECS Appoint à 35",{"$f":"B104*B$107","v":0},{"$f":"C104*C$107","v":0},0,0,0,0,0,0,0,0,0,0,0,0,0,0,0,0,0,0,0,0,0,0,0,0,0,0,0,0,0,0,0,0,0,0,0,0,0,0,0,0,0,0,0,0,0,0,0,0,0,0,0,0,0,0,0,0,0,0,0,{"$f":"SUM(B112:BJ112)","v":0},"kWh Produits"]
["PROD Appoint totale",{"$f":"B108+B109+B110+B111+B112","v":0},{"$f":"C108+C109+C110+C111+C112","v":0},0,0,0,0,0,0,0,0,0,0,0,0,0,0,0,0,0,0,0,0,0,0,0,0,0,0,0,0,0,0,0,0,0,0,0,0,0,0,0,0,0,0,0,0,0,0,0,0,0,0,0,0,0,0,0,0,0,0,0,0,"kWh Prod Appoint total",null,null,null,null,null,null,"PAC+ Appoint"]
["CONSO Totale Appoint",{"$f":"B113/'Consommations et Coûts de prod.'!$G$78","v":0},{"$f":"C113/'Consommations et Coûts de prod.'!$G$78","v":0},{"$f":"D113/'Consommations et Coûts de prod.'!$G$78","v":0},{"$f":"E113/'Consommations et Coûts de prod.'!$G$78","v":0},{"$f":"F113/'Consommations et Coûts de prod.'!$G$78","v":0},{"$f":"G113/'Consommations et Coûts de prod.'!$G$78","v":0},{"$f":"H113/'Consommations et Coûts de prod.'!$G$78","v":0},{"$f":"I113/'Consommations et Coûts de prod.'!$G$78","v":0},{"$f":"J113/'Consommations et Coûts de prod.'!$G$78","v":0},{"$f":"K113/'Consommations et Coûts de prod.'!$G$78","v":0},{"$f":"L113/'Consommations et Coûts de prod.'!$G$78","v":0},{"$f":"M113/'Consommations et Coûts de prod.'!$G$78","v":0},{"$f":"N113/'Consommations et Coûts de prod.'!$G$78","v":0},{"$f":"O113/'Consommations et Coûts de prod.'!$G$78","v":0},{"$f":"P113/'Consommations et Coûts de prod.'!$G$78","v":0},{"$f":"Q113/'Consommations et Coûts de prod.'!$G$78","v":0},{"$f":"R113/'Consommations et Coûts de prod.'!$G$78","v":0},{"$f":"S113/'Consommations et Coûts de prod.'!$G$78","v":0},{"$f":"T113/'Consommations et Coûts de prod.'!$G$78","v":0},{"$f":"U113/'Consommations et Coûts de prod.'!$G$78","v":0},{"$f":"V113/'Consommations et Coûts de prod.'!$G$78","v":0},{"$f":"W113/'Consommations et Coûts de prod.'!$G$78","v":0},{"$f":"X113/'Consommations et Coûts de prod.'!$G$78","v":0},{"$f":"Y113/'Consommations et Coûts de prod.'!$G$78","v":0},{"$f":"Z113/'Consommations et Coûts de prod.'!$G$78","v":0},{"$f":"AA113/'Consommations et Coûts de prod.'!$G$78","v":0},{"$f":"AB113/'Consommations et Coûts de prod.'!$G$78","v":0},{"$f":"AC113/'Consommations et Coûts de prod.'!$G$78","v":0},{"$f":"AD113/'Consommations et Coûts de prod.'!$G$78","v":0},{"$f":"AE113/'Consommations et Coûts de prod.'!$G$78","v":0},{"$f":"AF113/'Consommations et Coûts de prod.'!$G$78","v":0},{"$f":"AG113/'Consommations et Coûts de prod.'!$G$78","v":0},{"$f":"AH113/'Consommations et Coûts de prod.'!$G$78","v":0},{"$f":"AI113/'Consommations et Coûts de prod.'!$G$78","v":0},{"$f":"AJ113/'Consommations et Coûts de prod.'!$G$78","v":0},{"$f":"AK113/'Consommations et Coûts de prod.'!$G$78","v":0},{"$f":"AL113/'Consommations et Coûts de prod.'!$G$78","v":0},{"$f":"AM113/'Consommations et Coûts de prod.'!$G$78","v":0},{"$f":"AN113/'Consommations et Coûts de prod.'!$G$78","v":0},{"$f":"AO113/'Consommations et Coûts de prod.'!$G$78","v":0},{"$f":"AP113/'Consommations et Coûts de prod.'!$G$78","v":0},{"$f":"AQ113/'Consommations et Coûts de prod.'!$G$78","v":0},{"$f":"AR113/'Consommations et Coûts de prod.'!$G$78","v":0},{"$f":"AS113/'Consommations et Coûts de prod.'!$G$78","v":0},{"$f":"AT113/'Consommations et Coûts de prod.'!$G$78","v":0},{"$f":"AU113/'Consommations et Coûts de prod.'!$G$78","v":0},{"$f":"AV113/'Consommations et Coûts de prod.'!$G$78","v":0},{"$f":"AW113/'Consommations et Coûts de prod.'!$G$78","v":0},{"$f":"AX113/'Consommations et Coûts de prod.'!$G$78","v":0},{"$f":"AY113/'Consommations et Coûts de prod.'!$G$78","v":0},{"$f":"AZ113/'Consommations et Coûts de prod.'!$G$78","v":0},{"$f":"BA113/'Consommations et Coûts de prod.'!$G$78","v":0},{"$f":"BB113/'Consommations et Coûts de prod.'!$G$78","v":0},{"$f":"BC113/'Consommations et Coûts de prod.'!$G$78","v":0},{"$f":"BD113/'Consommations et Coûts de prod.'!$G$78","v":0},{"$f":"BE113/'Consommations et Coûts de prod.'!$G$78","v":0},{"$f":"BF113/'Consommations et Coûts de prod.'!$G$78","v":0},{"$f":"BG113/'Consommations et Coûts de prod.'!$G$78","v":0},{"$f":"BH113/'Consommations et Coûts de prod.'!$G$78","v":0},{"$f":"BI113/'Consommations et Coûts de prod.'!$G$78","v":0},{"$f":"BJ113/'Consommations et Coûts de prod.'!$G$78","v":0},0,"kWh conso Appoint total",null,null,null,null,null,null,"Coût chauffage",{"$f":"BT100+BT90","v":458.06933719587158}]
["Cout 55 Appoint",{"$f":"(B108/'Consommations et Coûts de prod.'!$G$78)*'Consommations et Coûts de prod.'!$I$78/100","v":0},{"$f":"(C108/'Consommations et Coûts de prod.'!$G$78)*'Consommations et Coûts de prod.'!$I$78/100","v":0},{"$f":"(D108/'Consommations et Coûts de prod.'!$G$78)*'Consommations et Coûts de prod.'!$I$78/100","v":0},{"$f":"(E108/'Consommations et Coûts de prod.'!$G$78)*'Consommations et Coûts de prod.'!$I$78/100","v":0},{"$f":"(F108/'Consommations et Coûts de prod.'!$G$78)*'Consommations et Coûts de prod.'!$I$78/100","v":0},{"$f":"(G108/'Consommations et Coûts de prod.'!$G$78)*'Consommations et Coûts de prod.'!$I$78/100","v":0},{"$f":"(H108/'Consommations et Coûts de prod.'!$G$78)*'Consommations et Coûts de prod.'!$I$78/100","v":0},{"$f":"(I108/'Consommations et Coûts de prod.'!$G$78)*'Consommations et Coûts de prod.'!$I$78/100","v":0},{"$f":"(J108/'Consommations et Coûts de prod.'!$G$78)*'Consommations et Coûts de prod.'!$I$78/100","v":0},{"$f":"(K108/'Consommations et Coûts de prod.'!$G$78)*'Consommations et Coûts de prod.'!$I$78/100","v":0},{"$f":"(L108/'Consommations et Coûts de prod.'!$G$78)*'Consommations et Coûts de prod.'!$I$78/100","v":0},{"$f":"(M108/'Consommations et Coûts de prod.'!$G$78)*'Consommations et Coûts de prod.'!$I$78/100","v":0},{"$f":"(N108/'Consommations et Coûts de prod.'!$G$78)*'Consommations et Coûts de prod.'!$I$78/100","v":0},{"$f":"(O108/'Consommations et Coûts de prod.'!$G$78)*'Consommations et Coûts de prod.'!$I$78/100","v":0},{"$f":"(P108/'Consommations et Coûts de prod.'!$G$78)*'Consommations et Coûts de prod.'!$I$78/100","v":0},{"$f":"(Q108/'Consommations et Coûts de prod.'!$G$78)*'Consommations et Coûts de prod.'!$I$78/100","v":0},{"$f":"(R108/'Consommations et Coûts de prod.'!$G$78)*'Consommations et Coûts de prod.'!$I$78/100","v":0},{"$f":"(S108/'Consommations et Coûts de prod.'!$G$78)*'Consommations et Coûts de prod.'!$I$78/100","v":0},{"$f":"(T108/'Consommations et Coûts de prod.'!$G$78)*'Consommations et Coûts de prod.'!$I$78/100","v":0},{"$f":"(U108/'Consommations et Coûts de prod.'!$G$78)*'Consommations et Coûts de prod.'!$I$78/100","v":0},{"$f":"(V108/'Consommations et Coûts de prod.'!$G$78)*'Consommations et Coûts de prod.'!$I$78/100","v":0},{"$f":"(W108/'Consommations et Coûts de prod.'!$G$78)*'Consommations et Coûts de prod.'!$I$78/100","v":0},{"$f":"(X108/'Consommations et Coûts de prod.'!$G$78)*'Consommations et Coûts de prod.'!$I$78/100","v":0},{"$f":"(Y108/'Consommations et Coûts de prod.'!$G$78)*'Consommations et Coûts de prod.'!$I$78/100","v":0},{"$f":"(Z108/'Consommations et Coûts de prod.'!$G$78)*'Consommations et Coûts de prod.'!$I$78/100","v":0},{"$f":"(AA108/'Consommations et Coûts de prod.'!$G$78)*'Consommations et Coûts de prod.'!$I$78/100","v":0},{"$f":"(AB108/'Consommations et Coûts de prod.'!$G$78)*'Consommations et Coûts de prod.'!$I$78/100","v":0},{"$f":"(AC108/'Consommations et Coûts de prod.'!$G$78)*'Consommations et Coûts de prod.'!$I$78/100","v":0},{"$f":"(AD108/'Consommations et Coûts de prod.'!$G$78)*'Consommations et Coûts de prod.'!$I$78/100","v":0},{"$f":"(AE108/'Consommations et Coûts de prod.'!$G$78)*'Consommations et Coûts de prod.'!$I$78/100","v":0},{"$f":"(AF108/'Consommations et Coûts de prod.'!$G$78)*'Consommations et Coûts de prod.'!$I$78/100","v":0},{"$f":"(AG108/'Consommations et Coûts de prod.'!$G$78)*'Consommations et Coûts de prod.'!$I$78/100","v":0},{"$f":"(AH108/'Consommations et Coûts de prod.'!$G$78)*'Consommations et Coûts de prod.'!$I$78/100","v":0},{"$f":"(AI108/'Consommations et Coûts de prod.'!$G$78)*'Consommations et Coûts de prod.'!$I$78/100","v":0},{"$f":"(AJ108/'Consommations et Coûts de prod.'!$G$78)*'Consommations et Coûts de prod.'!$I$78/100","v":0},{"$f":"(AK108/'Consommations et Coûts de prod.'!$G$78)*'Consommations et Coûts de prod.'!$I$78/100","v":0},{"$f":"(AL108/'Consommations et Coûts de prod.'!$G$78)*'Consommations et Coûts de prod.'!$I$78/100","v":0},{"$f":"(AM108/'Consommations et Coûts de prod.'!$G$78)*'Consommations et Coûts de prod.'!$I$78/100","v":0},{"$f":"(AN108/'Consommations et Coûts de prod.'!$G$78)*'Consommations et Coûts de prod.'!$I$78/100","v":0},{"$f":"(AO108/'Consommations et Coûts de prod.'!$G$78)*'Consommations et Coûts de prod.'!$I$78/100","v":0},{"$f":"(AP108/'Consommations et Coûts de prod.'!$G$78)*'Consommations et Coûts de prod.'!$I$78/100","v":0},{"$f":"(AQ108/'Consommations et Coûts de prod.'!$G$78)*'Consommations et Coûts de prod.'!$I$78/100","v":0},{"$f":"(AR108/'Consommations et Coûts de prod.'!$G$78)*'Consommations et Coûts de prod.'!$I$78/100","v":0},{"$f":"(AS108/'Consommations et Coûts de prod.'!$G$78)*'Consommations et Coûts de prod.'!$I$78/100","v":0},{"$f":"(AT108/'Consommations et Coûts de prod.'!$G$78)*'Consommations et Coûts de prod.'!$I$78/100","v":0},{"$f":"(AU108/'Consommations et Coûts de prod.'!$G$78)*'Consommations et Coûts de prod.'!$I$78/100","v":0},{"$f":"(AV108/'Consommations et Coûts de prod.'!$G$78)*'Consommations et Coûts de prod.'!$I$78/100","v":0},{"$f":"(AW108/'Consommations et Coûts de prod.'!$G$78)*'Consommations et Coûts de prod.'!$I$78/100","v":0},{"$f":"(AX108/'Consommations et Coûts de prod.'!$G$78)*'Consommations et Coûts de prod.'!$I$78/100","v":0},{"$f":"(AY108/'Consommations et Coûts de prod.'!$G$78)*'Consommations et Coûts de prod.'!$I$78/100","v":0},{"$f":"(AZ108/'Consommations et Coûts de prod.'!$G$78)*'Consommations et Coûts de prod.'!$I$78/100","v":0},{"$f":"(BA108/'Consommations et Coûts de prod.'!$G$78)*'Consommations et Coûts de prod.'!$I$78/100","v":0},{"$f":"(BB108/'Consommations et Coûts de prod.'!$G$78)*'Consommations et Coûts de prod.'!$I$78/100","v":0},{"$f":"(BC108/'Consommations et Coûts de prod.'!$G$78)*'Consommations et Coûts de prod.'!$I$78/100","v":0},{"$f":"(BD108/'Consommations et Coûts de prod.'!$G$78)*'Consommations et Coûts de prod.'!$I$78/100","v":0},{"$f":"(BE108/'Consommations et Coûts de prod.'!$G$78)*'Consommations et Coûts de prod.'!$I$78/100","v":0},{"$f":"(BF108/'Consommations et Coûts de prod.'!$G$78)*'Consommations et Coûts de prod.'!$I$78/100","v":0},{"$f":"(BG108/'Consommations et Coûts de prod.'!$G$78)*'Consommations et Coûts de prod.'!$I$78/100","v":0},{"$f":"(BH108/'Consommations et Coûts de prod.'!$G$78)*'Consommations et Coûts de prod.'!$I$78/100","v":0},{"$f":"(BI108/'Consommations et Coûts de prod.'!$G$78)*'Consommations et Coûts de prod.'!$I$78/100","v":0},{"$f":"(BJ108/'Consommations et Coûts de prod.'!$G$78)*'Consommations et Coûts de prod.'!$I$78/100","v":0},0,"€",null,null,null,null,null,null,"Coût Ecs",{"$f":"BO87","v":180.12351419912778}]
["Cout 50 Appoint",{"$f":"(B109/'Consommations et Coûts de prod.'!$G$78)*'Consommations et Coûts de prod.'!$I$78/100","v":0},{"$f":"(C109/'Consommations et Coûts de prod.'!$G$78)*'Consommations et Coûts de prod.'!$I$78/100","v":0},{"$f":"(D109/'Consommations et Coûts de prod.'!$G$78)*'Consommations et Coûts de prod.'!$I$78/100","v":0},{"$f":"(E109/'Consommations et Coûts de prod.'!$G$78)*'Consommations et Coûts de prod.'!$I$78/100","v":0},{"$f":"(F109/'Consommations et Coûts de prod.'!$G$78)*'Consommations et Coûts de prod.'!$I$78/100","v":0},{"$f":"(G109/'Consommations et Coûts de prod.'!$G$78)*'Consommations et Coûts de prod.'!$I$78/100","v":0},{"$f":"(H109/'Consommations et Coûts de prod.'!$G$78)*'Consommations et Coûts de prod.'!$I$78/100","v":0},{"$f":"(I109/'Consommations et Coûts de prod.'!$G$78)*'Consommations et Coûts de prod.'!$I$78/100","v":0},{"$f":"(J109/'Consommations et Coûts de prod.'!$G$78)*'Consommations et Coûts de prod.'!$I$78/100","v":0},{"$f":"(K109/'Consommations et Coûts de prod.'!$G$78)*'Consommations et Coûts de prod.'!$I$78/100","v":0},{"$f":"(L109/'Consommations et Coûts de prod.'!$G$78)*'Consommations et Coûts de prod.'!$I$78/100","v":0},{"$f":"(M109/'Consommations et Coûts de prod.'!$G$78)*'Consommations et Coûts de prod.'!$I$78/100","v":0},{"$f":"(N109/'Consommations et Coûts de prod.'!$G$78)*'Consommations et Coûts de prod.'!$I$78/100","v":0},{"$f":"(O109/'Consommations et Coûts de prod.'!$G$78)*'Consommations et Coûts de prod.'!$I$78/100","v":0},{"$f":"(P109/'Consommations et Coûts de prod.'!$G$78)*'Consommations et Coûts de prod.'!$I$78/100","v":0},{"$f":"(Q109/'Consommations et Coûts de prod.'!$G$78)*'Consommations et Coûts de prod.'!$I$78/100","v":0},{"$f":"(R109/'Consommations et Coûts de prod.'!$G$78)*'Consommations et Coûts de prod.'!$I$78/100","v":0},{"$f":"(S109/'Consommations et Coûts de prod.'!$G$78)*'Consommations et Coûts de prod.'!$I$78/100","v":0},{"$f":"(T109/'Consommations et Coûts de prod.'!$G$78)*'Consommations et Coûts de prod.'!$I$78/100","v":0},{"$f":"(U109/'Consommations et Coûts de prod.'!$G$78)*'Consommations et Coûts de prod.'!$I$78/100","v":0},{"$f":"(V109/'Consommations et Coûts de prod.'!$G$78)*'Consommations et Coûts de prod.'!$I$78/100","v":0},{"$f":"(W109/'Consommations et Coûts de prod.'!$G$78)*'Consommations et Coûts de prod.'!$I$78/100","v":0},{"$f":"(X109/'Consommations et Coûts de prod.'!$G$78)*'Consommations et Coûts de prod.'!$I$78/100","v":0},{"$f":"(Y109/'Consommations et Coûts de prod.'!$G$78)*'Consommations et Coûts de prod.'!$I$78/100","v":0},{"$f":"(Z109/'Consommations et Coûts de prod.'!$G$78)*'Consommations et Coûts de prod.'!$I$78/100","v":0},{"$f":"(AA109/'Consommations et Coûts de prod.'!$G$78)*'Consommations et Coûts de prod.'!$I$78/100","v":0},{"$f":"(AB109/'Consommations et Coûts de prod.'!$G$78)*'Consommations et Coûts de prod.'!$I$78/100","v":0},{"$f":"(AC109/'Consommations et Coûts de prod.'!$G$78)*'Consommations et Coûts de prod.'!$I$78/100","v":0},{"$f":"(AD109/'Consommations et Coûts de prod.'!$G$78)*'Consommations et Coûts de prod.'!$I$78/100","v":0},{"$f":"(AE109/'Consommations et Coûts de prod.'!$G$78)*'Consommations et Coûts de prod.'!$I$78/100","v":0},{"$f":"(AF109/'Consommations et Coûts de prod.'!$G$78)*'Consommations et Coûts de prod.'!$I$78/100","v":0},{"$f":"(AG109/'Consommations et Coûts de prod.'!$G$78)*'Consommations et Coûts de prod.'!$I$78/100","v":0},{"$f":"(AH109/'Consommations et Coûts de prod.'!$G$78)*'Consommations et Coûts de prod.'!$I$78/100","v":0},{"$f":"(AI109/'Consommations et Coûts de prod.'!$G$78)*'Consommations et Coûts de prod.'!$I$78/100","v":0},{"$f":"(AJ109/'Consommations et Coûts de prod.'!$G$78)*'Consommations et Coûts de prod.'!$I$78/100","v":0},{"$f":"(AK109/'Consommations et Coûts de prod.'!$G$78)*'Consommations et Coûts de prod.'!$I$78/100","v":0},{"$f":"(AL109/'Consommations et Coûts de prod.'!$G$78)*'Consommations et Coûts de prod.'!$I$78/100","v":0},{"$f":"(AM109/'Consommations et Coûts de prod.'!$G$78)*'Consommations et Coûts de prod.'!$I$78/100","v":0},{"$f":"(AN109/'Consommations et Coûts de prod.'!$G$78)*'Consommations et Coûts de prod.'!$I$78/100","v":0},{"$f":"(AO109/'Consommations et Coûts de prod.'!$G$78)*'Consommations et Coûts de prod.'!$I$78/100","v":0},{"$f":"(AP109/'Consommations et Coûts de prod.'!$G$78)*'Consommations et Coûts de prod.'!$I$78/100","v":0},{"$f":"(AQ109/'Consommations et Coûts de prod.'!$G$78)*'Consommations et Coûts de prod.'!$I$78/100","v":0},{"$f":"(AR109/'Consommations et Coûts de prod.'!$G$78)*'Consommations et Coûts de prod.'!$I$78/100","v":0},{"$f":"(AS109/'Consommations et Coûts de prod.'!$G$78)*'Consommations et Coûts de prod.'!$I$78/100","v":0},{"$f":"(AT109/'Consommations et Coûts de prod.'!$G$78)*'Consommations et Coûts de prod.'!$I$78/100","v":0},{"$f":"(AU109/'Consommations et Coûts de prod.'!$G$78)*'Consommations et Coûts de prod.'!$I$78/100","v":0},{"$f":"(AV109/'Consommations et Coûts de prod.'!$G$78)*'Consommations et Coûts de prod.'!$I$78/100","v":0},{"$f":"(AW109/'Consommations et Coûts de prod.'!$G$78)*'Consommations et Coûts de prod.'!$I$78/100","v":0},{"$f":"(AX109/'Consommations et Coûts de prod.'!$G$78)*'Consommations et Coûts de prod.'!$I$78/100","v":0},{"$f":"(AY109/'Consommations et Coûts de prod.'!$G$78)*'Consommations et Coûts de prod.'!$I$78/100","v":0},{"$f":"(AZ109/'Consommations et Coûts de prod.'!$G$78)*'Consommations et Coûts de prod.'!$I$78/100","v":0},{"$f":"(BA109/'Consommations et Coûts de prod.'!$G$78)*'Consommations et Coûts de prod.'!$I$78/100","v":0},{"$f":"(BB109/'Consommations et Coûts de prod.'!$G$78)*'Consommations et Coûts de prod.'!$I$78/100","v":0},{"$f":"(BC109/'Consommations et Coûts de prod.'!$G$78)*'Consommations et Coûts de prod.'!$I$78/100","v":0},{"$f":"(BD109/'Consommations et Coûts de prod.'!$G$78)*'Consommations et Coûts de prod.'!$I$78/100","v":0},{"$f":"(BE109/'Consommations et Coûts de prod.'!$G$78)*'Consommations et Coûts de prod.'!$I$78/100","v":0},{"$f":"(BF109/'Consommations et Coûts de prod.'!$G$78)*'Consommations et Coûts de prod.'!$I$78/100","v":0},{"$f":"(BG109/'Consommations et Coûts de prod.'!$G$78)*'Consommations et Coûts de prod.'!$I$78/100","v":0},{"$f":"(BH109/'Consommations et Coûts de prod.'!$G$78)*'Consommations et Coûts de prod.'!$I$78/100","v":0},{"$f":"(BI109/'Consommations et Coûts de prod.'!$G$78)*'Consommations et Coûts de prod.'!$I$78/100","v":0},{"$f":"(BJ109/'Consommations et Coûts de prod.'!$G$78)*'Consommations et Coûts de prod.'!$I$78/100","v":0},0,"€"]
["Cout 45 Appoint",{"$f":"(B110/'Consommations et Coûts de prod.'!$G$78)*'Consommations et Coûts de prod.'!$I$78/100","v":0},{"$f":"(C110/'Consommations et Coûts de prod.'!$G$78)*'Consommations et Coûts de prod.'!$I$78/100","v":0},{"$f":"(D110/'Consommations et Coûts de prod.'!$G$78)*'Consommations et Coûts de prod.'!$I$78/100","v":0},{"$f":"(E110/'Consommations et Coûts de prod.'!$G$78)*'Consommations et Coûts de prod.'!$I$78/100","v":0},{"$f":"(F110/'Consommations et Coûts de prod.'!$G$78)*'Consommations et Coûts de prod.'!$I$78/100","v":0},{"$f":"(G110/'Consommations et Coûts de prod.'!$G$78)*'Consommations et Coûts de prod.'!$I$78/100","v":0},{"$f":"(H110/'Consommations et Coûts de prod.'!$G$78)*'Consommations et Coûts de prod.'!$I$78/100","v":0},{"$f":"(I110/'Consommations et Coûts de prod.'!$G$78)*'Consommations et Coûts de prod.'!$I$78/100","v":0},{"$f":"(J110/'Consommations et Coûts de prod.'!$G$78)*'Consommations et Coûts de prod.'!$I$78/100","v":0},{"$f":"(K110/'Consommations et Coûts de prod.'!$G$78)*'Consommations et Coûts de prod.'!$I$78/100","v":0},{"$f":"(L110/'Consommations et Coûts de prod.'!$G$78)*'Consommations et Coûts de prod.'!$I$78/100","v":0},{"$f":"(M110/'Consommations et Coûts de prod.'!$G$78)*'Consommations et Coûts de prod.'!$I$78/100","v":0},{"$f":"(N110/'Consommations et Coûts de prod.'!$G$78)*'Consommations et Coûts de prod.'!$I$78/100","v":0},{"$f":"(O110/'Consommations et Coûts de prod.'!$G$78)*'Consommations et Coûts de prod.'!$I$78/100","v":0},{"$f":"(P110/'Consommations et Coûts de prod.'!$G$78)*'Consommations et Coûts de prod.'!$I$78/100","v":0},{"$f":"(Q110/'Consommations et Coûts de prod.'!$G$78)*'Consommations et Coûts de prod.'!$I$78/100","v":0},{"$f":"(R110/'Consommations et Coûts de prod.'!$G$78)*'Consommations et Coûts de prod.'!$I$78/100","v":0},{"$f":"(S110/'Consommations et Coûts de prod.'!$G$78)*'Consommations et Coûts de prod.'!$I$78/100","v":0},{"$f":"(T110/'Consommations et Coûts de prod.'!$G$78)*'Consommations et Coûts de prod.'!$I$78/100","v":0},{"$f":"(U110/'Consommations et Coûts de prod.'!$G$78)*'Consommations et Coûts de prod.'!$I$78/100","v":0},{"$f":"(V110/'Consommations et Coûts de prod.'!$G$78)*'Consommations et Coûts de prod.'!$I$78/100","v":0},{"$f":"(W110/'Consommations et Coûts de prod.'!$G$78)*'Consommations et Coûts de prod.'!$I$78/100","v":0},{"$f":"(X110/'Consommations et Coûts de prod.'!$G$78)*'Consommations et Coûts de prod.'!$I$78/100","v":0},{"$f":"(Y110/'Consommations et Coûts de prod.'!$G$78)*'Consommations et Coûts de prod.'!$I$78/100","v":0},{"$f":"(Z110/'Consommations et Coûts de prod.'!$G$78)*'Consommations et Coûts de prod.'!$I$78/100","v":0},{"$f":"(AA110/'Consommations et Coûts de prod.'!$G$78)*'Consommations et Coûts de prod.'!$I$78/100","v":0},{"$f":"(AB110/'Consommations et Coûts de prod.'!$G$78)*'Consommations et Coûts de prod.'!$I$78/100","v":0},{"$f":"(AC110/'Consommations et Coûts de prod.'!$G$78)*'Consommations et Coûts de prod.'!$I$78/100","v":0},{"$f":"(AD110/'Consommations et Coûts de prod.'!$G$78)*'Consommations et Coûts de prod.'!$I$78/100","v":0},{"$f":"(AE110/'Consommations et Coûts de prod.'!$G$78)*'Consommations et Coûts de prod.'!$I$78/100","v":0},{"$f":"(AF110/'Consommations et Coûts de prod.'!$G$78)*'Consommations et Coûts de prod.'!$I$78/100","v":0},{"$f":"(AG110/'Consommations et Coûts de prod.'!$G$78)*'Consommations et Coûts de prod.'!$I$78/100","v":0},{"$f":"(AH110/'Consommations et Coûts de prod.'!$G$78)*'Consommations et Coûts de prod.'!$I$78/100","v":0},{"$f":"(AI110/'Consommations et Coûts de prod.'!$G$78)*'Consommations et Coûts de prod.'!$I$78/100","v":0},{"$f":"(AJ110/'Consommations et Coûts de prod.'!$G$78)*'Consommations et Coûts de prod.'!$I$78/100","v":0},{"$f":"(AK110/'Consommations et Coûts de prod.'!$G$78)*'Consommations et Coûts de prod.'!$I$78/100","v":0},{"$f":"(AL110/'Consommations et Coûts de prod.'!$G$78)*'Consommations et Coûts de prod.'!$I$78/100","v":0},{"$f":"(AM110/'Consommations et Coûts de prod.'!$G$78)*'Consommations et Coûts de prod.'!$I$78/100","v":0},{"$f":"(AN110/'Consommations et Coûts de prod.'!$G$78)*'Consommations et Coûts de prod.'!$I$78/100","v":0},{"$f":"(AO110/'Consommations et Coûts de prod.'!$G$78)*'Consommations et Coûts de prod.'!$I$78/100","v":0},{"$f":"(AP110/'Consommations et Coûts de prod.'!$G$78)*'Consommations et Coûts de prod.'!$I$78/100","v":0},{"$f":"(AQ110/'Consommations et Coûts de prod.'!$G$78)*'Consommations et Coûts de prod.'!$I$78/100","v":0},{"$f":"(AR110/'Consommations et Coûts de prod.'!$G$78)*'Consommations et Coûts de prod.'!$I$78/100","v":0},{"$f":"(AS110/'Consommations et Coûts de prod.'!$G$78)*'Consommations et Coûts de prod.'!$I$78/100","v":0},{"$f":"(AT110/'Consommations et Coûts de prod.'!$G$78)*'Consommations et Coûts de prod.'!$I$78/100","v":0},{"$f":"(AU110/'Consommations et Coûts de prod.'!$G$78)*'Consommations et Coûts de prod.'!$I$78/100","v":0},{"$f":"(AV110/'Consommations et Coûts de prod.'!$G$78)*'Consommations et Coûts de prod.'!$I$78/100","v":0},{"$f":"(AW110/'Consommations et Coûts de prod.'!$G$78)*'Consommations et Coûts de prod.'!$I$78/100","v":0},{"$f":"(AX110/'Consommations et Coûts de prod.'!$G$78)*'Consommations et Coûts de prod.'!$I$78/100","v":0},{"$f":"(AY110/'Consommations et Coûts de prod.'!$G$78)*'Consommations et Coûts de prod.'!$I$78/100","v":0},{"$f":"(AZ110/'Consommations et Coûts de prod.'!$G$78)*'Consommations et Coûts de prod.'!$I$78/100","v":0},{"$f":"(BA110/'Consommations et Coûts de prod.'!$G$78)*'Consommations et Coûts de prod.'!$I$78/100","v":0},{"$f":"(BB110/'Consommations et Coûts de prod.'!$G$78)*'Consommations et Coûts de prod.'!$I$78/100","v":0},{"$f":"(BC110/'Consommations et Coûts de prod.'!$G$78)*'Consommations et Coûts de prod.'!$I$78/100","v":0},{"$f":"(BD110/'Consommations et Coûts de prod.'!$G$78)*'Consommations et Coûts de prod.'!$I$78/100","v":0},{"$f":"(BE110/'Consommations et Coûts de prod.'!$G$78)*'Consommations et Coûts de prod.'!$I$78/100","v":0},{"$f":"(BF110/'Consommations et Coûts de prod.'!$G$78)*'Consommations et Coûts de prod.'!$I$78/100","v":0},{"$f":"(BG110/'Consommations et Coûts de prod.'!$G$78)*'Consommations et Coûts de prod.'!$I$78/100","v":0},{"$f":"(BH110/'Consommations et Coûts de prod.'!$G$78)*'Consommations et Coûts de prod.'!$I$78/100","v":0},{"$f":"(BI110/'Consommations et Coûts de prod.'!$G$78)*'Consommations et Coûts de prod.'!$I$78/100","v":0},{"$f":"(BJ110/'Consommations et Coûts de prod.'!$G$78)*'Consommations et Coûts de prod.'!$I$78/100","v":0},0,"€"]
["Cout 40 Appoint",{"$f":"(B111/'Consommations et Coûts de prod.'!$G$78)*'Consommations et Coûts de prod.'!$I$78/100","v":0},{"$f":"(C111/'Consommations et Coûts de prod.'!$G$78)*'Consommations et Coûts de prod.'!$I$78/100","v":0},{"$f":"(D111/'Consommations et Coûts de prod.'!$G$78)*'Consommations et Coûts de prod.'!$I$78/100","v":0},{"$f":"(E111/'Consommations et Coûts de prod.'!$G$78)*'Consommations et Coûts de prod.'!$I$78/100","v":0},{"$f":"(F111/'Consommations et Coûts de prod.'!$G$78)*'Consommations et Coûts de prod.'!$I$78/100","v":0},{"$f":"(G111/'Consommations et Coûts de prod.'!$G$78)*'Consommations et Coûts de prod.'!$I$78/100","v":0},{"$f":"(H111/'Consommations et Coûts de prod.'!$G$78)*'Consommations et Coûts de prod.'!$I$78/100","v":0},{"$f":"(I111/'Consommations et Coûts de prod.'!$G$78)*'Consommations et Coûts de prod.'!$I$78/100","v":0},{"$f":"(J111/'Consommations et Coûts de prod.'!$G$78)*'Consommations et Coûts de prod.'!$I$78/100","v":0},{"$f":"(K111/'Consommations et Coûts de prod.'!$G$78)*'Consommations et Coûts de prod.'!$I$78/100","v":0},{"$f":"(L111/'Consommations et Coûts de prod.'!$G$78)*'Consommations et Coûts de prod.'!$I$78/100","v":0},{"$f":"(M111/'Consommations et Coûts de prod.'!$G$78)*'Consommations et Coûts de prod.'!$I$78/100","v":0},{"$f":"(N111/'Consommations et Coûts de prod.'!$G$78)*'Consommations et Coûts de prod.'!$I$78/100","v":0},{"$f":"(O111/'Consommations et Coûts de prod.'!$G$78)*'Consommations et Coûts de prod.'!$I$78/100","v":0},{"$f":"(P111/'Consommations et Coûts de prod.'!$G$78)*'Consommations et Coûts de prod.'!$I$78/100","v":0},{"$f":"(Q111/'Consommations et Coûts de prod.'!$G$78)*'Consommations et Coûts de prod.'!$I$78/100","v":0},{"$f":"(R111/'Consommations et Coûts de prod.'!$G$78)*'Consommations et Coûts de prod.'!$I$78/100","v":0},{"$f":"(S111/'Consommations et Coûts de prod.'!$G$78)*'Consommations et Coûts de prod.'!$I$78/100","v":0},{"$f":"(T111/'Consommations et Coûts de prod.'!$G$78)*'Consommations et Coûts de prod.'!$I$78/100","v":0},{"$f":"(U111/'Consommations et Coûts de prod.'!$G$78)*'Consommations et Coûts de prod.'!$I$78/100","v":0},{"$f":"(V111/'Consommations et Coûts de prod.'!$G$78)*'Consommations et Coûts de prod.'!$I$78/100","v":0},{"$f":"(W111/'Consommations et Coûts de prod.'!$G$78)*'Consommations et Coûts de prod.'!$I$78/100","v":0},{"$f":"(X111/'Consommations et Coûts de prod.'!$G$78)*'Consommations et Coûts de prod.'!$I$78/100","v":0},{"$f":"(Y111/'Consommations et Coûts de prod.'!$G$78)*'Consommations et Coûts de prod.'!$I$78/100","v":0},{"$f":"(Z111/'Consommations et Coûts de prod.'!$G$78)*'Consommations et Coûts de prod.'!$I$78/100","v":0},{"$f":"(AA111/'Consommations et Coûts de prod.'!$G$78)*'Consommations et Coûts de prod.'!$I$78/100","v":0},{"$f":"(AB111/'Consommations et Coûts de prod.'!$G$78)*'Consommations et Coûts de prod.'!$I$78/100","v":0},{"$f":"(AC111/'Consommations et Coûts de prod.'!$G$78)*'Consommations et Coûts de prod.'!$I$78/100","v":0},{"$f":"(AD111/'Consommations et Coûts de prod.'!$G$78)*'Consommations et Coûts de prod.'!$I$78/100","v":0},{"$f":"(AE111/'Consommations et Coûts de prod.'!$G$78)*'Consommations et Coûts de prod.'!$I$78/100","v":0},{"$f":"(AF111/'Consommations et Coûts de prod.'!$G$78)*'Consommations et Coûts de prod.'!$I$78/100","v":0},{"$f":"(AG111/'Consommations et Coûts de prod.'!$G$78)*'Consommations et Coûts de prod.'!$I$78/100","v":0},{"$f":"(AH111/'Consommations et Coûts de prod.'!$G$78)*'Consommations et Coûts de prod.'!$I$78/100","v":0},{"$f":"(AI111/'Consommations et Coûts de prod.'!$G$78)*'Consommations et Coûts de prod.'!$I$78/100","v":0},{"$f":"(AJ111/'Consommations et Coûts de prod.'!$G$78)*'Consommations et Coûts de prod.'!$I$78/100","v":0},{"$f":"(AK111/'Consommations et Coûts de prod.'!$G$78)*'Consommations et Coûts de prod.'!$I$78/100","v":0},{"$f":"(AL111/'Consommations et Coûts de prod.'!$G$78)*'Consommations et Coûts de prod.'!$I$78/100","v":0},{"$f":"(AM111/'Consommations et Coûts de prod.'!$G$78)*'Consommations et Coûts de prod.'!$I$78/100","v":0},{"$f":"(AN111/'Consommations et Coûts de prod.'!$G$78)*'Consommations et Coûts de prod.'!$I$78/100","v":0},{"$f":"(AO111/'Consommations et Coûts de prod.'!$G$78)*'Consommations et Coûts de prod.'!$I$78/100","v":0},{"$f":"(AP111/'Consommations et Coûts de prod.'!$G$78)*'Consommations et Coûts de prod.'!$I$78/100","v":0},{"$f":"(AQ111/'Consommations et Coûts de prod.'!$G$78)*'Consommations et Coûts de prod.'!$I$78/100","v":0},{"$f":"(AR111/'Consommations et Coûts de prod.'!$G$78)*'Consommations et Coûts de prod.'!$I$78/100","v":0},{"$f":"(AS111/'Consommations et Coûts de prod.'!$G$78)*'Consommations et Coûts de prod.'!$I$78/100","v":0},{"$f":"(AT111/'Consommations et Coûts de prod.'!$G$78)*'Consommations et Coûts de prod.'!$I$78/100","v":0},{"$f":"(AU111/'Consommations et Coûts de prod.'!$G$78)*'Consommations et Coûts de prod.'!$I$78/100","v":0},{"$f":"(AV111/'Consommations et Coûts de prod.'!$G$78)*'Consommations et Coûts de prod.'!$I$78/100","v":0},{"$f":"(AW111/'Consommations et Coûts de prod.'!$G$78)*'Consommations et Coûts de prod.'!$I$78/100","v":0},{"$f":"(AX111/'Consommations et Coûts de prod.'!$G$78)*'Consommations et Coûts de prod.'!$I$78/100","v":0},{"$f":"(AY111/'Consommations et Coûts de prod.'!$G$78)*'Consommations et Coûts de prod.'!$I$78/100","v":0},{"$f":"(AZ111/'Consommations et Coûts de prod.'!$G$78)*'Consommations et Coûts de prod.'!$I$78/100","v":0},{"$f":"(BA111/'Consommations et Coûts de prod.'!$G$78)*'Consommations et Coûts de prod.'!$I$78/100","v":0},{"$f":"(BB111/'Consommations et Coûts de prod.'!$G$78)*'Consommations et Coûts de prod.'!$I$78/100","v":0},{"$f":"(BC111/'Consommations et Coûts de prod.'!$G$78)*'Consommations et Coûts de prod.'!$I$78/100","v":0},{"$f":"(BD111/'Consommations et Coûts de prod.'!$G$78)*'Consommations et Coûts de prod.'!$I$78/100","v":0},{"$f":"(BE111/'Consommations et Coûts de prod.'!$G$78)*'Consommations et Coûts de prod.'!$I$78/100","v":0},{"$f":"(BF111/'Consommations et Coûts de prod.'!$G$78)*'Consommations et Coûts de prod.'!$I$78/100","v":0},{"$f":"(BG111/'Consommations et Coûts de prod.'!$G$78)*'Consommations et Coûts de prod.'!$I$78/100","v":0},{"$f":"(BH111/'Consommations et Coûts de prod.'!$G$78)*'Consommations et Coûts de prod.'!$I$78/100","v":0},{"$f":"(BI111/'Consommations et Coûts de prod.'!$G$78)*'Consommations et Coûts de prod.'!$I$78/100","v":0},{"$f":"(BJ111/'Consommations et Coûts de prod.'!$G$78)*'Consommations et Coûts de prod.'!$I$78/100","v":0},0,"€"]
["Cout 35 Appoint",{"$f":"(B112/'Consommations et Coûts de prod.'!$G$78)*'Consommations et Coûts de prod.'!$I$78/100","v":0},{"$f":"(C112/'Consommations et Coûts de prod.'!$G$78)*'Consommations et Coûts de prod.'!$I$78/100","v":0},{"$f":"(D112/'Consommations et Coûts de prod.'!$G$78)*'Consommations et Coûts de prod.'!$I$78/100","v":0},{"$f":"(E112/'Consommations et Coûts de prod.'!$G$78)*'Consommations et Coûts de prod.'!$I$78/100","v":0},{"$f":"(F112/'Consommations et Coûts de prod.'!$G$78)*'Consommations et Coûts de prod.'!$I$78/100","v":0},{"$f":"(G112/'Consommations et Coûts de prod.'!$G$78)*'Consommations et Coûts de prod.'!$I$78/100","v":0},{"$f":"(H112/'Consommations et Coûts de prod.'!$G$78)*'Consommations et Coûts de prod.'!$I$78/100","v":0},{"$f":"(I112/'Consommations et Coûts de prod.'!$G$78)*'Consommations et Coûts de prod.'!$I$78/100","v":0},{"$f":"(J112/'Consommations et Coûts de prod.'!$G$78)*'Consommations et Coûts de prod.'!$I$78/100","v":0},{"$f":"(K112/'Consommations et Coûts de prod.'!$G$78)*'Consommations et Coûts de prod.'!$I$78/100","v":0},{"$f":"(L112/'Consommations et Coûts de prod.'!$G$78)*'Consommations et Coûts de prod.'!$I$78/100","v":0},{"$f":"(M112/'Consommations et Coûts de prod.'!$G$78)*'Consommations et Coûts de prod.'!$I$78/100","v":0},{"$f":"(N112/'Consommations et Coûts de prod.'!$G$78)*'Consommations et Coûts de prod.'!$I$78/100","v":0},{"$f":"(O112/'Consommations et Coûts de prod.'!$G$78)*'Consommations et Coûts de prod.'!$I$78/100","v":0},{"$f":"(P112/'Consommations et Coûts de prod.'!$G$78)*'Consommations et Coûts de prod.'!$I$78/100","v":0},{"$f":"(Q112/'Consommations et Coûts de prod.'!$G$78)*'Consommations et Coûts de prod.'!$I$78/100","v":0},{"$f":"(R112/'Consommations et Coûts de prod.'!$G$78)*'Consommations et Coûts de prod.'!$I$78/100","v":0},{"$f":"(S112/'Consommations et Coûts de prod.'!$G$78)*'Consommations et Coûts de prod.'!$I$78/100","v":0},{"$f":"(T112/'Consommations et Coûts de prod.'!$G$78)*'Consommations et Coûts de prod.'!$I$78/100","v":0},{"$f":"(U112/'Consommations et Coûts de prod.'!$G$78)*'Consommations et Coûts de prod.'!$I$78/100","v":0},{"$f":"(V112/'Consommations et Coûts de prod.'!$G$78)*'Consommations et Coûts de prod.'!$I$78/100","v":0},{"$f":"(W112/'Consommations et Coûts de prod.'!$G$78)*'Consommations et Coûts de prod.'!$I$78/100","v":0},{"$f":"(X112/'Consommations et Coûts de prod.'!$G$78)*'Consommations et Coûts de prod.'!$I$78/100","v":0},{"$f":"(Y112/'Consommations et Coûts de prod.'!$G$78)*'Consommations et Coûts de prod.'!$I$78/100","v":0},{"$f":"(Z112/'Consommations et Coûts de prod.'!$G$78)*'Consommations et Coûts de prod.'!$I$78/100","v":0},{"$f":"(AA112/'Consommations et Coûts de prod.'!$G$78)*'Consommations et Coûts de prod.'!$I$78/100","v":0},{"$f":"(AB112/'Consommations et Coûts de prod.'!$G$78)*'Consommations et Coûts de prod.'!$I$78/100","v":0},{"$f":"(AC112/'Consommations et Coûts de prod.'!$G$78)*'Consommations et Coûts de prod.'!$I$78/100","v":0},{"$f":"(AD112/'Consommations et Coûts de prod.'!$G$78)*'Consommations et Coûts de prod.'!$I$78/100","v":0},{"$f":"(AE112/'Consommations et Coûts de prod.'!$G$78)*'Consommations et Coûts de prod.'!$I$78/100","v":0},{"$f":"(AF112/'Consommations et Coûts de prod.'!$G$78)*'Consommations et Coûts de prod.'!$I$78/100","v":0},{"$f":"(AG112/'Consommations et Coûts de prod.'!$G$78)*'Consommations et Coûts de prod.'!$I$78/100","v":0},{"$f":"(AH112/'Consommations et Coûts de prod.'!$G$78)*'Consommations et Coûts de prod.'!$I$78/100","v":0},{"$f":"(AI112/'Consommations et Coûts de prod.'!$G$78)*'Consommations et Coûts de prod.'!$I$78/100","v":0},{"$f":"(AJ112/'Consommations et Coûts de prod.'!$G$78)*'Consommations et Coûts de prod.'!$I$78/100","v":0},{"$f":"(AK112/'Consommations et Coûts de prod.'!$G$78)*'Consommations et Coûts de prod.'!$I$78/100","v":0},{"$f":"(AL112/'Consommations et Coûts de prod.'!$G$78)*'Consommations et Coûts de prod.'!$I$78/100","v":0},{"$f":"(AM112/'Consommations et Coûts de prod.'!$G$78)*'Consommations et Coûts de prod.'!$I$78/100","v":0},{"$f":"(AN112/'Consommations et Coûts de prod.'!$G$78)*'Consommations et Coûts de prod.'!$I$78/100","v":0},{"$f":"(AO112/'Consommations et Coûts de prod.'!$G$78)*'Consommations et Coûts de prod.'!$I$78/100","v":0},{"$f":"(AP112/'Consommations et Coûts de prod.'!$G$78)*'Consommations et Coûts de prod.'!$I$78/100","v":0},{"$f":"(AQ112/'Consommations et Coûts de prod.'!$G$78)*'Consommations et Coûts de prod.'!$I$78/100","v":0},{"$f":"(AR112/'Consommations et Coûts de prod.'!$G$78)*'Consommations et Coûts de prod.'!$I$78/100","v":0},{"$f":"(AS112/'Consommations et Coûts de prod.'!$G$78)*'Consommations et Coûts de prod.'!$I$78/100","v":0},{"$f":"(AT112/'Consommations et Coûts de prod.'!$G$78)*'Consommations et Coûts de prod.'!$I$78/100","v":0},{"$f":"(AU112/'Consommations et Coûts de prod.'!$G$78)*'Consommations et Coûts de prod.'!$I$78/100","v":0},{"$f":"(AV112/'Consommations et Coûts de prod.'!$G$78)*'Consommations et Coûts de prod.'!$I$78/100","v":0},{"$f":"(AW112/'Consommations et Coûts de prod.'!$G$78)*'Consommations et Coûts de prod.'!$I$78/100","v":0},{"$f":"(AX112/'Consommations et Coûts de prod.'!$G$78)*'Consommations et Coûts de prod.'!$I$78/100","v":0},{"$f":"(AY112/'Consommations et Coûts de prod.'!$G$78)*'Consommations et Coûts de prod.'!$I$78/100","v":0},{"$f":"(AZ112/'Consommations et Coûts de prod.'!$G$78)*'Consommations et Coûts de prod.'!$I$78/100","v":0},{"$f":"(BA112/'Consommations et Coûts de prod.'!$G$78)*'Consommations et Coûts de prod.'!$I$78/100","v":0},{"$f":"(BB112/'Consommations et Coûts de prod.'!$G$78)*'Consommations et Coûts de prod.'!$I$78/100","v":0},{"$f":"(BC112/'Consommations et Coûts de prod.'!$G$78)*'Consommations et Coûts de prod.'!$I$78/100","v":0},{"$f":"(BD112/'Consommations et Coûts de prod.'!$G$78)*'Consommations et Coûts de prod.'!$I$78/100","v":0},{"$f":"(BE112/'Consommations et Coûts de prod.'!$G$78)*'Consommations et Coûts de prod.'!$I$78/100","v":0},{"$f":"(BF112/'Consommations et Coûts de prod.'!$G$78)*'Consommations et Coûts de prod.'!$I$78/100","v":0},{"$f":"(BG112/'Consommations et Coûts de prod.'!$G$78)*'Consommations et Coûts de prod.'!$I$78/100","v":0},{"$f":"(BH112/'Consommations et Coûts de prod.'!$G$78)*'Consommations et Coûts de prod.'!$I$78/100","v":0},{"$f":"(BI112/'Consommations et Coûts de prod.'!$G$78)*'Consommations et Coûts de prod.'!$I$78/100","v":0},{"$f":"(BJ112/'Consommations et Coûts de prod.'!$G$78)*'Consommations et Coûts de prod.'!$I$78/100","v":0},{"$f":"SUM(B119:BJ119)","v":0},"€"]
["Cout Appoint",{"$f":"B115+B116+B117+B118+B119","v":0},{"$f":"C115+C116+C117+C118+C119","v":0},0,0,0,0,0,0,0,0,0,0,0,0,0,0,0,0,0,0,0,0,0,0,0,0,0,0,0,0,0,0,0,0,0,0,0,0,0,0,0,0,0,0,0,0,0,0,0,0,0,0,0,0,0,0,0,0,0,0,0,{"$f":"SUM(B120:BJ120)","v":0},"€ ECS optimisé Appoint"]
["Part non produite",{"$f":"B75+B76+B77+B78+B79-B93-B113","v":0},{"$f":"C75+C76+C77+C78+C79-C93-C113","v":0},0,0,0,0,0,0,0,0,0,0,0,0,0,0,0,0,0,0,0,0,0,0,0,0,0,0,0,0,0,0,0,0,0,0,0,0,0,0,0,0,0,0,0,0,0,0,0,0,0,0,0,0,0,0,0,0,0,0,0,{"$f":"SUM(B121:BJ121)","v":0},"kWh non produit"]
[null,null,null,null,null,null,null,null,null,null,null,null,null,null,null,null,null,null,null,null,null,null,null,null,null,null,null,null,null,null,null,null,null,null,null,null,null,null,null,null,null,null,null,null,null,null,null,null,null,null,null,null,null,null,null,null,{"$f":"'Consommations et Coûts de prod.'!$I$78","v":14.61},null,null,null,null,null,{"$f":"BK113","v":0}]
[null,null,null,null,null,null,null,null,null,null,null,null,null,null,null,null,null,null,null,null,null,null,null,null,null,null,null,null,null,null,null,null,null,null,null,null,null,null,null,null,null,null,null,null,null,null,null,null,null,null,null,null,null,null,null,null,{"$f":"+'Consommations et Coûts de prod.'!$G$78","v":0.93},null,null,null,null,null,null,{"$f":"+BK122/BE123*BE122/100","v":0}]
[]
[]
[]
["Vérification : prix/jour",{"$f":"$AL$7*IF(B69=0,'Consommations et Coûts de prod.'!$I$78/'Consommations et Coûts de prod.'!$G$78,'Consommations et Coûts de prod.'!$H$78/B64)/100","v":1.8030537634408605},{"$f":"$AL$7*IF(C69=0,'Consommations et Coûts de prod.'!$I$78/'Consommations et Coûts de prod.'!$G$78,'Consommations et Coûts de prod.'!$H$78/C64)/100","v":1.8030537634408605},{"$f":"$AL$7*IF(D69=0,'Consommations et Coûts de prod.'!$I$78/'Consommations et Coûts de prod.'!$G$78,'Consommations et Coûts de prod.'!$H$78/D64)/100","v":1.8030537634408605},{"$f":"$AL$7*IF(E69=0,'Consommations et Coûts de prod.'!$I$78/'Consommations et Coûts de prod.'!$G$78,'Consommations et Coûts de prod.'!$H$78/E64)/100","v":1.8030537634408605},{"$f":"$AL$7*IF(F69=0,'Consommations et Coûts de prod.'!$I$78/'Consommations et Coûts de prod.'!$G$78,'Consommations et Coûts de prod.'!$H$78/F64)/100","v":1.8030537634408605},{"$f":"$AL$7*IF(G69=0,'Consommations et Coûts de prod.'!$I$78/'Consommations et Coûts de prod.'!$G$78,'Consommations et Coûts de prod.'!$H$78/G64)/100","v":1.8030537634408605},{"$f":"$AL$7*IF(H69=0,'Consommations et Coûts de prod.'!$I$78/'Consommations et Coûts de prod.'!$G$78,'Consommations et Coûts de prod.'!$H$78/H64)/100","v":1.8030537634408605},{"$f":"$AL$7*IF(I69=0,'Consommations et Coûts de prod.'!$I$78/'Consommations et Coûts de prod.'!$G$78,'Consommations et Coûts de prod.'!$H$78/I64)/100","v":1.8030537634408605},{"$f":"$AL$7*IF(J69=0,'Consommations et Coûts de prod.'!$I$78/'Consommations et Coûts de prod.'!$G$78,'Consommations et Coûts de prod.'!$H$78/J64)/100","v":1.8030537634408605},{"$f":"$AL$7*IF(K69=0,'Consommations et Coûts de prod.'!$I$78/'Consommations et Coûts de prod.'!$G$78,'Consommations et Coûts de prod.'!$H$78/K64)/100","v":1.8030537634408605},{"$f":"$AL$7*IF(L69=0,'Consommations et Coûts de prod.'!$I$78/'Consommations et Coûts de prod.'!$G$78,'Consommations et Coûts de prod.'!$H$78/L64)/100","v":1.8030537634408605},{"$f":"$AL$7*IF(M69=0,'Consommations et Coûts de prod.'!$I$78/'Consommations et Coûts de prod.'!$G$78,'Consommations et Coûts de prod.'!$H$78/M64)/100","v":1.8030537634408605},{"$f":"$AL$7*IF(N69=0,'Consommations et Coûts de prod.'!$I$78/'Consommations et Coûts de prod.'!$G$78,'Consommations et Coûts de prod.'!$H$78/N64)/100","v":1.8030537634408605},{"$f":"$AL$7*IF(O69=0,'Consommations et Coûts de prod.'!$I$78/'Consommations et Coûts de prod.'!$G$78,'Consommations et Coûts de prod.'!$H$78/O64)/100","v":1.8030537634408605},{"$f":"$AL$7*IF(P69=0,'Consommations et Coûts de prod.'!$I$78/'Consommations et Coûts de prod.'!$G$78,'Consommations et Coûts de prod.'!$H$78/P64)/100","v":1.8030537634408605},{"$f":"$AL$7*IF(Q69=0,'Consommations et Coûts de prod.'!$I$78/'Consommations et Coûts de prod.'!$G$78,'Consommations et Coûts de prod.'!$H$78/Q64)/100","v":1.2062612834355497},{"$f":"$AL$7*IF(R69=0,'Consommations et Coûts de prod.'!$I$78/'Consommations et Coûts de prod.'!$G$78,'Consommations et Coûts de prod.'!$H$78/R64)/100","v":1.1601621261068025},{"$f":"$AL$7*IF(S69=0,'Consommations et Coûts de prod.'!$I$78/'Consommations et Coûts de prod.'!$G$78,'Consommations et Coûts de prod.'!$H$78/S64)/100","v":1.1106430109680976},{"$f":"$AL$7*IF(T69=0,'Consommations et Coûts de prod.'!$I$78/'Consommations et Coûts de prod.'!$G$78,'Consommations et Coûts de prod.'!$H$78/T64)/100","v":1.0714438458751059},{"$f":"$AL$7*IF(U69=0,'Consommations et Coûts de prod.'!$I$78/'Consommations et Coûts de prod.'!$G$78,'Consommations et Coûts de prod.'!$H$78/U64)/100","v":1.0528638947905664},{"$f":"$AL$7*IF(V69=0,'Consommations et Coûts de prod.'!$I$78/'Consommations et Coûts de prod.'!$G$78,'Consommations et Coûts de prod.'!$H$78/V64)/100","v":1.0349173511293634},{"$f":"$AL$7*IF(W69=0,'Consommations et Coûts de prod.'!$I$78/'Consommations et Coûts de prod.'!$G$78,'Consommations et Coûts de prod.'!$H$78/W64)/100","v":1.0175723675908825},{"$f":"$AL$7*IF(X69=0,'Consommations et Coûts de prod.'!$I$78/'Consommations et Coûts de prod.'!$G$78,'Consommations et Coûts de prod.'!$H$78/X64)/100","v":1.0007991966965273},{"$f":"$AL$7*IF(Y69=0,'Consommations et Coûts de prod.'!$I$78/'Consommations et Coûts de prod.'!$G$78,'Consommations et Coûts de prod.'!$H$78/Y64)/100","v":0.9845700205338811},{"$f":"$AL$7*IF(Z69=0,'Consommations et Coûts de prod.'!$I$78/'Consommations et Coûts de prod.'!$G$78,'Consommations et Coûts de prod.'!$H$78/Z64)/100","v":0.96885879680195752},{"$f":"$AL$7*IF(AA69=0,'Consommations et Coûts de prod.'!$I$78/'Consommations et Coûts de prod.'!$G$78,'Consommations et Coûts de prod.'!$H$78/AA64)/100","v":0.95364111936527751},{"$f":"$AL$7*IF(AB69=0,'Consommations et Coûts de prod.'!$I$78/'Consommations et Coûts de prod.'!$G$78,'Consommations et Coûts de prod.'!$H$78/AB64)/100","v":0.93889409174622673},{"$f":"$AL$7*IF(AC69=0,'Consommations et Coûts de prod.'!$I$78/'Consommations et Coûts de prod.'!$G$78,'Consommations et Coûts de prod.'!$H$78/AC64)/100","v":0.92459621217648735},{"$f":"$AL$7*IF(AD69=0,'Consommations et Coûts de prod.'!$I$78/'Consommations et Coûts de prod.'!$G$78,'Consommations et Coûts de prod.'!$H$78/AD64)/100","v":0.90171016732063369},{"$f":"$AL$7*IF(AE69=0,'Consommations et Coûts de prod.'!$I$78/'Consommations et Coûts de prod.'!$G$78,'Consommations et Coûts de prod.'!$H$78/AE64)/100","v":0.87992972849646378},{"$f":"$AL$7*IF(AF69=0,'Consommations et Coûts de prod.'!$I$78/'Consommations et Coûts de prod.'!$G$78,'Consommations et Coûts de prod.'!$H$78/AF64)/100","v":0.85917666886211319},{"$f":"$AL$7*IF(AG69=0,'Consommations et Coûts de prod.'!$I$78/'Consommations et Coûts de prod.'!$G$78,'Consommations et Coûts de prod.'!$H$78/AG64)/100","v":0.839379971422894},{"$f":"$AL$7*IF(AH69=0,'Consommations et Coûts de prod.'!$I$78/'Consommations et Coûts de prod.'!$G$78,'Consommations et Coûts de prod.'!$H$78/AH64)/100","v":0.82047501711156745},{"$f":"$AL$7*IF(AI69=0,'Consommations et Coûts de prod.'!$I$78/'Consommations et Coûts de prod.'!$G$78,'Consommations et Coûts de prod.'!$H$78/AI64)/100","v":0.79193675564681743},{"$f":"$AL$7*IF(AJ69=0,'Consommations et Coûts de prod.'!$I$78/'Consommations et Coûts de prod.'!$G$78,'Consommations et Coûts de prod.'!$H$78/AJ64)/100","v":0.76854621856020244},{"$f":"$AL$7*IF(AK69=0,'Consommations et Coûts de prod.'!$I$78/'Consommations et Coûts de prod.'!$G$78,'Consommations et Coûts de prod.'!$H$78/AK64)/100","v":0.74345083183170602},{"$f":"$AL$7*IF(AL69=0,'Consommations et Coûts de prod.'!$I$78/'Consommations et Coûts de prod.'!$G$78,'Consommations et Coûts de prod.'!$H$78/AL64)/100","v":0.72279941983638096},{"$f":"$AL$7*IF(AM69=0,'Consommations et Coûts de prod.'!$I$78/'Consommations et Coûts de prod.'!$G$78,'Consommations et Coûts de prod.'!$H$78/AM64)/100","v":0.70055943768756923},{"$f":"$AL$7*IF(AN69=0,'Consommations et Coûts de prod.'!$I$78/'Consommations et Coûts de prod.'!$G$78,'Consommations et Coûts de prod.'!$H$78/AN64)/100","v":0.67964721566704467},{"$f":"$AL$7*IF(AO69=0,'Consommations et Coûts de prod.'!$I$78/'Consommations et Coûts de prod.'!$G$78,'Consommations et Coûts de prod.'!$H$78/AO64)/100","v":0.66234710472279257},{"$f":"$AL$7*IF(AP69=0,'Consommations et Coûts de prod.'!$I$78/'Consommations et Coûts de prod.'!$G$78,'Consommations et Coûts de prod.'!$H$78/AP64)/100","v":0.64362351165642395},{"$f":"$AL$7*IF(AQ69=0,'Consommations et Coûts de prod.'!$I$78/'Consommations et Coûts de prod.'!$G$78,'Consommations et Coûts de prod.'!$H$78/AQ64)/100","v":0.62592939449748441},{"$f":"$AL$7*IF(AR69=0,'Consommations et Coûts de prod.'!$I$78/'Consommations et Coûts de prod.'!$G$78,'Consommations et Coûts de prod.'!$H$78/AR64)/100","v":0.6112263550294228},{"$f":"$AL$7*IF(AS69=0,'Consommations et Coûts de prod.'!$I$78/'Consommations et Coûts de prod.'!$G$78,'Consommations et Coûts de prod.'!$H$78/AS64)/100","v":0.59524658104172534},{"$f":"$AL$7*IF(AT69=0,'Consommations et Coûts de prod.'!$I$78/'Consommations et Coûts de prod.'!$G$78,'Consommations et Coûts de prod.'!$H$78/AT64)/100","v":0.58193435718456232},{"$f":"$AL$7*IF(AU69=0,'Consommations et Coûts de prod.'!$I$78/'Consommations et Coûts de prod.'!$G$78,'Consommations et Coûts de prod.'!$H$78/AU64)/100","v":0.56743132024538323},{"$f":"$AL$7*IF(AV69=0,'Consommations et Coûts de prod.'!$I$78/'Consommations et Coûts de prod.'!$G$78,'Consommations et Coûts de prod.'!$H$78/AV64)/100","v":0.56743132024538323},{"$f":"$AL$7*IF(AW69=0,'Consommations et Coûts de prod.'!$I$78/'Consommations et Coûts de prod.'!$G$78,'Consommations et Coûts de prod.'!$H$78/AW64)/100","v":0.56743132024538323},{"$f":"$AL$7*IF(AX69=0,'Consommations et Coûts de prod.'!$I$78/'Consommations et Coûts de prod.'!$G$78,'Consommations et Coûts de prod.'!$H$78/AX64)/100","v":0.56743132024538323},{"$f":"$AL$7*IF(AY69=0,'Consommations et Coûts de prod.'!$I$78/'Consommations et Coûts de prod.'!$G$78,'Consommations et Coûts de prod.'!$H$78/AY64)/100","v":0.56743132024538323},{"$f":"$AL$7*IF(AZ69=0,'Consommations et Coûts de prod.'!$I$78/'Consommations et Coûts de prod.'!$G$78,'Consommations et Coûts de prod.'!$H$78/AZ64)/100","v":0.56743132024538323},{"$f":"$AL$7*IF(BA69=0,'Consommations et Coûts de prod.'!$I$78/'Consommations et Coûts de prod.'!$G$78,'Consommations et Coûts de prod.'!$H$78/BA64)/100","v":0.56743132024538323},{"$f":"$AL$7*IF(BB69=0,'Consommations et Coûts de prod.'!$I$78/'Consommations et Coûts de prod.'!$G$78,'Consommations et Coûts de prod.'!$H$78/BB64)/100","v":0.56743132024538323},{"$f":"$AL$7*IF(BC69=0,'Consommations et Coûts de prod.'!$I$78/'Consommations et Coûts de prod.'!$G$78,'Consommations et Coûts de prod.'!$H$78/BC64)/100","v":0.56743132024538323},{"$f":"$AL$7*IF(BD69=0,'Consommations et Coûts de prod.'!$I$78/'Consommations et Coûts de prod.'!$G$78,'Consommations et Coûts de prod.'!$H$78/BD64)/100","v":0.56743132024538323},{"$f":"$AL$7*IF(BE69=0,'Consommations et Coûts de prod.'!$I$78/'Consommations et Coûts de prod.'!$G$78,'Consommations et Coûts de prod.'!$H$78/BE64)/100","v":0.56743132024538323}]
["Déper + 0,5 (condition ECS par PAC)",{"$f":"B29+0.5","v":{"$error":"#N/A"}},{"$error":"#N/A"},{"$error":"#N/A"},{"$error":"#N/A"},{"$error":"#N/A"},{"$error":"#N/A"},{"$error":"#N/A"},{"$error":"#N/A"},{"$error":"#N/A"},{"$error":"#N/A"},{"$error":"#N/A"},{"$error":"#N/A"},{"$error":"#N/A"},{"$error":"#N/A"},{"$error":"#N/A"},7,6.75,6.5,6.25,6,5.75,5.5,5.25,5,4.75,4.5,4.25,4,3.75,3.5,3.25,3,{"$f":"AH29+0.5","v":2.75},2.5,2.25,2,1.75,1.5,1.25,1,0.75,0.5,0.5,0.5,0.5,0.5,0.5,0.5,0.5,0.5,0.5,0.5,0.5,0.5,0.5,0.5]
[]
["Coût PAC non optimisé",{"$f":"B74*$AL$7*IF(B69=0,0,'Consommations et Coûts de prod.'!$H$78/B64)/100","v":0},{"$f":"C74*$AL$7*IF(C69=0,0,'Consommations et Coûts de prod.'!$H$78/C64)/100","v":0},{"$f":"D74*$AL$7*IF(D69=0,0,'Consommations et Coûts de prod.'!$H$78/D64)/100","v":0},{"$f":"E74*$AL$7*IF(E69=0,0,'Consommations et Coûts de prod.'!$H$78/E64)/100","v":0},{"$f":"F74*$AL$7*IF(F69=0,0,'Consommations et Coûts de prod.'!$H$78/F64)/100","v":0},{"$f":"G74*$AL$7*IF(G69=0,0,'Consommations et Coûts de prod.'!$H$78/G64)/100","v":0},{"$f":"H74*$AL$7*IF(H69=0,0,'Consommations et Coûts de prod.'!$H$78/H64)/100","v":0},{"$f":"I74*$AL$7*IF(I69=0,0,'Consommations et Coûts de prod.'!$H$78/I64)/100","v":0},{"$f":"J74*$AL$7*IF(J69=0,0,'Consommations et Coûts de prod.'!$H$78/J64)/100","v":0},{"$f":"K74*$AL$7*IF(K69=0,0,'Consommations et Coûts de prod.'!$H$78/K64)/100","v":0},{"$f":"L74*$AL$7*IF(L69=0,0,'Consommations et Coûts de prod.'!$H$78/L64)/100","v":0},{"$f":"M74*$AL$7*IF(M69=0,0,'Consommations et Coûts de prod.'!$H$78/M64)/100","v":0},{"$f":"N74*$AL$7*IF(N69=0,0,'Consommations et Coûts de prod.'!$H$78/N64)/100","v":0},{"$f":"O74*$AL$7*IF(O69=0,0,'Consommations et Coûts de prod.'!$H$78/O64)/100","v":0},{"$f":"P74*$AL$7*IF(P69=0,0,'Consommations et Coûts de prod.'!$H$78/P64)/100","v":0},{"$f":"Q74*$AL$7*IF(Q69=0,0,'Consommations et Coûts de prod.'!$H$78/Q64)/100","v":0},{"$f":"R74*$AL$7*IF(R69=0,0,'Consommations et Coûts de prod.'!$H$78/R64)/100","v":0.17402431891602038},{"$f":"S74*$AL$7*IF(S69=0,0,'Consommations et Coûts de prod.'!$H$78/S64)/100","v":0.44425720438723909},{"$f":"T74*$AL$7*IF(T69=0,0,'Consommations et Coûts de prod.'!$H$78/T64)/100","v":0.96429946128759536},{"$f":"U74*$AL$7*IF(U69=0,0,'Consommations et Coûts de prod.'!$H$78/U64)/100","v":1.1055070895300949},{"$f":"V74*$AL$7*IF(V69=0,0,'Consommations et Coûts de prod.'!$H$78/V64)/100","v":1.7076136293634496},{"$f":"W74*$AL$7*IF(W69=0,0,'Consommations et Coûts de prod.'!$H$78/W64)/100","v":3.1035957211521912},{"$f":"X74*$AL$7*IF(X69=0,0,'Consommations et Coûts de prod.'!$H$78/X64)/100","v":4.2033566261254149},{"$f":"Y74*$AL$7*IF(Y69=0,0,'Consommations et Coûts de prod.'!$H$78/Y64)/100","v":5.2674496098562633},{"$f":"Z74*$AL$7*IF(Z69=0,0,'Consommations et Coûts de prod.'!$H$78/Z64)/100","v":6.5397968784132123},{"$f":"AA74*$AL$7*IF(AA69=0,0,'Consommations et Coûts de prod.'!$H$78/AA64)/100","v":7.9629033467000667},{"$f":"AB74*$AL$7*IF(AB69=0,0,'Consommations et Coûts de prod.'!$H$78/AB64)/100","v":7.839765666080992},{"$f":"AC74*$AL$7*IF(AC69=0,0,'Consommations et Coûts de prod.'!$H$78/AC64)/100","v":9.0610428793295767},{"$f":"AD74*$AL$7*IF(AD69=0,0,'Consommations et Coûts de prod.'!$H$78/AD64)/100","v":10.504923449285382},{"$f":"AE74*$AL$7*IF(AE69=0,0,'Consommations et Coûts de prod.'!$H$78/AE64)/100","v":10.867132146931329},{"$f":"AF74*$AL$7*IF(AF69=0,0,'Consommations et Coûts de prod.'!$H$78/AF64)/100","v":11.813679196854057},{"$f":"AG74*$AL$7*IF(AG69=0,0,'Consommations et Coûts de prod.'!$H$78/AG64)/100","v":12.254947582774253},{"$f":"AH74*$AL$7*IF(AH69=0,0,'Consommations et Coûts de prod.'!$H$78/AH64)/100","v":11.814840246406572},{"$f":"AI74*$AL$7*IF(AI69=0,0,'Consommations et Coûts de prod.'!$H$78/AI64)/100","v":12.868972279260781},{"$f":"AJ74*$AL$7*IF(AJ69=0,0,'Consommations et Coûts de prod.'!$H$78/AJ64)/100","v":11.874039076755128},{"$f":"AK74*$AL$7*IF(AK69=0,0,'Consommations et Coûts de prod.'!$H$78/AK64)/100","v":11.597832976574614},{"$f":"AL74*$AL$7*IF(AL69=0,0,'Consommations et Coûts de prod.'!$H$78/AL64)/100","v":12.179170224243022},{"$f":"AM74*$AL$7*IF(AM69=0,0,'Consommations et Coûts de prod.'!$H$78/AM64)/100","v":11.699342609382404},{"$f":"AN74*$AL$7*IF(AN69=0,0,'Consommations et Coûts de prod.'!$H$78/AN64)/100","v":9.8548846271721473},{"$f":"AO74*$AL$7*IF(AO69=0,0,'Consommations et Coûts de prod.'!$H$78/AO64)/100","v":11.425487556468175},{"$f":"AP74*$AL$7*IF(AP69=0,0,'Consommations et Coûts de prod.'!$H$78/AP64)/100","v":10.619787942330994},{"$f":"AQ74*$AL$7*IF(AQ69=0,0,'Consommations et Coûts de prod.'!$H$78/AQ64)/100","v":10.578206767007485},{"$f":"AR74*$AL$7*IF(AR69=0,0,'Consommations et Coûts de prod.'!$H$78/AR64)/100","v":10.482531988754602},{"$f":"AS74*$AL$7*IF(AS69=0,0,'Consommations et Coûts de prod.'!$H$78/AS64)/100","v":9.1965596770946565},{"$f":"AT74*$AL$7*IF(AT69=0,0,'Consommations et Coûts de prod.'!$H$78/AT64)/100","v":8.6126284863315234},{"$f":"AU74*$AL$7*IF(AU69=0,0,'Consommations et Coûts de prod.'!$H$78/AU64)/100","v":7.1780062011040968},{"$f":"AV74*$AL$7*IF(AV69=0,0,'Consommations et Coûts de prod.'!$H$78/AV64)/100","v":6.1282582586501384},{"$f":"AW74*$AL$7*IF(AW69=0,0,'Consommations et Coûts de prod.'!$H$78/AW64)/100","v":5.1636250142329869},{"$f":"AX74*$AL$7*IF(AX69=0,0,'Consommations et Coûts de prod.'!$H$78/AX64)/100","v":4.5961936939876038},{"$f":"AY74*$AL$7*IF(AY69=0,0,'Consommations et Coûts de prod.'!$H$78/AY64)/100","v":3.234358525398684},{"$f":"AZ74*$AL$7*IF(AZ69=0,0,'Consommations et Coûts de prod.'!$H$78/AZ64)/100","v":2.1562390169324557},{"$f":"BA74*$AL$7*IF(BA69=0,0,'Consommations et Coûts de prod.'!$H$78/BA64)/100","v":1.3050920365643812},{"$f":"BB74*$AL$7*IF(BB69=0,0,'Consommations et Coûts de prod.'!$H$78/BB64)/100","v":0.7660322823312673},{"$f":"BC74*$AL$7*IF(BC69=0,0,'Consommations et Coûts de prod.'!$H$78/BC64)/100","v":0.36883035815949911},{"$f":"BD74*$AL$7*IF(BD69=0,0,'Consommations et Coûts de prod.'!$H$78/BD64)/100","v":0.28371566012269162},{"$f":"BE74*$AL$7*IF(BE69=0,0,'Consommations et Coûts de prod.'!$H$78/BE64)/100","v":2.8371566012269159E-2},null,null,null,null,null,"Total ECS PAC",{"$f":"SUM(B130:BE130)","v":267.82730187826525}]
["Coût Appoint",{"$f":"B74*$AL$7*IF(B69=0,'Consommations et Coûts de prod.'!$I$78/'Consommations et Coûts de prod.'!$G$78,0)/100","v":0},{"$f":"C74*$AL$7*IF(C69=0,'Consommations et Coûts de prod.'!$I$78/'Consommations et Coûts de prod.'!$G$78,0)/100","v":0},{"$f":"D74*$AL$7*IF(D69=0,'Consommations et Coûts de prod.'!$I$78/'Consommations et Coûts de prod.'!$G$78,0)/100","v":0},{"$f":"E74*$AL$7*IF(E69=0,'Consommations et Coûts de prod.'!$I$78/'Consommations et Coûts de prod.'!$G$78,0)/100","v":0},{"$f":"F74*$AL$7*IF(F69=0,'Consommations et Coûts de prod.'!$I$78/'Consommations et Coûts de prod.'!$G$78,0)/100","v":0},{"$f":"G74*$AL$7*IF(G69=0,'Consommations et Coûts de prod.'!$I$78/'Consommations et Coûts de prod.'!$G$78,0)/100","v":0},{"$f":"H74*$AL$7*IF(H69=0,'Consommations et Coûts de prod.'!$I$78/'Consommations et Coûts de prod.'!$G$78,0)/100","v":0},{"$f":"I74*$AL$7*IF(I69=0,'Consommations et Coûts de prod.'!$I$78/'Consommations et Coûts de prod.'!$G$78,0)/100","v":0},{"$f":"J74*$AL$7*IF(J69=0,'Consommations et Coûts de prod.'!$I$78/'Consommations et Coûts de prod.'!$G$78,0)/100","v":0},{"$f":"K74*$AL$7*IF(K69=0,'Consommations et Coûts de prod.'!$I$78/'Consommations et Coûts de prod.'!$G$78,0)/100","v":0},{"$f":"L74*$AL$7*IF(L69=0,'Consommations et Coûts de prod.'!$I$78/'Consommations et Coûts de prod.'!$G$78,0)/100","v":0},{"$f":"M74*$AL$7*IF(M69=0,'Consommations et Coûts de prod.'!$I$78/'Consommations et Coûts de prod.'!$G$78,0)/100","v":0},{"$f":"N74*$AL$7*IF(N69=0,'Consommations et Coûts de prod.'!$I$78/'Consommations et Coûts de prod.'!$G$78,0)/100","v":0},{"$f":"O74*$AL$7*IF(O69=0,'Consommations et Coûts de prod.'!$I$78/'Consommations et Coûts de prod.'!$G$78,0)/100","v":0},{"$f":"P74*$AL$7*IF(P69=0,'Consommations et Coûts de prod.'!$I$78/'Consommations et Coûts de prod.'!$G$78,0)/100","v":0},{"$f":"Q74*$AL$7*IF(Q69=0,'Consommations et Coûts de prod.'!$I$78/'Consommations et Coûts de prod.'!$G$78,0)/100","v":0},{"$f":"R74*$AL$7*IF(R69=0,'Consommations et Coûts de prod.'!$I$78/'Consommations et Coûts de prod.'!$G$78,0)/100","v":0},{"$f":"S74*$AL$7*IF(S69=0,'Consommations et Coûts de prod.'!$I$78/'Consommations et Coûts de prod.'!$G$78,0)/100","v":0},{"$f":"T74*$AL$7*IF(T69=0,'Consommations et Coûts de prod.'!$I$78/'Consommations et Coûts de prod.'!$G$78,0)/100","v":0},{"$f":"U74*$AL$7*IF(U69=0,'Consommations et Coûts de prod.'!$I$78/'Consommations et Coûts de prod.'!$G$78,0)/100","v":0},{"$f":"V74*$AL$7*IF(V69=0,'Consommations et Coûts de prod.'!$I$78/'Consommations et Coûts de prod.'!$G$78,0)/100","v":0},{"$f":"W74*$AL$7*IF(W69=0,'Consommations et Coûts de prod.'!$I$78/'Consommations et Coûts de prod.'!$G$78,0)/100","v":0},{"$f":"X74*$AL$7*IF(X69=0,'Consommations et Coûts de prod.'!$I$78/'Consommations et Coûts de prod.'!$G$78,0)/100","v":0},{"$f":"Y74*$AL$7*IF(Y69=0,'Consommations et Coûts de prod.'!$I$78/'Consommations et Coûts de prod.'!$G$78,0)/100","v":0},{"$f":"Z74*$AL$7*IF(Z69=0,'Consommations et Coûts de prod.'!$I$78/'Consommations et Coûts de prod.'!$G$78,0)/100","v":0},{"$f":"AA74*$AL$7*IF(AA69=0,'Consommations et Coûts de prod.'!$I$78/'Consommations et Coûts de prod.'!$G$78,0)/100","v":0},{"$f":"AB74*$AL$7*IF(AB69=0,'Consommations et Coûts de prod.'!$I$78/'Consommations et Coûts de prod.'!$G$78,0)/100","v":0},{"$f":"AC74*$AL$7*IF(AC69=0,'Consommations et Coûts de prod.'!$I$78/'Consommations et Coûts de prod.'!$G$78,0)/100","v":0},{"$f":"AD74*$AL$7*IF(AD69=0,'Consommations et Coûts de prod.'!$I$78/'Consommations et Coûts de prod.'!$G$78,0)/100","v":0},{"$f":"AE74*$AL$7*IF(AE69=0,'Consommations et Coûts de prod.'!$I$78/'Consommations et Coûts de prod.'!$G$78,0)/100","v":0},{"$f":"AF74*$AL$7*IF(AF69=0,'Consommations et Coûts de prod.'!$I$78/'Consommations et Coûts de prod.'!$G$78,0)/100","v":0},{"$f":"AG74*$AL$7*IF(AG69=0,'Consommations et Coûts de prod.'!$I$78/'Consommations et Coûts de prod.'!$G$78,0)/100","v":0},{"$f":"AH74*$AL$7*IF(AH69=0,'Consommations et Coûts de prod.'!$I$78/'Consommations et Coûts de prod.'!$G$78,0)/100","v":0},{"$f":"AI74*$AL$7*IF(AI69=0,'Consommations et Coûts de prod.'!$I$78/'Consommations et Coûts de prod.'!$G$78,0)/100","v":0},{"$f":"AJ74*$AL$7*IF(AJ69=0,'Consommations et Coûts de prod.'!$I$78/'Consommations et Coûts de prod.'!$G$78,0)/100","v":0},{"$f":"AK74*$AL$7*IF(AK69=0,'Consommations et Coûts de prod.'!$I$78/'Consommations et Coûts de prod.'!$G$78,0)/100","v":0},{"$f":"AL74*$AL$7*IF(AL69=0,'Consommations et Coûts de prod.'!$I$78/'Consommations et Coûts de prod.'!$G$78,0)/100","v":0},{"$f":"AM74*$AL$7*IF(AM69=0,'Consommations et Coûts de prod.'!$I$78/'Consommations et Coûts de prod.'!$G$78,0)/100","v":0},{"$f":"AN74*$AL$7*IF(AN69=0,'Consommations et Coûts de prod.'!$I$78/'Consommations et Coûts de prod.'!$G$78,0)/100","v":0},{"$f":"AO74*$AL$7*IF(AO69=0,'Consommations et Coûts de prod.'!$I$78/'Consommations et Coûts de prod.'!$G$78,0)/100","v":0},{"$f":"AP74*$AL$7*IF(AP69=0,'Consommations et Coûts de prod.'!$I$78/'Consommations et Coûts de prod.'!$G$78,0)/100","v":0},{"$f":"AQ74*$AL$7*IF(AQ69=0,'Consommations et Coûts de prod.'!$I$78/'Consommations et Coûts de prod.'!$G$78,0)/100","v":0},{"$f":"AR74*$AL$7*IF(AR69=0,'Consommations et Coûts de prod.'!$I$78/'Consommations et Coûts de prod.'!$G$78,0)/100","v":0},{"$f":"AS74*$AL$7*IF(AS69=0,'Consommations et Coûts de prod.'!$I$78/'Consommations et Coûts de prod.'!$G$78,0)/100","v":0},{"$f":"AT74*$AL$7*IF(AT69=0,'Consommations et Coûts de prod.'!$I$78/'Consommations et Coûts de prod.'!$G$78,0)/100","v":0},{"$f":"AU74*$AL$7*IF(AU69=0,'Consommations et Coûts de prod.'!$I$78/'Consommations et Coûts de prod.'!$G$78,0)/100","v":0},{"$f":"AV74*$AL$7*IF(AV69=0,'Consommations et Coûts de prod.'!$I$78/'Consommations et Coûts de prod.'!$G$78,0)/100","v":0},{"$f":"AW74*$AL$7*IF(AW69=0,'Consommations et Coûts de prod.'!$I$78/'Consommations et Coûts de prod.'!$G$78,0)/100","v":0},{"$f":"AX74*$AL$7*IF(AX69=0,'Consommations et Coûts de prod.'!$I$78/'Consommations et Coûts de prod.'!$G$78,0)/100","v":0},{"$f":"AY74*$AL$7*IF(AY69=0,'Consommations et Coûts de prod.'!$I$78/'Consommations et Coûts de prod.'!$G$78,0)/100","v":0},{"$f":"AZ74*$AL$7*IF(AZ69=0,'Consommations et Coûts de prod.'!$I$78/'Consommations et Coûts de prod.'!$G$78,0)/100","v":0},{"$f":"BA74*$AL$7*IF(BA69=0,'Consommations et Coûts de prod.'!$I$78/'Consommations et Coûts de prod.'!$G$78,0)/100","v":0},{"$f":"BB74*$AL$7*IF(BB69=0,'Consommations et Coûts de prod.'!$I$78/'Consommations et Coûts de prod.'!$G$78,0)/100","v":0},{"$f":"BC74*$AL$7*IF(BC69=0,'Consommations et Coûts de prod.'!$I$78/'Consommations et Coûts de prod.'!$G$78,0)/100","v":0},{"$f":"BD74*$AL$7*IF(BD69=0,'Consommations et Coûts de prod.'!$I$78/'Consommations et Coûts de prod.'!$G$78,0)/100","v":0},{"$f":"BE74*$AL$7*IF(BE69=0,'Consommations et Coûts de prod.'!$I$78/'Consommations et Coûts de prod.'!$G$78,0)/100","v":0},null,null,null,null,null,"Total ECS Appoint",{"$f":"SUM(B131:BE131)","v":0}]
["Coût PAC non optimisé + Appoint",{"$f":"B74*$AL$7*IF(B69=0,'Consommations et Coûts de prod.'!$I$78/'Consommations et Coûts de prod.'!$G$78,'Consommations et Coûts de prod.'!$H$78/B64)/100","v":0},{"$f":"C74*$AL$7*IF(C69=0,'Consommations et Coûts de prod.'!$I$78/'Consommations et Coûts de prod.'!$G$78,'Consommations et Coûts de prod.'!$H$78/C64)/100","v":0},{"$f":"D74*$AL$7*IF(D69=0,'Consommations et Coûts de prod.'!$I$78/'Consommations et Coûts de prod.'!$G$78,'Consommations et Coûts de prod.'!$H$78/D64)/100","v":0},{"$f":"E74*$AL$7*IF(E69=0,'Consommations et Coûts de prod.'!$I$78/'Consommations et Coûts de prod.'!$G$78,'Consommations et Coûts de prod.'!$H$78/E64)/100","v":0},{"$f":"F74*$AL$7*IF(F69=0,'Consommations et Coûts de prod.'!$I$78/'Consommations et Coûts de prod.'!$G$78,'Consommations et Coûts de prod.'!$H$78/F64)/100","v":0},{"$f":"G74*$AL$7*IF(G69=0,'Consommations et Coûts de prod.'!$I$78/'Consommations et Coûts de prod.'!$G$78,'Consommations et Coûts de prod.'!$H$78/G64)/100","v":0},{"$f":"H74*$AL$7*IF(H69=0,'Consommations et Coûts de prod.'!$I$78/'Consommations et Coûts de prod.'!$G$78,'Consommations et Coûts de prod.'!$H$78/H64)/100","v":0},{"$f":"I74*$AL$7*IF(I69=0,'Consommations et Coûts de prod.'!$I$78/'Consommations et Coûts de prod.'!$G$78,'Consommations et Coûts de prod.'!$H$78/I64)/100","v":0},{"$f":"J74*$AL$7*IF(J69=0,'Consommations et Coûts de prod.'!$I$78/'Consommations et Coûts de prod.'!$G$78,'Consommations et Coûts de prod.'!$H$78/J64)/100","v":0},{"$f":"K74*$AL$7*IF(K69=0,'Consommations et Coûts de prod.'!$I$78/'Consommations et Coûts de prod.'!$G$78,'Consommations et Coûts de prod.'!$H$78/K64)/100","v":0},{"$f":"L74*$AL$7*IF(L69=0,'Consommations et Coûts de prod.'!$I$78/'Consommations et Coûts de prod.'!$G$78,'Consommations et Coûts de prod.'!$H$78/L64)/100","v":0},{"$f":"M74*$AL$7*IF(M69=0,'Consommations et Coûts de prod.'!$I$78/'Consommations et Coûts de prod.'!$G$78,'Consommations et Coûts de prod.'!$H$78/M64)/100","v":0},{"$f":"N74*$AL$7*IF(N69=0,'Consommations et Coûts de prod.'!$I$78/'Consommations et Coûts de prod.'!$G$78,'Consommations et Coûts de prod.'!$H$78/N64)/100","v":0},{"$f":"O74*$AL$7*IF(O69=0,'Consommations et Coûts de prod.'!$I$78/'Consommations et Coûts de prod.'!$G$78,'Consommations et Coûts de prod.'!$H$78/O64)/100","v":0},{"$f":"P74*$AL$7*IF(P69=0,'Consommations et Coûts de prod.'!$I$78/'Consommations et Coûts de prod.'!$G$78,'Consommations et Coûts de prod.'!$H$78/P64)/100","v":0},{"$f":"Q74*$AL$7*IF(Q69=0,'Consommations et Coûts de prod.'!$I$78/'Consommations et Coûts de prod.'!$G$78,'Consommations et Coûts de prod.'!$H$78/Q64)/100","v":0},{"$f":"R74*$AL$7*IF(R69=0,'Consommations et Coûts de prod.'!$I$78/'Consommations et Coûts de prod.'!$G$78,'Consommations et Coûts de prod.'!$H$78/R64)/100","v":0.17402431891602038},{"$f":"S74*$AL$7*IF(S69=0,'Consommations et Coûts de prod.'!$I$78/'Consommations et Coûts de prod.'!$G$78,'Consommations et Coûts de prod.'!$H$78/S64)/100","v":0.44425720438723909},{"$f":"T74*$AL$7*IF(T69=0,'Consommations et Coûts de prod.'!$I$78/'Consommations et Coûts de prod.'!$G$78,'Consommations et Coûts de prod.'!$H$78/T64)/100","v":0.96429946128759536},{"$f":"U74*$AL$7*IF(U69=0,'Consommations et Coûts de prod.'!$I$78/'Consommations et Coûts de prod.'!$G$78,'Consommations et Coûts de prod.'!$H$78/U64)/100","v":1.1055070895300949},{"$f":"V74*$AL$7*IF(V69=0,'Consommations et Coûts de prod.'!$I$78/'Consommations et Coûts de prod.'!$G$78,'Consommations et Coûts de prod.'!$H$78/V64)/100","v":1.7076136293634496},{"$f":"W74*$AL$7*IF(W69=0,'Consommations et Coûts de prod.'!$I$78/'Consommations et Coûts de prod.'!$G$78,'Consommations et Coûts de prod.'!$H$78/W64)/100","v":3.1035957211521912},{"$f":"X74*$AL$7*IF(X69=0,'Consommations et Coûts de prod.'!$I$78/'Consommations et Coûts de prod.'!$G$78,'Consommations et Coûts de prod.'!$H$78/X64)/100","v":4.2033566261254149},{"$f":"Y74*$AL$7*IF(Y69=0,'Consommations et Coûts de prod.'!$I$78/'Consommations et Coûts de prod.'!$G$78,'Consommations et Coûts de prod.'!$H$78/Y64)/100","v":5.2674496098562633},{"$f":"Z74*$AL$7*IF(Z69=0,'Consommations et Coûts de prod.'!$I$78/'Consommations et Coûts de prod.'!$G$78,'Consommations et Coûts de prod.'!$H$78/Z64)/100","v":6.5397968784132123},{"$f":"AA74*$AL$7*IF(AA69=0,'Consommations et Coûts de prod.'!$I$78/'Consommations et Coûts de prod.'!$G$78,'Consommations et Coûts de prod.'!$H$78/AA64)/100","v":7.9629033467000667},{"$f":"AB74*$AL$7*IF(AB69=0,'Consommations et Coûts de prod.'!$I$78/'Consommations et Coûts de prod.'!$G$78,'Consommations et Coûts de prod.'!$H$78/AB64)/100","v":7.839765666080992},{"$f":"AC74*$AL$7*IF(AC69=0,'Consommations et Coûts de prod.'!$I$78/'Consommations et Coûts de prod.'!$G$78,'Consommations et Coûts de prod.'!$H$78/AC64)/100","v":9.0610428793295767},{"$f":"AD74*$AL$7*IF(AD69=0,'Consommations et Coûts de prod.'!$I$78/'Consommations et Coûts de prod.'!$G$78,'Consommations et Coûts de prod.'!$H$78/AD64)/100","v":10.504923449285382},{"$f":"AE74*$AL$7*IF(AE69=0,'Consommations et Coûts de prod.'!$I$78/'Consommations et Coûts de prod.'!$G$78,'Consommations et Coûts de prod.'!$H$78/AE64)/100","v":10.867132146931329},{"$f":"AF74*$AL$7*IF(AF69=0,'Consommations et Coûts de prod.'!$I$78/'Consommations et Coûts de prod.'!$G$78,'Consommations et Coûts de prod.'!$H$78/AF64)/100","v":11.813679196854057},{"$f":"AG74*$AL$7*IF(AG69=0,'Consommations et Coûts de prod.'!$I$78/'Consommations et Coûts de prod.'!$G$78,'Consommations et Coûts de prod.'!$H$78/AG64)/100","v":12.254947582774253},{"$f":"AH74*$AL$7*IF(AH69=0,'Consommations et Coûts de prod.'!$I$78/'Consommations et Coûts de prod.'!$G$78,'Consommations et Coûts de prod.'!$H$78/AH64)/100","v":11.814840246406572},{"$f":"AI74*$AL$7*IF(AI69=0,'Consommations et Coûts de prod.'!$I$78/'Consommations et Coûts de prod.'!$G$78,'Consommations et Coûts de prod.'!$H$78/AI64)/100","v":12.868972279260781},{"$f":"AJ74*$AL$7*IF(AJ69=0,'Consommations et Coûts de prod.'!$I$78/'Consommations et Coûts de prod.'!$G$78,'Consommations et Coûts de prod.'!$H$78/AJ64)/100","v":11.874039076755128},{"$f":"AK74*$AL$7*IF(AK69=0,'Consommations et Coûts de prod.'!$I$78/'Consommations et Coûts de prod.'!$G$78,'Consommations et Coûts de prod.'!$H$78/AK64)/100","v":11.597832976574614},{"$f":"AL74*$AL$7*IF(AL69=0,'Consommations et Coûts de prod.'!$I$78/'Consommations et Coûts de prod.'!$G$78,'Consommations et Coûts de prod.'!$H$78/AL64)/100","v":12.179170224243022},{"$f":"AM74*$AL$7*IF(AM69=0,'Consommations et Coûts de prod.'!$I$78/'Consommations et Coûts de prod.'!$G$78,'Consommations et Coûts de prod.'!$H$78/AM64)/100","v":11.699342609382404},{"$f":"AN74*$AL$7*IF(AN69=0,'Consommations et Coûts de prod.'!$I$78/'Consommations et Coûts de prod.'!$G$78,'Consommations et Coûts de prod.'!$H$78/AN64)/100","v":9.8548846271721473},{"$f":"AO74*$AL$7*IF(AO69=0,'Consommations et Coûts de prod.'!$I$78/'Consommations et Coûts de prod.'!$G$78,'Consommations et Coûts de prod.'!$H$78/AO64)/100","v":11.425487556468175},{"$f":"AP74*$AL$7*IF(AP69=0,'Consommations et Coûts de prod.'!$I$78/'Consommations et Coûts de prod.'!$G$78,'Consommations et Coûts de prod.'!$H$78/AP64)/100","v":10.619787942330994},{"$f":"AQ74*$AL$7*IF(AQ69=0,'Consommations et Coûts de prod.'!$I$78/'Consommations et Coûts de prod.'!$G$78,'Consommations et Coûts de prod.'!$H$78/AQ64)/100","v":10.578206767007485},{"$f":"AR74*$AL$7*IF(AR69=0,'Consommations et Coûts de prod.'!$I$78/'Consommations et Coûts de prod.'!$G$78,'Consommations et Coûts de prod.'!$H$78/AR64)/100","v":10.482531988754602},{"$f":"AS74*$AL$7*IF(AS69=0,'Consommations et Coûts de prod.'!$I$78/'Consommations et Coûts de prod.'!$G$78,'Consommations et Coûts de prod.'!$H$78/AS64)/100","v":9.1965596770946565},{"$f":"AT74*$AL$7*IF(AT69=0,'Consommations et Coûts de prod.'!$I$78/'Consommations et Coûts de prod.'!$G$78,'Consommations et Coûts de prod.'!$H$78/AT64)/100","v":8.6126284863315234},{"$f":"AU74*$AL$7*IF(AU69=0,'Consommations et Coûts de prod.'!$I$78/'Consommations et Coûts de prod.'!$G$78,'Consommations et Coûts de prod.'!$H$78/AU64)/100","v":7.1780062011040968},{"$f":"AV74*$AL$7*IF(AV69=0,'Consommations et Coûts de prod.'!$I$78/'Consommations et Coûts de prod.'!$G$78,'Consommations et Coûts de prod.'!$H$78/AV64)/100","v":6.1282582586501384},{"$f":"AW74*$AL$7*IF(AW69=0,'Consommations et Coûts de prod.'!$I$78/'Consommations et Coûts de prod.'!$G$78,'Consommations et Coûts de prod.'!$H$78/AW64)/100","v":5.1636250142329869},{"$f":"AX74*$AL$7*IF(AX69=0,'Consommations et Coûts de prod.'!$I$78/'Consommations et Coûts de prod.'!$G$78,'Consommations et Coûts de prod.'!$H$78/AX64)/100","v":4.5961936939876038},{"$f":"AY74*$AL$7*IF(AY69=0,'Consommations et Coûts de prod.'!$I$78/'Consommations et Coûts de prod.'!$G$78,'Consommations et Coûts de prod.'!$H$78/AY64)/100","v":3.234358525398684},{"$f":"AZ74*$AL$7*IF(AZ69=0,'Consommations et Coûts de prod.'!$I$78/'Consommations et Coûts de prod.'!$G$78,'Consommations et Coûts de prod.'!$H$78/AZ64)/100","v":2.1562390169324557},{"$f":"BA74*$AL$7*IF(BA69=0,'Consommations et Coûts de prod.'!$I$78/'Consommations et Coûts de prod.'!$G$78,'Consommations et Coûts de prod.'!$H$78/BA64)/100","v":1.3050920365643812},{"$f":"BB74*$AL$7*IF(BB69=0,'Consommations et Coûts de prod.'!$I$78/'Consommations et Coûts de prod.'!$G$78,'Consommations et Coûts de prod.'!$H$78/BB64)/100","v":0.7660322823312673},{"$f":"BC74*$AL$7*IF(BC69=0,'Consommations et Coûts de prod.'!$I$78/'Consommations et Coûts de prod.'!$G$78,'Consommations et Coûts de prod.'!$H$78/BC64)/100","v":0.36883035815949911},{"$f":"BD74*$AL$7*IF(BD69=0,'Consommations et Coûts de prod.'!$I$78/'Consommations et Coûts de prod.'!$G$78,'Consommations et Coûts de prod.'!$H$78/BD64)/100","v":0.28371566012269162},{"$f":"BE74*$AL$7*IF(BE69=0,'Consommations et Coûts de prod.'!$I$78/'Consommations et Coûts de prod.'!$G$78,'Consommations et Coûts de prod.'!$H$78/BE64)/100","v":2.8371566012269159E-2},null,null,null,null,null,"Total PAC + App",{"$f":"SUM(B132:BE132)","v":267.82730187826525},null,"cout 100% appoint =",{"$f":"BK74*AL7*'Consommations et Coûts de prod.'!I78/'Consommations et Coûts de prod.'!G78*0.01","v":658.38508172043009},null,"% utilisation appoint",{"$f":"BL131/BO132*100","v":0}]
["Couverture PAC non optimisée",{"$f":"B69*B74","v":0},0,0,0,0,0,0,0,0,0,0,0,0,0,0,0,0.15,0.4,0.9,1.05,1.65,3.05,4.2,5.35,6.75,8.35,8.35,9.8000000000000007,11.65,12.35,13.75,14.6,{"$f":"AH69*AH74","v":14.4},16.25,15.45,15.6,16.850000000000001,16.7,14.5,17.25,16.5,16.899999999999999,17.149999999999999,15.45,14.8,12.65,10.8,9.1,8.1,5.7,3.8,2.2999999999999998,1.35,0.65,0.5,0.05]
["Conso PAC élec ECS",{"$f":"IF(B74<>0,IF(B69<>0,$AL$7*B74/B64,0),0)","v":0},0,0,0,0,0,0,0,0,0,0,0,0,0,0,0,1.0965615558665429,2.7993522645698743,6.0762410919193153,6.9660182074990225,10.760010266940453,19.556368753321941,26.486179118622658,33.191238877481183,41.208549958495354,50.175824490863683,49.399909679149296,57.095418269247489,66.193594513455466,68.475942954828781,74.440322601474833,77.220841731406765,{"$f":"IF(AH74<>0,IF(AH69<>0,$AL$7*AH74/AH64,0),0)","v":74.447638603696106},81.08993244650776,74.820662109358082,73.080232996689446,76.743353649924515,73.719865213499716,62.097571689805598,71.994250513347026,66.917378338569605,66.65536715190602,66.052501504439832,57.949336339600869,54.269870739329065,45.230032773182714,38.615363948646113,32.537019623396262,28.961522961484583,20.380330972896559,13.586887315264372,8.2236423223968576,4.8269204935807641,2.3240728302425904,1.7877483309558386,0.17877483309558387,null,null,null,null,null,null,null,null,"Nb Jour couverts",{"$f":"SUM(B133:BE133)","v":365.15},"Prod ECS PAC",{"$f":"BO134*AL7","v":4190.9522655715264},"kWh/an"]
["Couverture appoint",{"$f":"IF(B69=0,B74,0)","v":0},0,0,0,0,0,0,0,0,0,0,0,0,0,0,0,0,0,0,0,0,0,0,0,0,0,0,0,0,0,0,0,{"$f":"IF(AH69=0,AH74,0)","v":0},0,0,0,0,0,0,0,0,0,0,0,0,0,0,0,0,0,0,0,0,0,0,0,null,null,null,null,null,null,null,null,null,null,"Conso ECS PAC",{"$f":"SUM(B134:BE134)","v":1687.6326520369582},"kWh/an"]
["Conso appoint",{"$f":"B74*$AL$7*IF(B69=0,1,0)","v":0},0,0,0,0,0,0,0,0,0,0,0,0,0,0,0,0,0,0,0,0,0,0,0,0,0,0,0,0,0,0,0,{"$f":"AH74*$AL$7*IF(AH69=0,1,0)","v":0},0,0,0,0,0,0,0,0,0,0,0,0,0,0,0,0,0,0,0,0,0,0,0,null,null,null,null,null,null,null,null,"Nb Jour couverts",{"$f":"SUM(B135:BE135)","v":0},"Conso appoint",{"$f":"SUM(B136:BE136)","v":0},"kWh/an"]
[]
[]
[]
[]
[]
[]
[]
[]
[]
[]
[]
[]
[]
[]
[]
[]
[]
[]
[]
["DJ",{"$f":"B22*(Dimensionnement!$I$20-3-Résultats!B20)","v":0},{"$f":"C22*(Dimensionnement!$I$20-3-Résultats!C20)","v":0},{"$f":"D22*(Dimensionnement!$I$20-3-Résultats!D20)","v":0},{"$f":"E22*(Dimensionnement!$I$20-3-Résultats!E20)","v":0},{"$f":"F22*(Dimensionnement!$I$20-3-Résultats!F20)","v":0},{"$f":"G22*(Dimensionnement!$I$20-3-Résultats!G20)","v":0},{"$f":"H22*(Dimensionnement!$I$20-3-Résultats!H20)","v":0},{"$f":"I22*(Dimensionnement!$I$20-3-Résultats!I20)","v":0},{"$f":"J22*(Dimensionnement!$I$20-3-Résultats!J20)","v":0},{"$f":"K22*(Dimensionnement!$I$20-3-Résultats!K20)","v":0},{"$f":"L22*(Dimensionnement!$I$20-3-Résultats!L20)","v":0},{"$f":"M22*(Dimensionnement!$I$20-3-Résultats!M20)","v":0},{"$f":"N22*(Dimensionnement!$I$20-3-Résultats!N20)","v":0},{"$f":"O22*(Dimensionnement!$I$20-3-Résultats!O20)","v":0},{"$f":"P22*(Dimensionnement!$I$20-3-Résultats!P20)","v":0},{"$f":"Q22*(Dimensionnement!$I$20-3-Résultats!Q20)","v":0},{"$f":"R22*(Dimensionnement!$I$20-3-Résultats!R20)","v":3.75},{"$f":"S22*(Dimensionnement!$I$20-3-Résultats!S20)","v":9.6000000000000014},{"$f":"T22*(Dimensionnement!$I$20-3-Résultats!T20)","v":20.7},{"$f":"U22*(Dimensionnement!$I$20-3-Résultats!U20)","v":23.1},{"$f":"V22*(Dimensionnement!$I$20-3-Résultats!V20)","v":34.65},{"$f":"W22*(Dimensionnement!$I$20-3-Résultats!W20)","v":61},{"$f":"X22*(Dimensionnement!$I$20-3-Résultats!X20)","v":79.8},{"$f":"Y22*(Dimensionnement!$I$20-3-Résultats!Y20)","v":96.3},{"$f":"Z22*(Dimensionnement!$I$20-3-Résultats!Z20)","v":114.75},{"$f":"AA22*(Dimensionnement!$I$20-3-Résultats!AA20)","v":133.6},{"$f":"AB22*(Dimensionnement!$I$20-3-Résultats!AB20)","v":125.25},{"$f":"AC22*(Dimensionnement!$I$20-3-Résultats!AC20)","v":137.20000000000002},{"$f":"AD22*(Dimensionnement!$I$20-3-Résultats!AD20)","v":151.45000000000002},{"$f":"AE22*(Dimensionnement!$I$20-3-Résultats!AE20)","v":148.19999999999999},{"$f":"AF22*(Dimensionnement!$I$20-3-Résultats!AF20)","v":151.25},{"$f":"AG22*(Dimensionnement!$I$20-3-Résultats!AG20)","v":146},{"$f":"AH22*(Dimensionnement!$I$20-3-Résultats!AH20)","v":129.6},{"$f":"AI22*(Dimensionnement!$I$20-3-Résultats!AI20)","v":130},{"$f":"AJ22*(Dimensionnement!$I$20-3-Résultats!AJ20)","v":108.14999999999999},{"$f":"AK22*(Dimensionnement!$I$20-3-Résultats!AK20)","v":93.6},{"$f":"AL22*(Dimensionnement!$I$20-3-Résultats!AL20)","v":84.25},{"$f":"AM22*(Dimensionnement!$I$20-3-Résultats!AM20)","v":66.8},{"$f":"AN22*(Dimensionnement!$I$20-3-Résultats!AN20)","v":43.5},{"$f":"AO22*(Dimensionnement!$I$20-3-Résultats!AO20)","v":34.5},{"$f":"AP22*(Dimensionnement!$I$20-3-Résultats!AP20)","v":16.5},{"$f":"AQ22*(Dimensionnement!$I$20-3-Résultats!AQ20)","v":0},{"$f":"AR22*(Dimensionnement!$I$20-3-Résultats!AR20)","v":0},{"$f":"AS22*(Dimensionnement!$I$20-3-Résultats!AS20)","v":0},{"$f":"AT22*(Dimensionnement!$I$20-3-Résultats!AT20)","v":0},{"$f":"AU22*(Dimensionnement!$I$20-3-Résultats!AU20)","v":0},{"$f":"AV22*(Dimensionnement!$I$20-3-Résultats!AV20)","v":0},{"$f":"AW22*(Dimensionnement!$I$20-3-Résultats!AW20)","v":0},{"$f":"AX22*(Dimensionnement!$I$20-3-Résultats!AX20)","v":0},{"$f":"AY22*(Dimensionnement!$I$20-3-Résultats!AY20)","v":0},{"$f":"AZ22*(Dimensionnement!$I$20-3-Résultats!AZ20)","v":0},{"$f":"BA22*(Dimensionnement!$I$20-3-Résultats!BA20)","v":0},{"$f":"BB22*(Dimensionnement!$I$20-3-Résultats!BB20)","v":0},{"$f":"BC22*(Dimensionnement!$I$20-3-Résultats!BC20)","v":0},{"$f":"BD22*(Dimensionnement!$I$20-3-Résultats!BD20)","v":0},{"$f":"BE22*(Dimensionnement!$I$20-3-Résultats!BE20)","v":0},null,null,null,null,null,{"$f":"SUM(B156:BE156)","v":2143.5},{"$f":"BK156*0.75","v":1607.625},null,{"$f":"BQ135*'Consommations et Coûts de prod.'!H78*0.01","v":267.82730187826525}]
[null,null,null,null,null,null,null,null,null,null,null,null,null,null,null,null,null,null,null,null,null,null,null,null,null,null,null,null,null,null,null,null,null,null,null,null,null,null,null,null,null,null,null,null,null,null,null,null,null,null,null,null,null,null,null,null,null,null,null,null,null,null,null,{"$f":"BL156*24","v":38583}]
["% Production PAC Chauffage",{"$f":"B25*B47","v":0},0,0,0,0,0,0,0,0,0,0,0,0,0,0,0,1606.4999999999998,4131,8950.5,10040.625,15146.999999999996,26832.375,35343,42973.874999999993,51637.5,60683.624999999985,57489.75,63724.500000000015,71298,70858.125,73631.25,72598.5,{"$f":"AH25*AH47","v":66096},68371.875,59096.249999999985,53702.999999999985,51561,44714.249999999993,33277.5,32990.625,25244.999999999996,19392.749999999996,0,0,0,0,0,0,0,0,0,0,0,0,0,0,null,null,null,null,null,{"$f":"SUM(B158:BE158)","v":1121394.375}]
["%  de Couverture PAC Chauffage",null,null,null,null,null,null,null,null,null,null,null,null,null,null,null,null,null,null,null,null,null,null,null,null,null,null,null,null,null,null,null,null,null,null,null,null,null,null,null,null,null,null,null,null,null,null,null,null,null,null,null,null,null,null,null,null,null,null,null,null,null,{"$f":"BK158/BK25","v":99.999999999999986}]

{"sheet":"Station Météo","index":13,"n_rows":105,"n_cols":59,"rows_kept":105,"cut":false,"hidden":true,"merged":[]}
[null,"Poste",-20,-19,-18,-17,-16,-15,-14,-13,-12,-11,-10,-9,-8,-7,-6,-5,-4,-3,-2,-1,0,1,2,3,4,5,6,7,8,9,10,11,12,13,14,15,16,17,18,19,20,21,22,23,24,25,26,27,28,29,30,31,32,33,34,35,"Somme"]
["1 - Ain","AMBERIEU",0,0,0,0,0,0,0,0,0,0,0,0.15,0.4,0.9,1.05,1.65,3.05,4.2,5.35,6.75,8.35,8.35,9.8000000000000007,11.65,12.35,13.75,14.6,14.4,16.25,15.45,15.6,16.850000000000001,16.7,14.5,17.25,16.5,16.899999999999999,17.149999999999999,15.45,14.8,12.65,10.8,9.1,8.1,5.7,3.8,2.2999999999999998,1.35,0.65,0.5,0.05,null,null,null,null,null,365.15]
["2 - Aisne","ST QUENTIN",0,0,0,0,0,0,0,0,0,0.05,0.05,0.3,0.15,0.35,0.7,1.05,1.45,2.75,4.6500000000000004,5.95,6.9,10,11.05,12.35,16.2,16.55,18.7,20.65,19.600000000000001,17.75,19.399999999999999,17.850000000000001,18.649999999999999,19.8,20.7,20.350000000000001,18.600000000000001,17.05,12.95,10.15,7.4,6.05,4.2,2.4500000000000002,1.1499999999999999,0.75,0.3,0.2,0.05,null,null,null,null,null,null,null,365.25]
["3 - Allier","VICHY-CHARMEIL",0,0,0,0,0,0,0,0,0,0,0.1,0.25,0.3,0.6,0.8,1,2,3.65,4.1500000000000004,5.85,6.25,9.8000000000000007,9.1,11.4,12.65,15.1,15.6,18.5,15.35,18.600000000000001,18.7,17.350000000000001,17.45,15.8,17.5,18.2,17.75,18,16.05,12.75,12.45,10.65,8.0500000000000007,5.7,3.4,2,1.1000000000000001,0.6,0.6,0.1,null,null,null,null,null,null,365.25]
["4 - Alpes de haute provence","LE LUC",0,0,0,0,0,0,0,0,0,0,0,0,0,0,0,0,0,0.05,0.1,0.3,0.85,2.25,3.9,5.6,7.75,11.55,12.15,15.25,15.15,17.350000000000001,18.899999999999999,18.55,16.95,16.399999999999999,16.95,17.350000000000001,16.25,13.75,14,15.3,14.8,16.2,14.65,14.85,14.05,13.6,10.1,5.5,2.7,1.3,0.45,0.3,0.1,null,null,null,365.25]
["5 - Hautes-Alpes","EMBRUN",0,0,0,0,0,0,0,0,0,0,0.05,0.2,0.3,0.4,0.45,1.35,1.65,4.0999999999999996,5.15,6.2,8.75,12.15,14.2,17.75,16.899999999999999,17.95,15.15,15.75,16.350000000000001,14.25,14.35,14.7,16.55,15.95,15.7,14.8,15.7,14.7,14.05,12.25,11.2,11.65,9.35,6.75,5.55,2.0499999999999998,0.6,0.25,0.05,null,null,null,null,null,null,null,365.25]
["6 - Alpes maritimes","NICE",0,0,0,0,0,0,0,0,0,0,0,0,0,0,0,0,0,0,0,0,0.1,null,0.15,0.6,1.25,2.1,5.25,8.8000000000000007,14.25,21.65,26.65,26.65,26.2,22.9,14.9,14.75,16.45,17.3,18.3,15.5,18.2,19,17.25,18.55,17.600000000000001,10.9,5.95,2.9,0.7,0.2,0.2,0.05,null,null,null,null,365.25]
["7 - Ardèche","ST-MARCEL-LES-V",0,0,0,0,0,0,0,0,0,0,0,0,0,0,0.15,0.6,1.05,1.6,2.85,3.55,6.5,8.25,9.9,9.5500000000000007,10.75,14.9,14.4,16.350000000000001,15.7,16.3,16.55,16.3,14.7,15.05,15.1,16.600000000000001,16.05,17.399999999999999,16.600000000000001,15.85,14.45,12.6,12.35,11.2,9.1,6.65,3.85,1.65,0.35,0.3,0.15,null,null,null,null,null,365.25]
["8 - Ardennes","CHARLEVILLE-MEZ",0,0,0,0,0,0,0,0.05,0,0.15,0.25,0.3,0.55000000000000004,0.8,1.35,1.9,2.6,4.6500000000000004,5.75,7.8,8.5500000000000007,11.2,11.85,16.350000000000001,16.350000000000001,17.850000000000001,18.899999999999999,18.7,18.350000000000001,19.55,17.55,17.899999999999999,17.8,20.3,20.7,18.55,16.95,13.7,12.1,9.1,6.8,4.7,2.85,1.55,0.45,0.35,0.1,null,null,null,null,null,null,null,null,null,365.25]
["9 - Ariège","ST GIRONS",0,0,0,0,0,0,0,0,0,0,0,0,0,0,0,0.55000000000000004,0.65,0.95,2.1,1.95,3.75,5,6.4,8.75,12,15.45,18.7,20.6,19.350000000000001,21.4,18.75,18.649999999999999,16.649999999999999,19.149999999999999,17.8,19.2,19.399999999999999,18.05,16.45,15.4,14.55,12.2,8.4,5.5,3.9,2.2000000000000002,0.9,0.35,0.1,0.05,null,null,null,null,null,null,365.25]
["10 - Aube","TROYES-BARBEREY",0,0,0,0,0,0.05,0.05,0,0.05,0.05,0.1,0.2,0.6,0.45,0.85,1.1499999999999999,2.2000000000000002,2.5499999999999998,3.7,6.75,7.85,7.95,10.050000000000001,14,13.4,14.5,17.649999999999999,20,17.649999999999999,18.850000000000001,17,16.7,17.8,16.399999999999999,18.75,18.2,18.75,16.8,15.45,13.7,10.15,8.5500000000000007,7.1,4.1500000000000004,2.4500000000000002,1.1499999999999999,0.65,0.35,0.3,0.1,null,null,null,null,null,null,365.15]
["11 - Aude","CARCASSONNE",0,0,0,0,0,0,0,0,0,0,0,0,0,0,0,0,0.1,0.3,0.8,1.75,2.15,3.55,4.9000000000000004,6.55,8.4,9.15,11.95,17.100000000000001,18.350000000000001,17.2,21.85,20.2,19.649999999999999,17.600000000000001,14.9,14.75,15.2,17.100000000000001,18.100000000000001,16.25,16.05,14.55,13.5,13.7,11.5,8.4,4.95,2.6,1.5,0.4,0.1,0.05,0.1,null,null,null,365.25]
["12 - Aveyron","MILLAU",0,0,0,0,0,0,0,0,0,0,0,0,0.1,0.3,0.65,1.5,2.0499999999999998,2.9,3.15,4.75,7.3,8.1999999999999993,11.55,13.6,15.65,19.399999999999999,20.65,20.05,19.45,17.100000000000001,15.3,16.05,15.95,17.600000000000001,17.5,17.100000000000001,14.8,14.6,11.75,12.75,11.3,10,7.5,6,4.2,2.15,1.45,0.5,0.25,0.1,0.05,null,null,null,null,null,365.25]
["13 - Bouches-du-Rhône","MARIGNANE",0,0,0,0,0,0,0,0,0,0,0,0,0,0,0,0,0,0.05,0.2,0.35,1.45,2.1,3.2,4.95,7.7,8.75,10.65,11.7,16.05,16.2,18.149999999999999,18.25,18.3,18.600000000000001,17.3,13.95,12.45,15.45,15.4,18.350000000000001,15.3,15.4,16.55,14.2,14.8,14.05,12.8,7.1,3.85,1.2,0.4,0.05,null,null,null,null,365.25]
["14 - Calvados","CAEN-CARPIQUET",0,0,0,0,0,0,0,0,0,0,0.05,0.1,0,0.05,0,0.35,0.7,1.25,1.8,3,3.85,5.15,7.3,8.6999999999999993,11.2,16,18.350000000000001,21.2,23.35,23.45,22.2,23.6,20.3,21.25,23.2,23.05,23.45,19.3,15.7,10.3,7,4.6500000000000004,2.4,1.4,0.8,0.4,0.3,null,0.05,null,0.05,null,null,null,null,null,365.25]
["15 - Cantal","AURILLAC",0,0,0,0,0,0,0,0,0,0,0.05,0.05,0.25,0.7,1.55,1.2,2.6,3.15,3.8,5.3,7.2,9.0500000000000007,12.25,15.3,17.55,17.899999999999999,19.95,18.899999999999999,19.600000000000001,19.7,16.600000000000001,17.649999999999999,18.899999999999999,18.95,16.899999999999999,18.600000000000001,16.350000000000001,13.55,12.25,11.5,9.1,6.7,5.05,3.75,1.8,0.8,0.35,0.3,0.1,null,null,null,null,null,null,null,365.25]
["16 - Charente","COGNAC",0,0,0,0,0,0,0,0,0,0,0,0,0,0.05,0.2,0.25,0.2,1.1000000000000001,1.6,1.85,2.85,4.2,6.05,7.8,8.5,9.6,11.65,15.75,18.05,19.350000000000001,22.35,20.65,19.75,17.3,17.149999999999999,19.25,18.850000000000001,18.350000000000001,19,18.55,17.55,13.1,9.9,7.8,6.65,4.45,2.9,1.2,1,0.25,0.2,null,null,null,null,null,365.25]
["17 - Charente-Maritime","LA ROCHELLE",0,0,0,0,0,0,0,0,0,0,0,0,0,0,0.15,0.05,0.25,0.4,0.8,1.65,2.35,3.8,4.6500000000000004,6.8,7.2,9,10.55,14.4,17.8,23.05,26.3,22.9,20.350000000000001,17.95,17.5,18,21.45,22.6,21.35,21.8,16.45,11,8.1999999999999993,5.55,4.8499999999999996,2.9,1.5,0.8,0.6,0.25,0.05,null,null,null,null,null,365.25]
["18 - Cher","BOURGES",0,0,0,0,0,0,0,0,0,0,0.05,0,0.1,0.3,0.55000000000000004,0.65,1.45,2.0499999999999998,3.05,5.3,6.1,7.35,8.35,11.55,11.35,14.8,15.75,17.45,19.8,19.649999999999999,19.100000000000001,16.3,16.7,17.55,17.75,17.55,17.899999999999999,18.45,17,14.5,11.05,11.2,7.6,6.55,5,2.4500000000000002,1.1000000000000001,0.7,0.6,0.25,0.25,0.05,null,null,null,null,365.25]
["19 - Corrèze","BRIVE",0,0,0,0,0,0,0,0,0,0,0,0,0,0.05,0.4,0.6,1,1.2,2.0499999999999998,3.35,4.45,6.4,6.6,8.6999999999999993,10.95,14.25,14.2,16.350000000000001,18.2,20.65,18.649999999999999,19.399999999999999,17.7,17.7,17.5,18.2,18.350000000000001,17.149999999999999,19.55,14.6,14.8,13.5,8.9,8.35,5.45,2.75,1.8,0.85,0.55000000000000004,0.1,null,null,null,null,null,null,365.25]
["2A - Corse-du-Sud","AJACCIO",0,0,0,0,0,0,0,0,0,0,0,0,0,0,0,0,0,0,0,0,0,0.15,0.5,0.8,2.1,4.75,5.7,11.65,19.100000000000001,22.85,25.1,25.5,23.3,17.2,16.5,16.899999999999999,17.850000000000001,17.2,17.2,19.399999999999999,18.350000000000001,21.55,19.8,17.149999999999999,12,6.2,3.65,1.1499999999999999,1.05,0.25,0.3,null,0.05,null,null,null,365.25]
["2B - Haute-Corse","BASTIA",0,0,0,0,0,0,0,0,0,0,0,0,0,0,0,0,0,0,0,0,0,0.2,0.45,0.9,2.1,4.3499999999999996,5,9.1999999999999993,13.9,19.5,23.15,28.15,26.4,20.149999999999999,16.149999999999999,15.5,16.850000000000001,17.55,16.5,16.149999999999999,15.85,16.899999999999999,17.2,17.5,19.149999999999999,14.15,7.65,3.4,0.8,0.3,0.15,0.05,null,null,null,null,365.25]
["21 - Côte-d'Or","DIJON-LONGVIC",0,0,0,0,0,0,0,0,0,0,0.1,0.35,0.3,0.9,1.1499999999999999,1.45,2.75,4.05,6.1,6.55,8.35,10.4,10.6,12.75,14.05,15.2,16.3,15.3,18.05,16.8,14.8,14.8,15.75,15.75,16.5,16.3,17.2,15.4,15.4,14,11.75,10.25,8.8000000000000007,7,4.7,3.05,1.1000000000000001,0.6,0.2,0.2,0.15,0.05,null,null,null,null,365.25]
["22 - Côtes-d'Armor","ST BRIEUC",0,0,0,0,0,0,0,0,0,0,0,0,0.05,0,0.1,0.1,0.05,0.65,1.2,1.9,2.8,4.0999999999999996,5.9,7.8,11.15,14.85,20.5,23.8,24.5,26.25,25.95,23.85,24.7,23.5,25.3,24.15,23.1,19.8,12.85,7.7,4.25,1.7,1.6,0.55000000000000004,0.3,0.1,0.05,0.05,null,null,0.05,null,null,null,null,null,365.25]
["23 - Creuse","GUERET-GRANCHER",0,0,0,0,0,0,0,0,0,0,0,0.1,0.25,0.7,1,1.05,2.15,3.45,4.1500000000000004,6.1,5.95,7.65,8.65,12.3,14.25,17.5,18.55,20.05,18.3,18.7,17.350000000000001,16.55,18.649999999999999,18.649999999999999,17.350000000000001,18.25,16.55,17.55,13.35,11.55,9.4,7.4,7.2,5.55,3.35,2.2000000000000002,1.3,0.8,0.55000000000000004,0.25,0.2,0.25,0.15,null,null,null,365.25]
["24 - Dordogne","ST MARTIN RIB.",0,0,0,0,0,0,0,0,0,0,0,0,0,0,0.17962598425196849,0.29937664041994749,1.2573818897637794,1.1376312335958005,1.4370078740157479,1.9758858267716535,3.5326443569553807,4.1313976377952759,6.1671587926509179,7.1850393700787398,7.3646653543307083,11.915190288713912,12.334317585301836,17.663221784776905,16.944717847769027,19.459481627296586,20.237860892388451,21.974245406824149,16.046587926509186,17.423720472440944,16.405839895013123,19.998359580052494,19.040354330708659,19.040354330708659,18.920603674540683,18.561351706036746,16.405839895013123,14.429954068241468,10.837434383202099,8.2029199475065617,5.4486548556430447,3.8918963254593177,2.5746391076115485,1.0777559055118111,1.0178805774278215,0.41912729658792652,5.9875328083989501E-2,null,null,null,null,null,365]
["25 - Doubs","BESANCON",0,0,0,0,0,0,0,0,0,0,0.2,0.1,0.45,0.55000000000000004,0.95,1.7,3.15,3.45,5.85,7.35,9.15,10.1,11.4,10.45,14.1,15.2,13.8,16,17.350000000000001,17.8,15.7,16.7,14.05,18.600000000000001,17,15.25,18.350000000000001,17.3,15.45,12.95,11.2,10.7,8.75,6.4,3.4,2.35,0.85,0.7,0.25,0.15,0.05,null,null,null,null,null,365.25]
["26 - Drôme","BUIS -BARONNIES",0,0,0,0,0,0,0,0,0,0,0,0,0,0,0,5.0372619376207566E-2,5.0372619376207566E-2,0.40298095500966052,0.65484405189069839,1.4608059619100193,2.2667678719293405,4.1809274082252275,5.1883797957493787,8.8655810102125301,12.290919127794645,14.255451283466741,16.018492961634003,18.083770356058515,16.673337013524705,17.378553684791608,18.738614407949211,16.622964394148497,17.3281810654154,16.018492961634003,13.902842947833287,14.507314380347777,17.025945349158157,17.781534639801272,15.867375103505381,14.960667954733648,15.464394148495723,13.24799889594259,12.59315484405189,11.988683411537401,10.427132210874966,9.6715429202318521,6.9514214739166436,2.317140491305548,0.95707976814794371,0.45335357438586804,0.30223571625724538,null,5.0372619376207566E-2,null,null,null,365]
["27 - Eure","EVREUX-HUEST",0,0,0,0,0,0,0,0,0,0.1,0,0.05,0.1,0.25,0.45,0.8,1.25,2.6,3.9,4.7,6.2,8.1999999999999993,8.6999999999999993,13,13.75,14.6,18.350000000000001,20.95,21.9,20.100000000000001,19.149999999999999,18.649999999999999,19.5,19.8,18.8,20.45,19.95,18.25,14.1,11.7,8.1999999999999993,6.4,3.7,3.15,1.3,1.1499999999999999,0.3,0.35,0.3,0.05,null,0.05,null,null,null,null,365.25]
["28 - Eure-et-Loir","CHATEAUDUN",0,0,0,0,0,0,0,0,0,0,0.1,0.1,0,0.3,0.5,0.7,1.2,2.6,3.85,5,6.2,7.75,9.9,11.7,12.5,16.2,18.100000000000001,19.8,19.850000000000001,20.2,16.95,17.95,18.649999999999999,18.649999999999999,17.05,19.649999999999999,19,16.7,15.75,14.75,10.15,7.4,5.95,4.3499999999999996,2.9,1.6,0.45,0.3,0.2,0.15,0.15,null,null,null,null,null,365.25]
["29 - Finistère","BREST-GUIPAVAS",0,0,0,0,0,0,0,0,0,0,0,0,0,0,0,0.1,0.05,0.2,0.15,1,1.35,3.65,3.15,6.05,9.5,12.25,15.35,22.1,27.6,30.05,30.5,28.65,24.1,22.9,27.15,28.05,25.7,18.850000000000001,11.65,6.75,3.85,2.6,1.05,0.35,0.4,null,0.05,0.1,null,null,null,null,null,null,null,null,365.25]
["30 - Gard","NIMES-COURBESSAC",0,0,0,0,0,0,0,0,0,0,0,0,0,0,0,0,0.05,0.1,0.2,0.95,1.25,1.8,3.7,5.8,8.1,9.9,12.25,13.95,16.75,18.05,19.100000000000001,17.399999999999999,18,18.399999999999999,14.7,13.15,15.1,16,16.05,16.600000000000001,14.2,14.5,14.25,15,11.5,12.65,10.15,7.85,4.1500000000000004,2.35,1.1000000000000001,0.2,null,null,null,null,365.25]
["31 - Haute-Garonne","TOULOUSE-BLAGNAC",0,0,0,0,0,0,0,0,0,0,0,0,0,0,0,0.1,0.5,0.8,1.7,1.8,2.65,5.45,5.9,6.6,8.25,9.9499999999999993,14.25,15.1,17.75,19.3,20.85,18.2,19.399999999999999,16.899999999999999,15.8,14.95,15.75,17.649999999999999,16.7,16.3,16.7,14.25,12.8,12.55,9.1999999999999993,7.05,4.45,3.45,1.25,0.4,0.35,0.2,null,null,null,null,365.25]
["32 - Gers","AUCH",0,0,0,0,0,0,0,0,0,0,0,0,0,0,0.2,0.35,0.5,1.35,1.5,2.35,3.6,4.7,6.55,7.75,9.9499999999999993,12.45,15.6,16.8,18.350000000000001,19.55,21.7,17.45,17.8,16.45,16.2,16.3,18,18.149999999999999,16.850000000000001,16.8,15.6,13.8,12.95,9.5500000000000007,7,4.55,2.4500000000000002,1.1499999999999999,0.65,0.1,0.2,null,null,null,null,null,365.25]
["33 - Gironde","BORDEAUX-MERIGNAC",0,0,0,0,0,0,0,0,0,0,0,0,0,0,0,0.15,0.25,0.6,1.55,1.75,2.25,3.4,4.5,6.95,7,8.85,11.35,12.5,17.2,18.55,22.15,22,20.399999999999999,18.45,18.55,18,19.149999999999999,18.649999999999999,17.850000000000001,19,17.25,16.149999999999999,12.15,9.35,7.15,4.5999999999999996,3.4,2.1,0.9,0.75,0.25,0.15,null,null,null,null,365.25]
["34 - Hérault","MONTPELLIER",0,0,0,0,0,0,0,0,0,0,0,0,0,0,0,0,0,0.15,0.2,0.5,1.45,1.2,3.15,4.55,7.95,8.5,11.3,13.65,16.05,16.399999999999999,19.149999999999999,21.2,17.8,18.350000000000001,16.7,14.65,16.100000000000001,17.75,16.899999999999999,16.600000000000001,16.399999999999999,16.149999999999999,15.7,16.05,13.5,10.65,8.15,5.65,1.8,0.8,0.15,null,null,null,null,null,365.25]
["35 - Ile-et-Vilaine","DINARD",0,0,0,0,0,0,0,0,0,0,0,0,0.05,0.05,0.1,0,0.25,0.55000000000000004,1.4,1.95,3.45,3.95,5.7,7.7,8.9,12.35,17.3,20.85,23.3,26.1,25.45,22.95,22.5,22.8,24.3,25.5,23.9,22.4,16.2,10.85,6.05,4.05,2.2999999999999998,1,0.65,0.2,0.1,0.05,null,null,0.05,null,null,null,null,null,365.25]
["36 - Indre","CHATEAUROUX  DEOLS",0,0,0,0,0,0,0,0,0,0,0,0.1,0.3,0.15,0.4,0.9,1.25,1.95,3.45,4.6500000000000004,5.75,7.55,7.7,10.4,11.6,13.95,15.8,16.25,20.9,18.45,19.600000000000001,17.899999999999999,16.600000000000001,17.7,18.2,17.100000000000001,18.95,17.350000000000001,17.399999999999999,16,10.9,11.05,8.0500000000000007,6.6,4.8,2.2999999999999998,1.6,0.55000000000000004,0.5,0.2,0.3,0.1,null,null,null,null,365.25]
["37 - Indre-et-Loire","TOURS",0,0,0,0,0,0,0,0,0,0,0,0.2,0.05,0.1,0.25,0.65,0.9,1.65,3.05,4.5,4.5999999999999996,7.2,7.65,10.35,12,14,15.4,18.55,20.7,20.55,20.25,18.3,17.7,18.55,17.55,18.7,19.7,18.7,17.850000000000001,14.05,12.6,8.5500000000000007,7.45,4.95,3.55,2.15,1.1000000000000001,0.55000000000000004,0.15,0.25,0.15,0.1,null,null,null,null,365.25]
["38 - Isère","GRENOBLE-ST GEOIRS",0,0,0,0,0,0,0,0,0,0,0.1,0.05,0.2,1,0.9,1.45,1.85,4.1500000000000004,5.4,6.25,7.8,10.15,11.4,13.05,13.75,15.75,16.5,16.2,15.35,15.95,15.3,15.5,16.7,14.45,15.3,16.05,16.649999999999999,17.25,16.05,13.15,11.65,10.85,11.4,7.35,5.15,2.65,1.55,0.65,0.25,0.1,null,null,null,null,null,null,365.25]
["39 - Jura","DOLE",0,0,0,0,0,0,0,0,0,0,0.15,0.1,0.65,0.45,1.3,1.8,2.65,4.3,4.55,6.6,9.35,10.1,12.45,10.7,13.65,15.6,15,16.2,18.05,15.95,14.8,14.95,13.45,15.95,17.600000000000001,16.600000000000001,16.45,17.649999999999999,15.45,14.65,11.45,10.45,10.199999999999999,6.95,4.4000000000000004,2.8,0.9,0.55000000000000004,0.35,0.05,null,null,null,null,null,null,365.25]
["40 - Landes","MONT-DE-MARSAN",0,0,0,0,0,0,0,0,0,0,0,0,0,0.05,0.1,0.4,0.35,1,1.35,2,3.2,4.55,5.2,6.15,9.1999999999999993,12.05,12.65,16.05,16.95,18.899999999999999,19.850000000000001,19.7,17.649999999999999,17.899999999999999,18.8,17.350000000000001,18.05,18.7,18.45,16.75,16.5,14.3,13.65,10.15,7.05,4.3,2.6,1.95,0.8,0.3,0.15,0.15,null,null,null,null,365.25]
["41 - Loir-et-Cher","ROMORANTIN",0,0,0,0,0,0,0,0,0,0,0.05,0.1,0.25,0.3,0.6,1.2,1.05,2.15,3.35,5.2,6.6,8.65,9.25,12.05,11.95,13.6,16.350000000000001,18,19.850000000000001,19.25,20.05,20.149999999999999,17,17.75,18.95,19.100000000000001,19.7,17.850000000000001,15.1,14.25,10.55,9.4499999999999993,6.2,4.7,2.4500000000000002,0.95,0.45,0.45,0.3,null,0.05,null,null,null,null,null,365.25]
["42 - Loire","ST ETIENNE-BOUTHEON",0,0,0,0,0,0,0,0,0,0,0,0.15,0.25,0.7,0.75,1.3,2.25,3.05,4.5999999999999996,6.4,6.9,8.6999999999999993,10.8,11.15,13.15,13.35,15.7,14.95,16.149999999999999,17.600000000000001,16.5,18.3,16.899999999999999,16.5,16.649999999999999,17.600000000000001,16.899999999999999,16.3,16.649999999999999,14,10.5,10.8,9.25,8.5500000000000007,4.3499999999999996,3.6,1.65,1.2,0.8,0.2,0.15,null,null,null,null,null,365.25]
["43 - Haute-Loire","LE PUY-LOUDES",0,0,0,0,0,0,0,0,0.1,0.2,0.4,0.85,1.25,1.3,2.75,2.95,4.3,6.7,6,9.1999999999999993,11.5,13.75,14.9,17.95,16.899999999999999,19.149999999999999,18,17.850000000000001,16.600000000000001,18.649999999999999,17.600000000000001,16.899999999999999,17.399999999999999,16,17.899999999999999,14.5,13.05,13.7,11.35,9.65,7.2,4.5,2.5,1,0.55000000000000004,0.2,null,null,null,null,null,null,null,null,null,null,365.25]
["44 - Loire Atlantique","NANTES-BOUGUENAIS",0,0,0,0,0,0,0,0,0,0,0,0.05,0.05,0.1,0,0.25,0.35,0.65,1.3,2.25,4.25,4.9000000000000004,5.7,7.25,9.9499999999999993,11.25,14.6,16.45,19.899999999999999,24.8,24.15,22.65,20.85,18.25,19.25,20.3,21.3,21.5,18.850000000000001,14.7,12.5,8.75,5.9,4.2,4,1.8,1.2,0.35,0.45,0.15,null,0.1,null,null,null,null,365.25]
["45 - Loiret","ORLEANS",0,0,0,0,0,0,0,0,0,0,0.15,0,0.2,0.25,0.6,0.55000000000000004,1.55,2.4500000000000002,3.4,5.3,6.9,7.2,9.6,10.95,12.2,15.5,16.45,18.8,20.2,19.350000000000001,18.3,17.95,18.149999999999999,17,18.149999999999999,19.05,19.75,17.75,16.25,13.2,12.3,8.5,6.3,4.8,2.4,2.0499999999999998,0.8,0.45,0.25,0.25,null,null,null,null,null,null,365.25]
["46 - Lot","GOURDON",0,0,0,0,0,0,0,0,0,0,0,0,0,0.1,0.35,0.5,1.4,1.5,2.35,3.05,4.45,5.45,7.25,8.5,9.9499999999999993,11.2,14.5,16.55,17.8,20.2,19.2,20.2,18.55,16.2,17.75,17.850000000000001,17.45,17.75,18.350000000000001,15.7,14.35,12.2,10.95,7.7,5.6,4.3499999999999996,2.65,1.65,0.8,0.45,0.25,0.1,0.1,null,null,null,365.25]
["47 - Lot-et-Garonne","AGEN",0,0,0,0,0,0,0,0,0,0,0,0,0,0.05,0.1,0.15,0.65,1.2,1.55,2.4500000000000002,3.35,5.15,6.35,7.25,8.6999999999999993,10.35,14.4,14.45,17.2,19.850000000000001,20.3,17.45,19.149999999999999,18.100000000000001,16.5,16,16.100000000000001,19.2,19.5,16.45,15.9,15.7,12.5,10.75,7.5,4.8499999999999996,3.15,1.55,0.85,0.45,0.1,null,null,null,null,null,365.25]
["48 - Lozère","MENDE-VILLE",0,0,0,0,0,0,0,0,0,0,0,0.05,0,0.5,0.5,1.65,2.25,2.4,3.95,5.9,7.2,9.1999999999999993,13.95,15.4,19.100000000000001,19.05,17.95,18.899999999999999,18.149999999999999,16.75,18.100000000000001,15.55,16.45,17,16.75,17,15.9,14.5,12.3,13.85,11,9.85,6.95,3.75,2.25,0.75,0.3,0.1,0.05,null,null,null,null,null,null,null,365.25]
["49 - Maine-et-Loire","BEAUCOUZE",0,0,0,0,0,0,0,0,0,0,0.05,0,0.15,0,0.1,0.45,0.35,1.35,1.65,3.65,4.45,5.2,7.05,7.3,10.1,12.8,14.05,16,20.100000000000001,22.25,22.25,21.1,20.7,18.100000000000001,18.75,19.399999999999999,20.55,20.55,18.7,16.100000000000001,13.4,8.8000000000000007,7.65,4.55,3.2,2.15,1.1499999999999999,0.8,0.15,0.15,null,null,null,null,null,null,365.25]
["50 - Manche","PTE DE LA HAGUE",0,0,0,0,0,0,0,0,0,0,0,0,0,0,0,0.05,null,null,0.1,0.25,0.45,1.1499999999999999,2,3.35,6.85,9.1,13.6,18.55,27.65,36.049999999999997,35.299999999999997,25.65,23.25,23.9,25.35,26.7,33,28.75,15.85,5.35,1.6,0.85,0.35,0.1,0.1,null,null,null,null,null,null,null,null,null,null,null,365.25]
["51 - Marne","REIMS-COURCY",0,0,0,0,0,0,0,0.05,0,0.05,0.1,0.25,0.45,0.55000000000000004,1,1.4,2.2000000000000002,3.35,4.4000000000000004,5.6,7.75,8.8000000000000007,10,11.05,15.15,15.25,18.899999999999999,18.149999999999999,20.75,17.55,18.05,18.2,17.2,17.2,19.7,19.95,17.899999999999999,19.399999999999999,14.2,12.95,8.75,7.65,5,3.4,1.5,0.7,0.35,0.25,0.15,null,null,null,null,null,null,null,365.25]
["52 - Haute-Marne","LANGRES",0,0,0,0,0,0,0,0,0.15,0.1,0.3,0.3,0.3,1.2,2.0499999999999998,2.75,4.0999999999999996,6.45,7.8,9.0500000000000007,8.9499999999999993,12.35,11.95,15.2,15.55,16.75,16.3,17.5,15.4,14.15,15.9,17.25,16.5,17.5,16.7,16.3,16.45,14.25,12.7,9.9499999999999993,8.4499999999999993,9,6.05,4.4000000000000004,2.65,0.9,0.7,0.3,0.2,0.15,0.3,null,null,null,null,null,365.25]
["53 - Mayenne","LAVAL-ENTRAMMES",0,0,0,0,0,0,0,0,0,0,0,0.15,0,0.1,0.15,0.3,0.6,1.4,2.5,3.55,4.1500000000000004,7.4,7.1,8.6,11.75,14.75,16.8,19.649999999999999,22.45,21.45,21.55,20.8,19.850000000000001,19.05,19.2,20.05,21.6,19.649999999999999,16.7,14.3,9.9499999999999993,6.55,5.3,2.75,2.75,1.1499999999999999,0.7,0.2,0.2,0.05,0.05,null,null,null,null,null,365.25]
["54 - Meurthe-et-Moselle","NANCY-ESSEY",0,0,0,0,0,0,0,0.15,0,0.15,0.15,0.25,0.65,1.1499999999999999,1.3,2.4500000000000002,3.2,4,5.0999999999999996,7.25,8.65,9.6999999999999993,10.3,13.85,14.2,16,16.05,16.95,16.600000000000001,18.350000000000001,16.45,15.85,15.25,17.75,16.8,18.350000000000001,16.75,16.399999999999999,13.7,12.55,10.8,10.45,7.25,5.25,2.7,1.05,0.7,0.35,0.3,0.1,null,null,null,null,null,null,365.25]
["55 - Meuse","ERNEVILLE AUX B",0,0,0,0,0,0.05,0,0.15,0,0.25,0.1,0.6,0.95,1.55,1.6,2.2999999999999998,3.8,5.05,6.5,8.1,8.5,11.3,13.35,13.95,15.65,16.5,18.399999999999999,17.8,19.3,16.399999999999999,17.7,16.350000000000001,18.75,18.3,17.45,18.100000000000001,16.899999999999999,13.7,13.1,10.4,8.75,5.6,3.9,2.0499999999999998,0.95,0.5,0.2,0.3,0.1,null,null,null,null,null,null,null,365.25]
["56 - Morbihan","LORIENT-LANN BIHOUE",0,0,0,0,0,0,0,0,0,0,0,0,0,0.15,0,0,0.25,0.2,0.95,1.45,2.2000000000000002,3.2,6.05,5.75,8.8000000000000007,12.05,15.6,17.7,21,26.55,29.5,27.1,22.7,23.55,23.15,23.25,25.95,20.45,17.8,11.2,6.7,4.95,2.7,2.5499999999999998,0.6,0.4,0.5,0.2,null,0.1,null,null,null,null,null,null,365.25]
["57 - Moselle","METZ-FRESCATY",0,0,0,0,0,0,0,0,0.1,0,0.25,0.15,0.35,0.9,1.1000000000000001,2.2999999999999998,2.4500000000000002,3.8,5.4,6.5,8.15,9.9,10.35,13,15.1,16.25,16.850000000000001,16.05,18.649999999999999,15.5,16.399999999999999,16.850000000000001,14.9,17.2,17,17.45,17.3,16.399999999999999,14.65,12.55,11.4,9.1,8,5.9,3.65,1.5,1,0.3,0.3,0.2,0.1,null,null,null,null,null,365.25]
["58 - Nièvre","NEVERS-MARZY",0,0,0,0,0,0,0,0,0,0,0.1,0.1,0.35,0.5,0.75,1.2,2.1,3.4,4.45,6.45,6.7,7.8,11,11,13.45,15,16.2,18.95,19.55,18.25,19.3,17.350000000000001,17.75,18.05,17.850000000000001,19.899999999999999,17.5,16.8,14.6,14.25,10.95,9.3000000000000007,6.25,3.65,1.9,1.1000000000000001,0.7,0.5,0.25,null,null,null,null,null,null,null,365.25]
["59 - Nord","LILLE-LESQUIN",0,0,0,0,0,0,0,0,0,0.05,0.1,null,0.2,0.2,0.35,0.65,1.85,2.4,3.05,4.8499999999999996,6.4,7.65,9.4,11.75,13.85,17.3,18.05,19.3,21.1,19.149999999999999,19.45,19.05,18.2,18.100000000000001,20.25,19.8,19.399999999999999,18.899999999999999,15.35,12.1,9.35,5.9,4.55,3.25,2.2999999999999998,0.75,0.5,0.3,0.1,null,null,null,null,null,null,null,365]
["60 - Oise","BEAUVAIS-TILLE",0,0,0,0,0,0,0,0,0.05,0,0.15,0.15,0.15,0.35,0.5,0.6,2.2000000000000002,1.9,3.85,5.35,6.9,8.35,10.1,11.95,14.5,16,16,20.95,22.05,18.5,19.75,18.2,19.399999999999999,18.25,19.3,21.85,18.8,18.75,14.7,11.7,8,6,3.95,2.95,1.55,0.6,0.6,0.15,0.15,0.05,null,null,null,null,null,null,365.25]
["61 - Orne","ALENCON",0,0,0,0,0,0,0,0,0,0.05,0.1,0,0.05,0.05,0.25,0.5,1.2,2.1,3.15,3.85,5.85,7.2,8.9,11.3,14.25,15.3,18.55,19.45,23.45,21.6,19.95,19.899999999999999,18.5,19.2,19.850000000000001,21.35,19.95,17.350000000000001,16.100000000000001,11.5,8.25,5.65,4.5,2.85,1.55,0.85,0.35,0.25,0.15,0.05,null,null,null,null,null,null,365.25]
["62 - Pas-de-Calais","LILLE-LESQUIN",0,0,0,0,0,0,0,0,0,0.05,0.1,null,0.2,0.2,0.35,0.65,1.85,2.4,3.05,4.8499999999999996,6.4,7.65,9.4,11.75,13.85,17.3,18.05,19.3,21.1,19.149999999999999,19.45,19.05,18.2,18.100000000000001,20.25,19.8,19.399999999999999,18.899999999999999,15.35,12.1,9.35,5.9,4.55,3.25,2.2999999999999998,0.75,0.5,0.3,0.1,null,null,null,null,null,null,null,365]
["63 - Puy-de-Dôme","CLERMONT-FD",0,0,0,0,0,0,0,0,0,0,0,0.2,0.5,0.35,1.1499999999999999,0.9,2.15,2.9,3.8,5.45,6.55,7.65,9.25,9.25,12.15,13.2,16.55,15.35,18.649999999999999,15.2,19.850000000000001,18.100000000000001,17.649999999999999,17.55,17.149999999999999,17.25,16.8,18.45,16.3,14.25,13.05,11.45,8.6999999999999993,6.4,4.45,3,1.85,0.85,0.5,0.35,0.1,null,null,null,null,null,365.25]
["64 - Pyrénées Atlantiques","BIARRITZ-ANGLET",0,0,0,0,0,0,0,0,0,0,0,0,0,0,0,0,0.05,0.25,0.65,0.7,1.55,2.35,2.95,4,4.25,7.85,9.9499999999999993,11.8,16.45,18.45,22.35,22.4,21.95,22.8,20.3,22,21.45,21.8,23.45,21.05,20.95,15.05,11.45,6.25,5.15,2.2999999999999998,1.95,0.85,0.25,0.2,null,0.05,null,null,null,null,365.25]
["65 - Hautes-Pyrénées","TARBES-OSSUN",0,0,0,0,0,0,0,0,0,0,0,0,0,0,0.15,0.25,0.45,0.9,1.4,2.5,2.5499999999999998,5.25,6.25,8,10.050000000000001,14.1,16.649999999999999,19.55,21.8,20.55,20.2,19.399999999999999,18.649999999999999,16.45,17.05,19.75,20.7,18.649999999999999,18.2,15.3,14.5,12.9,8.4,6.4,3.7,2.25,1.4,0.65,0.2,null,0.1,null,null,null,null,null,365.25]
["66 - Pyrénées-orientales","PERPIGNAN",0,0,0,0,0,0,0,0,0,0,0,0,0,0,0,0,0,0,0,0.1,0.6,0.75,1.95,2.7,4.5,6.65,9.15,11.9,14.95,18.95,20.9,20.95,19.600000000000001,18.95,17.8,17.850000000000001,17.2,16.2,16.55,15.55,17.25,16.350000000000001,16.649999999999999,16.05,14.7,12.25,7.3,5.4,3.55,1.35,0.45,0.2,null,null,null,null,365.25]
["67 - Bas-Rhin","STRASBOURG-ENTZHEIM",0,0,0,0,0,0,0,0.1,0.15,0.1,0.15,0.35,0.5,0.8,1.65,2.4,3.4,3.55,6.35,6.85,8.4499999999999993,9.8000000000000007,10.35,11.95,14.25,15.75,14.9,16.05,15.8,15.5,15.45,14.85,13.7,14.75,16.7,17.25,16.350000000000001,17.75,16.3,14.45,11.6,11.4,10.199999999999999,6.65,4.5,2.35,0.9,0.6,0.25,0.1,null,null,null,null,null,null,365.25]
["68 - Haut-Rhin","BALE-MULHOUSE",0,0,0,0,0,0,0,0.1,0.05,0.2,0.1,0.6,0.45,1.3,1.35,2.2999999999999998,3.25,4.2,5.85,8,9.1,10,11.85,12.25,13.55,16.2,16.149999999999999,15.1,15.1,16.45,14.7,15.15,14.35,16.399999999999999,15.95,17.75,16.399999999999999,17.25,15.65,13.85,10.75,10.4,9.15,6.8,3.4,2.0499999999999998,1.05,0.55000000000000004,0.1,0.05,null,null,null,null,null,null,365.25]
["69 - Rhône","LYON-BRON",0,0,0,0,0,0,0,0,0,0,0,0,0.05,0.15,0.55000000000000004,0.8,1.5,2.7,3.9,4.75,6.45,9.85,8.1999999999999993,10.3,12.55,14.15,13.15,15.55,15.35,17.05,15.15,15.85,14.5,13.8,17.8,15.2,15.2,15.4,18.45,15.1,13.8,13.1,10.25,9.65,8.75,6.35,4.8499999999999996,2.35,1.5,0.7,0.3,0.2,null,null,null,null,365.25]
["70 - Haute-Saône","LUXEUIL",0,0,0,0,0,0,0,0,0.1,0.4,0.1,0.55000000000000004,0.75,0.45,1.8,2.65,3.05,4.6500000000000004,7,7.65,9.8000000000000007,9.35,10.7,12.15,15.6,16.100000000000001,14.85,17.7,17.2,16.75,16.600000000000001,13.85,16.149999999999999,17.25,16.45,16.899999999999999,17.25,16,14.4,11.8,11.65,9.75,7.75,4.75,2.7,1.2,0.9,0.55000000000000004,null,null,null,null,null,null,null,null,365.25]
["71 - Saône-et-Loire","MACON",0,0,0,0,0,0,0,0,0,0,0,0.1,0.2,0.4,0.65,1.35,2.1,3.45,4.5,5.85,7.6,8.9499999999999993,9.0500000000000007,11.5,13.15,14.55,14.8,15.5,14.95,18.7,16,15.7,14.9,15.45,15.25,17.649999999999999,15,17.95,15.9,15.3,14.65,11.1,10.65,8.75,6.05,3.85,1.65,1.1000000000000001,0.55000000000000004,0.45,null,null,null,null,null,null,365.25]
["72 - Sarthe","LE MANS",0,0,0,0,0,0,0,0,0,0,0,0.15,0.05,0.2,0.1,0.45,0.65,1.3,2.0499999999999998,4.05,4.55,6.2,7.75,9.6999999999999993,11.7,12.2,16.350000000000001,16.5,20.399999999999999,23.05,18.8,19.8,19.3,17.3,18.399999999999999,19.649999999999999,19.05,19.5,18.649999999999999,13.7,12.55,10.15,6.85,4.7,3.95,2.7,1.45,0.45,0.5,0.2,0.1,0.1,null,null,null,null,365.25]
["73 - Savoie","CHAMBERY-AIX",0,0,0,0,0,0,0,0,0,0,0,0,0,0.05,0.05,0.8,1.5,3.2,4.7,5.9,8.4,10.85,13.7,14.15,16.45,15.75,14.5,16.45,13.8,15.3,14.55,13.2,13.95,15.6,15.5,15.8,15.25,14.9,17.55,15.85,12.4,13.1,12.35,8.4,6.2,2.75,1.4,0.7,0.25,null,null,null,null,null,null,null,365.25]
["74 - Haute-Savoie","MEYTHET",0,0,0,0,0,0,0,0,0,0,0,0,5.6694625660142897E-2,0.45355700528114318,1.1338925132028579,1.4740602671637155,2.7213420316868593,3.9119291705498602,5.385989437713576,6.9167443305374343,9.1278347312830075,13.039763901832867,13.890183286735011,17.008387698042871,15.194159676918298,13.720099409754582,15.591022056539298,15.591022056539298,14.116961789375582,12.812985399192295,13.266542404473439,15.987884436160298,15.704411307859584,16.894998446722585,14.967381174277728,15.024075799937869,17.972196334265298,16.838303821062439,16.101273687480585,12.019260639950295,11.225535880708295,11.962566014290152,9.8081702392047223,6.4631873252562908,4.6489593041317185,1.9276172724448586,1.3606710158434296,0.28347312830071447,0.34016775396085741,5.6694625660142897E-2,null,null,null,null,null,null,365]
["75 - Paris","PARIS-MONTSOURIS",0,0,0,0,0,0,0,0,0,0,0.05,0.05,0,0.05,0.35,0.05,0.7,1,2.2000000000000002,2.4,4.5,6.2,8.1999999999999993,10.15,9.35,13.15,15.8,17.75,19.05,21.45,20.100000000000001,16.75,17.850000000000001,18.45,17.350000000000001,18.5,17.25,20.3,18.600000000000001,15.45,13.2,11.35,8.1999999999999993,6.95,4.5,3.5,2.2000000000000002,1.1499999999999999,0.35,0.45,0.15,0.1,0.1,null,null,null,365.25]
["76 - Seine-Maritime","ROUEN-BOOS",0,0,0,0,0,0,0,0,0.05,0.05,0,0.05,0.1,0.2,0.5,0.65,1.35,2.4,3.75,4.8499999999999996,5.65,8.1,10.15,12.1,14.55,16.350000000000001,19.600000000000001,21.05,22.6,20,19.649999999999999,18.25,21.05,19.5,20.5,21.75,20.25,16.7,13.8,10.050000000000001,6.85,4.05,3.7,2.2999999999999998,1.25,0.8,0.35,0.15,0.1,0.05,0.05,null,null,null,null,null,365.25]
["77 - Seine-et-Marne","MELUN",0,0,0,0,0,0,0,0,0,0.05,0.05,0.05,0.25,0.35,0.3,0.75,1.25,1.9,3.35,5.4,6.9,8.4,8.9499999999999993,12.2,13.5,15.45,16.3,18.350000000000001,21.5,17.899999999999999,17.100000000000001,18.45,17.850000000000001,18.5,18,18.75,19.7,17.100000000000001,16.7,14.55,10.199999999999999,8.5,7.2,3.85,2.5,1.85,0.5,0.35,0.3,0.15,null,null,null,null,null,null,365.25]
["78 - Yvelines","VILLACOUBLAY",0,0,0,0,0,0,0,0,0,0,0.1,0,0.1,0.25,0.2,0.7,1.45,1.6,3.05,5.05,6.3,7.9,11.1,9.5500000000000007,14.9,16.350000000000001,16.899999999999999,19.100000000000001,21.25,19.600000000000001,16.399999999999999,18.399999999999999,17.75,18.899999999999999,17.55,19.05,18.05,18.55,15.1,13.25,9.6999999999999993,8.6,6.15,4.3,3.25,2.0499999999999998,1.45,0.4,0.3,0.45,0.05,0.1,null,null,null,null,365.25]
["79 - Deux-Sèvres","NIORT",0,0,0,0,0,0,0,0,0,0,0,0,0,0.2,0.15,0.35,0.45,1.45,1.5,2.75,3.45,6.1,7.3,8.25,10.199999999999999,12.1,16,15.85,21.3,21.45,21.8,19.55,18.649999999999999,17.7,17.8,19.2,17.5,20.45,18.2,17.55,13.2,10.25,7.45,5.65,5.3,2.8,1.7,0.9,0.35,0.15,0.1,0.15,null,null,null,null,365.25]
["80 - Somme","ABBEVILLE",0,0,0,0,0,0,0,0,0,0.05,0.1,0.05,0.1,0.25,0.4,0.55000000000000004,1.35,1.35,3.95,4.1500000000000004,6.1,7.8,9.1999999999999993,10.1,14,15.8,19.5,20.7,22.35,23.45,19.25,20.6,20.65,20.149999999999999,22.45,22.45,21.25,18.149999999999999,13.5,9.3000000000000007,5.55,4.1500000000000004,3.35,1.1000000000000001,1,0.7,0.2,0.05,0.1,null,null,null,null,null,null,null,365.25]
["81 - Tarn","ALBI",0,0,0,0,0,0,0,0,0,0,0,0,0,0,0.1,0.35,0.5,1.4,1.9,2.1,3.85,4.3499999999999996,6.55,8.3000000000000007,8.6999999999999993,11.6,15.15,16.75,18.600000000000001,21.2,17.8,18.25,16,17.45,14.4,15.15,16.3,16.75,16.850000000000001,16.3,14.25,15.4,11.9,11.05,8.35,6.85,5.2,2.75,1.8,0.7,0.1,0.15,0.1,null,null,null,365.25]
["82 - Tarn-et-Garonne","MONTAUBAN",0,0,0,0,0,0,0,0,0,0,0,0,0,0,0.05,0.2,0.5,0.95,1.8,2.6,3.35,5.4,6.15,7.2,8.1,11.95,13.5,14.9,17.350000000000001,20,20.85,17.25,17.05,18.2,14.85,15.8,16.05,18.05,17.350000000000001,16.350000000000001,15.55,15.75,13.4,12.45,7.85,6,4.0999999999999996,2.6,0.95,0.3,0.35,0.1,0.05,null,null,null,365.25]
["83 - Var","TOULON",0,0,0,0,0,0,0,0,0,0,0,0,0,0,0,0,0,0,0,0,0,0.15,0.35,0.55000000000000004,1.65,2.5499999999999998,5.8,7.55,12.6,18.05,21,23.85,23.45,22.9,22.35,17.5,15.15,16.899999999999999,16.05,18.8,16.7,18.55,16.05,17.399999999999999,15.8,14.2,9.5,6.2,2.65,0.7,0.3,null,null,null,null,null,365.25]
["84 - Vaucluse","ORANGE",0,0,0,0,0,0,0,0,0,0,0,0,0,0,0,0,0.1,0.4,0.7,1.3,2.2999999999999998,3.45,6,9.4499999999999993,10.1,11.1,14.55,14.55,16.25,16.3,17,17.5,16.25,15.7,14.85,12.5,14.6,16.149999999999999,17.399999999999999,15.8,14.8,14.15,14.45,13.2,12.1,11.95,9.4,6.2,2.6,1.6,0.3,0.2,null,null,null,null,365.25]
["85 - Vendée","LA ROCHE SUR YON",0,0,0,0,0,0,0,0,0,0,0,0,0.1,0.1,0,0.4,0.5,1.1000000000000001,2.0499999999999998,2.9,3.65,6,6.6,7.7,9.5,12.2,15.3,17.3,20.65,23.85,24.85,20.65,20.3,19.55,19.05,20.25,21.55,21.2,18.649999999999999,15.55,10.3,7.65,5.65,4.6500000000000004,2.6,1.25,0.9,0.5,0.1,0.15,null,null,null,null,null,null,365.25]
["86 - Vienne","POITIERS-BIARD",0,0,0,0,0,0,0,0,0,0,0,0.05,0.15,0.3,0.2,1,1.1499999999999999,1.4,2.8,4.1500000000000004,5.4,7.2,7.9,9.6,11.6,13.9,15.25,19.399999999999999,19.600000000000001,22.8,19.2,19.149999999999999,18.45,17.55,17.3,19.899999999999999,19,19.649999999999999,16.7,14.35,11.4,9.1999999999999993,7.4,4.8,3.15,1.75,1.7,0.2,0.2,0.3,0.05,null,null,null,null,null,365.25]
["87 - Haute-Vienne","LIMOGES-BELLEGARDE",0,0,0,0,0,0,0,0,0,0,0,0,0,0.2,0.7,0.75,1.35,1.7,3.25,3.6,5.75,6.1,8.9499999999999993,10.95,13.25,17.3,18.649999999999999,19.95,21.35,20.85,18.399999999999999,16.8,17.7,17.600000000000001,20.25,18.5,17.100000000000001,16.149999999999999,16.649999999999999,11.6,10.7,8.9499999999999993,6.45,5.35,3.5,2.4500000000000002,1.05,0.65,0.4,0.1,0.25,null,null,null,null,null,365.25]
["88 - Vosges","EPINAL",0,0,0,0,0,0,0,0,0.2,0.1,0.45,0.45,0.85,1.5,1.7,2.2000000000000002,3.55,5.05,7.7,8.8000000000000007,8.3000000000000007,10.199999999999999,12.85,13.65,14.6,15.6,16.8,16.95,18.2,16.95,17,16.05,15.85,16.7,18.5,17.5,16.55,14.55,13.5,11.9,10.75,8.65,5.15,2.95,1.55,0.7,0.6,0.15,null,null,null,null,null,null,null,null,365.25]
["89 - Yonne","AUXERRE",0,0,0,0,0,0,0,0,0.1,0,0.05,0.15,0.15,0.5,0.5,1.3,1.45,2.5,3.75,6.3,6,8.4499999999999993,9.35,11.9,12.25,15.4,14.7,17.95,17.600000000000001,19.45,17.100000000000001,15.95,15.7,18.75,17.8,17,18.55,16.7,16.600000000000001,13.95,11.85,9.6,7.75,6.75,4.7,3.05,1.55,0.8,0.5,0.3,0.25,0.2,0.05,null,null,null,365.25]
["90 - Territoire-de-Belfort","BELFORT",0,0,0,0,0,0,0,0,0.15,0.2,0.15,0.3,0.7,0.9,1.5,2.7,4.1500000000000004,5.65,8.3000000000000007,8.35,8.35,11.45,11.8,14.4,14.95,14.95,14.1,18.05,16.25,15.2,15.05,14.45,16.55,17.95,15.25,16.95,16.149999999999999,17,14.15,9.8000000000000007,10.95,9.75,7.85,5.15,2.8,1.35,0.6,0.55000000000000004,0.35,0.05,null,null,null,null,null,null,365.25]
["91 - Essone","ORLY",0,0,0,0,0,0,0,0,0,0,0.1,0,0.05,0.2,0.35,0.55000000000000004,1.25,1.5,3,4.25,5.45,7.8,9.25,9.9499999999999993,12.65,15.55,16,17.350000000000001,20.7,20.6,17.399999999999999,16.7,18.149999999999999,17.600000000000001,17.649999999999999,17.899999999999999,18.3,18.350000000000001,18.100000000000001,14.85,11.9,9.15,7.85,5.55,3.95,2.4500000000000002,1.3,0.7,0.3,0.35,0.1,0.1,null,null,null,null,365.25]
["92 - Hauts-de-Seine","ST-MAUR",0,0,0,0,0,0,0,0,0,0,0.05,0.05,0,0.15,0.35,0.3,0.85,1,2.5,3.15,4.7,6.7,8.4499999999999993,9.1,10.3,12.4,15.2,16.899999999999999,18.05,21.4,18.850000000000001,17.100000000000001,16.95,17.399999999999999,16.75,17.75,17.899999999999999,19.100000000000001,18.05,16.850000000000001,14.9,11.3,8.4499999999999993,7.8,5.95,3.7,2.25,1.1499999999999999,0.6,0.45,0.2,0.1,0.1,null,null,null,365.25]
["93 - Seine-Saint-Denis","LE BOURGET",0,0,0,0,0,0,0,0,0,0,0,0,0,0.3,0.5,0.7,1,1.45,2.9,4.3,4.9000000000000004,8.1,8.9499999999999993,10.199999999999999,12.45,13.45,16.350000000000001,17.25,19.55,21.05,17.850000000000001,19.05,18.850000000000001,17.600000000000001,17.649999999999999,18.55,19.45,18.3,18.5,15.2,12.55,9.35,6.65,5.0999999999999996,3.3,1.85,1.05,0.45,0.3,0.15,0.05,0.05,null,null,null,null,365.25]
["94 - Val-de-Marne","ROISSY",0,0,0,0,0,0,0,0,0,0.05,0.05,0,0.2,0.3,0.3,0.7,1.25,1.8,2.7,4.55,6,7.45,9.75,9.9499999999999993,11.95,13.95,15.95,18,19.8,20.65,18.350000000000001,16.75,18.8,18.05,18.100000000000001,18.5,18.25,19.55,17.45,15.9,10.8,9.3000000000000007,7,5.0999999999999996,3.3,2.25,1.1000000000000001,0.75,0.3,0.15,0.1,0.05,null,null,null,null,365.25]
["95 - Val-d'Oise","BAGATELLE",0,0,0,0,0,0,0,0,0,0,0.05,0.05,0,0.15,0.3,0.25,0.4,1.25,1.75,2.8,4.55,6.45,8.4,9.8000000000000007,10.1,12.6,16.5,16.350000000000001,20.7,21.55,19.45,16.2,17.45,16.850000000000001,17.55,18.55,18.3,18.5,19.399999999999999,15.95,13.85,11.05,8.1,7.5,4.45,3.65,2.1,0.9,0.65,0.45,0.1,0.05,0.05,0.05,null,null,365.15]
[]
[]
["Séléction ",2,3,4,5,6,7,8,9,10,11,12,13,14,15,16,17,18,19,20,21,22,23,24,25,26,27,28,29,30,31,32,33,34,35,36,37,38,39,40,41,42,43,44,45,46,47,48,49,50,51,52,53,54,55,56,57,58,59]
[null,"Température",{"$f":"C1","v":-20},-19,-18,-17,-16,-15,-14,-13,-12,-11,-10,-9,-8,-7,-6,-5,-4,-3,-2,-1,0,1,2,3,4,5,6,7,8,9,10,11,12,13,14,15,16,17,18,19,20,21,22,23,24,25,26,27,28,29,30,31,32,33,34,35,"Somme"]
[{"$f":"Dimensionnement!$C$15","v":"1 - Ain"},{"$f":"VLOOKUP($A$102,$A$2:$BG$97,B100,FALSE)","v":"AMBERIEU"},{"$f":"VLOOKUP($A$102,$A$2:$BG$97,C100,FALSE)","v":0},{"$f":"VLOOKUP($A$102,$A$2:$BG$97,D100,FALSE)","v":0},0,0,0,0,0,0,0,0,0,0.15,0.4,0.9,1.05,1.65,3.05,4.2,5.35,6.75,8.35,8.35,9.8000000000000007,11.65,12.35,13.75,14.6,14.4,16.25,15.45,15.6,16.850000000000001,16.7,14.5,17.25,16.5,16.899999999999999,17.149999999999999,15.45,14.8,12.65,10.8,9.1,8.1,5.7,3.8,2.2999999999999998,1.35,0.65,0.5,0.05,0,0,0,0,0,365.15]
[]
[]
[1,2,3,4,5,6,7,8,9,10,11,12,13,14,15,16,17,18,19,20,21,22,23,24,25,26,27,28,29,30,31,32,33,34,35,36,37,38,39,40,41,42,43,44,45,46,47,48,49,50,51,52,53,54,55,56,57,58,59]

{"sheet":"BdD Localisation","index":14,"n_rows":98,"n_cols":45,"rows_kept":98,"cut":false,"hidden":true,"merged":[[0,28,0,29]]}
["Index","n° départ.","Département",null,null,"Hiver","Eté","N° MINI","N° MAXI","T° EXT mini","T° EXT mini","côte < 25 km","Iles","Alt. entre 0 et 200 m","Alt. entre 201 et 400 m","Alt. entre 401 et 500 m","Alt. entre 501 et 600 m","Alt. entre 601 et 700 m","Alt. entre 701 et 800 m","Alt. entre 801 et 900 m","Alt. entre 901 et 1000 m","Alt. entre 1001 et 1100 m","Alt. entre 1101 et 1200 m","Alt. entre 1201 et 1300 m","Alt. entre 1301 et 1400 m","Alt. entre 1401 et 1500 m","Nréf (h)","Dhréf (degrés-heures)","Précision de la situation",null,"Préf 1 (W/m²)","Préf 2 (W/m²)","Pref moyen","C3 (h/m)","C4 (h/km)","CESI","CESI","CESI"]
[1,2,3,4,null,5,6,7,8,9,10,11,12,13,14,15,16,17,18,19,20,21,22,23,24,25,26,27,28,29,30,31,32,33,34,35,36,37,null,"Altitude","Coeff correction altitude"]
[2,1,"Ain",{"$f":"B3&\" - \"&C3","v":"1 - Ain"},2,"H1","Ec",2,{"$f":"MATCH(K3,M3:Z3,0)-1","v":11},{"$f":"MAX(M3:Z3)","v":-10},{"$f":"MIN(M3:Z3)","v":-20},"-","-",-10,-11,-12,-13,-14,-15,-16,-17,-18,-19,-20,"-","-",4900,63000,null,null,80,null,{"$f":"IF(AF3=0,AE3,(AE3+AF3)/2)","v":80},1.5,null,"I2",1450,1,1,"Côtes < 25 km",1,null,"Choix du code altitude :"]
[3,2,"Aisne","2 - Aisne",3,"H1","Ea",2,2,-7,-8,"-","-",-7,-8,"-","-","-","-","-","-","-","-","-","-","-",5800,65400,null,null,73,null,73,null,null,"I1",1250,1,2,"Entre 0 et 200 m",1,null,{"$f":"IF(AS6=AN3,1,IF(AS6=AN4,2,IF(AS6=AN5,3,IF(AS6=AN6,4,IF(AS6=AN7,5,IF(AS6=AN8,6,IF(AS6=AN9,7)))))))","v":2},{"$f":"IF(AS6=AN10,8,IF(AS6=AN11,9,IF(AS6=AN12,10,IF(AS6=AN13,11,IF(AS6=AN14,12,IF(AS6=AN15,13,IF(AS6=AN16,14)))))))","v":false},{"$f":"AR4+AQ4","v":2}]
[4,3,"Allier","3 - Allier",4,"H1","Ec",2,13,-8,-20,"-","-",-8,-9,-10,-11,-12,-13,-14,-15,-16,-17,-18,-19,-20,5100,60200,null,null,79,null,79,1.5,null,"I2",1450,1,3,"Entre 201 et 400 m",1.01]
[5,4,"Alpes de haute provence","4 - Alpes de haute provence",5,"H2","Ed",2,13,-8,-20,"-","-",-8,-9,-10,-11,-12,-13,-14,-15,-16,-17,-18,-19,-20,4100,53100,null,null,132,null,132,1.5,null,"I4",2200,1.2,4,"Entre 401 et 500 m",1.02,null,"Altitude sélectionnée :",null,{"$f":"Dimensionnement!F15","v":"Entre 0 et 200 m"}]
[6,5,"Hautes-Alpes","5 - Hautes-Alpes",6,"H1","Ed",2,11,-10,-20,"-","-",-10,-11,-12,-13,-14,-15,-16,-17,-18,-19,-20,"-","-",4200,63000,"Ouest","Est",125,135,130,1.5,null,"I3",1800,1.3,5,"Entre 501 et 600 m",1.03]
[7,6,"Alpes maritimes","6 - Alpes maritimes",7,"H3","Ed",0,13,0,-12,-2,0,-5,-6,-7,-7,-8,-8,-9,-9,-10,-10,-11,-11,-12,3900,36000,null,null,135,null,135,1.8,5,"I4",2200,1.1000000000000001,6,"Entre 601 et 700 m",1.04]
[8,7,"Ardèche","7 - Ardèche",8,"H2","Ed",2,9,-6,-14,"-","-",-6,-7,-8,-9,-10,-11,-12,-13,-14,"-","-","-","-",4900,55500,"Nord","Sud",95,110,102.5,1.5,null,"I3",1800,1,7,"Entre 701 et 800 m",1.05]
[9,8,"Ardennes","8 - Ardennes",9,"H1","Eb",2,3,-10,-12,"-","-",-10,-11,-12,"-","-","-","-","-","-","-","-","-","-",5600,70500,null,null,71,null,71,null,null,"I1",1250,1,8,"Entre 801 et 900 m",1.06,null,null,null,"message d'erreur sous altitude"]
[10,9,"Ariège","9 - Ariège",10,"H2","Ec",2,13,-5,-12,"-","-",-5,-6,-7,-7,-8,-8,-9,-9,-10,-10,-11,-11,-12,4400,54500,null,null,110,null,110,1.5,null,"I3",1800,1,9,"Entre 901 et 1000 m",1.07,null,null,null,{"$f":"IF(AND(Dimensionnement!I15=\"-\",Dimensionnement!F15<>'BdD Localisation'!AN3),\"Aucune correspondance dans ce département. Indiquez une altitude plus faible.\",IF(AND(Dimensionnement!I15=\"-\",Dimensionnement!F15='BdD Localisation'!AN3),\"Aucune côte dans ce département. Indiquez une autre valeur.\",\"\"))","v":""}]
[11,10,"Aube","10 - Aube",11,"H1","Eb",2,2,-10,-11,"-","-",-10,-11,"-","-","-","-","-","-","-","-","-","-","-",5500,62900,null,null,74,null,74,null,null,"I1",1250,1,10,"Entre 1001 et 1100 m",1.08]
[12,11,"Aude","11 - Aude",12,"H3","Ed",0,13,-2,-12,-4,-2,-5,-6,-7,-7,-8,-8,-9,-9,-10,-10,-11,-11,-12,4000,46300,">30km de la mer","<30km de la mer",101,127,114,1.8,5,"I4",2200,1,11,"Entre 1101 et 1200 m",1.0900000000000001]
[13,12,"Aveyron","12 - Aveyron",13,"H2","Ec",2,12,-8,-19,"-","-",-8,-9,-10,-11,-12,-13,-14,-15,-16,-17,-18,-19,"-",4400,52100,"Nord","Sud",90,103,96.5,1.5,null,"I3",1800,1,12,"Entre 1201 et 1300 m",1.1000000000000001]
[14,13,"Bouches-du-Rhône","13 - Bouches-du-Rhône",14,"H3","Ed",0,13,-3,-12,-5,-3,-5,-6,-7,-7,-8,-8,-9,-9,-10,-10,-11,-11,-12,4000,36000,null,null,132,null,132,1.8,5,"I4",2200,1,13,"Entre 1301 et 1400 m",1.1100000000000001]
[15,14,"Calvados","14 - Calvados",15,"H1","Ea",0,2,-5,-8,-7,-5,-7,-8,"-","-","-","-","-","-","-","-","-","-","-",5700,57900,null,null,79,null,79,null,5,"I1",1250,1,14,"Entre 1401 et 1500 m",1.1200000000000001]
[16,15,"Cantal","15 - Cantal",16,"H1","Ec",0,12,-8,-19,"-","-",-8,-9,-10,-11,-12,-13,-14,-15,-16,-17,-18,-19,"-",5000,57600,null,null,87,null,87,1.5,null,"I2",1450,1.1000000000000001]
[17,16,"Charente","16 - Charente",17,"H2","Ec",0,2,-5,-6,"-","-",-5,-6,"-","-","-","-","-","-","-","-","-","-","-",5000,49800,null,null,87,null,87,null,null,"I2",1450,1]
[18,17,"Charente-Maritime","17 - Charente-Maritime",18,"H2","Ec",2,1,-2,-5,-4,-2,-5,"-","-","-","-","-","-","-","-","-","-","-","-",5000,44300,null,null,88,null,88,null,5,"I3",1800,1.1000000000000001]
[19,18,"Cher","18 - Cher",19,"H2","Eb",0,3,-7,-9,"-","-",-7,-8,-9,"-","-","-","-","-","-","-","-","-","-",5300,58000,null,null,79,null,79,null,null,"I2",1450,1]
[20,19,"Corrèze","19 - Corrèze",20,"H1","Ec",0,12,-8,-19,"-","-",-8,-9,-10,-11,-12,-13,-14,-15,-16,-17,-18,-19,"-",5000,54000,null,null,85,null,85,1.5,null,"I2",1450,1.2]
[21,"2A","Corse-du-Sud","2A - Corse-du-Sud",21,"H3","Ed",1,6,-2,-6,-2,"-",-2,-3,-4,-4,-5,-6,-6,-6,-6,-6,-6,-6,-6,4200,34000,null,null,126,null,126,1.8,5,"I4",2200,1.1000000000000001]
[22,"2B","Haute-Corse","2B - Haute-Corse",22,"H3","Ed",1,6,-2,-6,-2,"-",-2,-3,-4,-4,-5,-6,-6,-6,-6,-6,-6,-6,-6,4000,32000,null,null,126,null,126,1.8,5,"I4",2200,1.1000000000000001]
[23,21,"Côte-d'Or","21 - Côte-d'Or",23,"H1","Ec",2,5,-10,-14,"-","-",-10,-11,-12,-13,-14,"-","-","-","-","-","-","-","-",4900,63000,null,null,73,null,73,1.5,null,"I2",1450,1]
[24,22,"Côtes-d'Armor","22 - Côtes-d'Armor",24,"H2","Ea",0,2,-2,-5,-4,-2,-4,-5,"-","-","-","-","-","-","-","-","-","-","-",5400,48600,null,null,79,null,79,null,5,"I1",1250,1]
[25,23,"Creuse","23 - Creuse",25,"H1","Ec",2,12,-8,-19,"-","-",-8,-9,-10,-11,-12,-13,-14,-15,-16,-17,-18,-19,"-",5200,65000,null,null,84,null,84,1.5,null,"I2",1450,1.1000000000000001]
[26,24,"Dordogne","24 - Dordogne",26,"H2","Ec",2,3,-5,-7,"-","-",-5,-6,-7,"-","-","-","-","-","-","-","-","-","-",5000,49900,null,null,87,null,87,null,null,"I2",1450,1]
[27,25,"Doubs","25 - Doubs",27,"H1","Ec",2,9,-12,-20,"-","-",-12,-13,-14,-15,-16,-17,-18,-19,-20,"-","-","-","-",5000,65300,null,null,71,null,71,1.5,null,"I2",1450,1]
[28,26,"Drôme","26 - Drôme",28,"H2","Ed",2,9,-6,-14,"-","-",-6,-7,-8,-9,-10,-11,-12,-13,-14,"-","-","-","-",4800,50900,"Nord","Sud",100,120,110,1.5,null,"I3",1800,1]
[29,27,"Eure","27 - Eure",29,"H1","Ea",2,2,-7,-8,"-","-",-7,-8,"-","-","-","-","-","-","-","-","-","-","-",5500,60000,null,null,78,null,78,null,5,"I1",1250,1]
[30,28,"Eure-et-Loir","28 - Eure-et-Loir",30,"H1","Eb",2,2,-7,-8,"-","-",-7,-8,"-","-","-","-","-","-","-","-","-","-","-",5600,60504,null,null,78,null,78,null,null,"I2",1450,1]
[31,29,"Finistère","29 - Finistère",31,"H2","Ea",0,2,-2,-5,-4,-2,-4,-5,"-","-","-","-","-","-","-","-","-","-","-",5800,44900,null,null,79,null,79,null,5,"I1",1250,1]
[32,30,"Gard","30 - Gard",32,"H3","Ed",0,13,-3,-12,-3,-3,-5,-6,-7,-7,-8,-8,-9,-9,-10,-10,-11,-11,-12,4000,42300,"Nord","Sud",120,127,123.5,1.8,5,"I4",2200,1]
[33,31,"Haute-Garonne","31 - Haute-Garonne",33,"H2","Ec",2,13,-5,-12,"-","-",-5,-6,-7,-7,-8,-8,-9,-9,-10,-10,-11,-11,-12,4500,48300,null,null,98,null,98,1.5,null,"I3",1800,1]
[34,32,"Gers",{"$f":"B35&\" - \"&C35","v":"32 - Gers"},34,"H2","Ec",2,{"$f":"MATCH(K35,M35:Z35,0)-1","v":2},{"$f":"MAX(M35:Z35)","v":-5},{"$f":"MIN(M35:Z35)","v":-6},"-","-",-5,-6,"-","-","-","-","-","-","-","-","-","-","-",4800,48000,null,null,92,null,{"$f":"IF(AF35=0,AE35,(AE35+AF35)/2)","v":92},null,null,"I3",1800,1]
[35,33,"Gironde","33 - Gironde",35,"H2","Ec",0,1,-2,-5,-4,-2,-5,"-","-","-","-","-","-","-","-","-","-","-","-",4500,44400,null,null,91,null,91,null,5,"I3",1800,1]
[36,34,"Hérault","34 - Hérault",36,"H3","Ed",0,13,-3,-12,-3,-3,-5,-6,-7,-7,-8,-8,-9,-9,-10,-10,-11,-11,-12,4100,36500,">30km de la mer","<30km de la mer",110,127,118.5,1.8,5,"I4",2200,1]
[37,35,"Ile-et-Vilaine","35 - Ile-et-Vilaine",37,"H2","Ea",0,1,-2,-4,-4,-2,-4,"-","-","-","-","-","-","-","-","-","-","-","-",5300,53000,null,null,79,null,79,null,5,"I2",1450,1]
[38,36,"Indre","36 - Indre",38,"H2","Eb",2,3,-7,-9,"-","-",-7,-8,-9,"-","-","-","-","-","-","-","-","-","-",5300,59000,null,null,84,null,84,null,null,"I2",1450,1]
[39,37,"Indre-et-Loire","37 - Indre-et-Loire",39,"H2","Eb",2,1,-7,-7,"-","-",-7,"-","-","-","-","-","-","-","-","-","-","-","-",5300,57000,null,null,85,null,85,null,null,"I2",1450,1]
[40,38,"Isère","38 - Isère",40,"H1","Ec",2,11,-10,-20,"-","-",-10,-11,-12,-13,-14,-15,-16,-17,-18,-19,-20,"-","-",4800,62700,"Nord","Sud",90,115,102.5,1.5,null,"I3",1800,1.1000000000000001]
[41,39,"Jura","39 - Jura",41,"H1","Ec",2,11,-10,-20,"-","-",-10,-11,-12,-13,-14,-15,-16,-17,-18,-19,-20,"-","-",4900,65000,null,null,74,null,74,1.5,null,"I2",1450,1]
[42,40,"Landes","40 - Landes",42,"H2","Ec",0,2,-2,-6,-4,-2,-5,-6,"-","-","-","-","-","-","-","-","-","-","-",4400,42000,null,null,94,null,94,null,5,"I3",1800,1]
[43,41,"Loir-et-Cher","41 - Loir-et-Cher",43,"H2","Eb",2,2,-7,-8,"-","-",-7,-8,"-","-","-","-","-","-","-","-","-","-","-",5400,59000,null,null,82,null,82,null,null,"I2",1450,1]
[44,42,"Loire","42 - Loire",44,"H1","Ec",2,11,-10,-20,"-","-",-10,-11,-12,-13,-14,-15,-16,-17,-18,-19,-20,"-","-",4900,63300,null,null,83,null,83,1.5,null,"I2",1450,1]
[45,43,"Haute-Loire","43 - Haute-Loire",45,"H1","Ec",2,12,-8,-19,"-","-",-8,-9,-10,-11,-12,-13,-14,-15,-16,-17,-18,-19,"-",5000,61000,null,null,92,null,92,1.5,null,"I2",1450,1.1000000000000001]
[46,44,"Loire Atlantique","44 - Loire Atlantique",46,"H2","Eb",0,1,-2,-5,-4,-2,-5,"-","-","-","-","-","-","-","-","-","-","-","-",4900,49700,null,null,82,null,82,null,5,"I2",1450,1]
[47,45,"Loiret","45 - Loiret",47,"H1","Eb",2,2,-7,-8,"-","-",-7,-8,"-","-","-","-","-","-","-","-","-","-","-",5400,61000,null,null,78,null,78,null,null,"I2",1450,1]
[48,46,"Lot","46 - Lot",48,"H2","Ec",2,9,-6,-14,"-","-",-6,-7,-8,-9,-10,-11,-12,-13,-14,"-","-","-","-",4600,51100,null,null,88,null,88,1.5,null,"I3",1800,1]
[49,47,"Lot-et-Garonne","47 - Lot-et-Garonne",49,"H2","Ec",2,2,-5,-6,"-","-",-5,-6,"-","-","-","-","-","-","-","-","-","-","-",5000,49800,null,null,87,null,87,null,null,"I3",1800,1]
[50,48,"Lozère","48 - Lozère",50,"H2","Ed",2,12,-8,-19,"-","-",-8,-9,-10,-11,-12,-13,-14,-15,-16,-17,-18,-19,"-",4600,64800,null,null,100,null,100,1.5,null,"I3",1800,1]
[51,49,"Maine-et-Loire","49 - Maine-et-Loire",51,"H2","Eb",2,2,-7,-8,"-","-",-7,-8,"-","-","-","-","-","-","-","-","-","-","-",5200,55000,null,null,83,null,83,null,null,"I2",1450,1]
[52,50,"Manche","50 - Manche",52,"H2","Ea",0,2,-2,-5,-2,-2,-4,-5,"-","-","-","-","-","-","-","-","-","-","-",5700,49700,null,null,76,null,76,null,4,"I1",1250,1]
[53,51,"Marne","51 - Marne",53,"H1","Eb",2,2,-10,-11,"-","-",-10,-11,"-","-","-","-","-","-","-","-","-","-","-",5600,65000,null,null,74,null,74,null,null,"I1",1250,1]
[54,52,"Haute-Marne","52 - Haute-Marne",54,"H1","Eb",2,4,-12,-15,"-","-",-12,-13,-14,-15,"-","-","-","-","-","-","-","-","-",5200,62700,null,null,73,null,73,1.5,null,"I1",1250,1]
[55,53,"Mayenne","53 - Mayenne",55,"H2","Eb",2,2,-7,-8,"-","-",-7,-8,"-","-","-","-","-","-","-","-","-","-","-",5200,55200,null,null,81,null,81,null,null,"I2",1450,1]
[56,54,"Meurthe-et-Moselle","54 - Meurthe-et-Moselle",56,"H1","Eb",2,7,-15,-20,"-","-",-15,-15,-16,-17,-18,-19,-20,"-","-","-","-","-","-",5800,66500,null,null,69,null,69,null,null,"I1",1250,1]
[57,55,"Meuse","55 - Meuse",57,"H1","Eb",2,3,-12,-14,"-","-",-12,-13,-14,"-","-","-","-","-","-","-","-","-","-",5600,71200,null,null,71,null,71,null,null,"I1",1250,1]
[58,56,"Morbihan","56 - Morbihan",58,"H2","Ea",0,2,-2,-5,-4,-2,-4,-5,"-","-","-","-","-","-","-","-","-","-","-",5100,48000,null,null,79,null,79,null,5,"I2",1450,1]
[59,57,"Moselle","57 - Moselle",59,"H1","Eb",2,7,-15,-20,"-","-",-15,-15,-16,-17,-18,-19,-20,"-","-","-","-","-","-",5600,68000,null,null,69,null,69,null,null,"I1",1250,1]
[60,58,"Nièvre","58 - Nièvre",60,"H1","Eb",2,11,-10,-20,"-","-",-10,-11,-12,-13,-14,-15,-16,-17,-18,-19,-20,"-","-",5200,60800,null,null,76,null,76,1.5,null,"I2",1450,1]
[61,59,"Nord","59 - Nord",61,"H1","Ea",0,2,-7,-10,-9,-7,-9,-10,"-","-","-","-","-","-","-","-","-","-","-",5500,60000,null,null,69,null,69,null,5,"I1",1250,1]
[62,60,"Oise","60 - Oise",62,"H1","Ea",2,2,-7,-8,"-","-",-7,-8,"-","-","-","-","-","-","-","-","-","-","-",5700,61200,null,null,75,null,75,null,null,"I1",1250,1]
[63,61,"Orne","61 - Orne",63,"H1","Ea",2,3,-7,-9,"-","-",-7,-8,-9,"-","-","-","-","-","-","-","-","-","-",5600,60900,null,null,79,null,79,null,null,"I1",1250,1]
[64,62,"Pas-de-Calais","62 - Pas-de-Calais",64,"H1","Ea",0,2,-7,-10,-9,-7,-9,-10,"-","-","-","-","-","-","-","-","-","-","-",5500,60400,null,null,69,null,69,null,5,"I1",1250,1]
[65,63,"Puy-de-Dôme","63 - Puy-de-Dôme",65,"H1","Ec",2,12,-8,-19,"-","-",-8,-9,-10,-11,-12,-13,-14,-15,-16,-17,-18,-19,"-",4800,60000,null,null,83,null,83,1.5,null,"I2",1450,1.1000000000000001]
[66,64,"Pyrénées Atlantiques",{"$f":"B67&\" - \"&C67","v":"64 - Pyrénées Atlantiques"},66,"H2","Ec",0,{"$f":"MATCH(K67,M67:Z67,0)-1","v":13},{"$f":"MAX(M67:Z67)","v":-3},{"$f":"MIN(M67:Z67)","v":-12},-4,-3,-5,-6,-7,-7,-8,-8,-9,-9,-10,-10,-11,-11,-12,4200,38400,null,null,98,null,{"$f":"IF(AF67=0,AE67,(AE67+AF67)/2)","v":98},1.8,5,"I3",1800,1.1000000000000001]
[67,65,"Hautes-Pyrénées","65 - Hautes-Pyrénées",67,"H2","Ec",2,13,-5,-12,"-","-",-5,-6,-7,-7,-8,-8,-9,-9,-10,-10,-11,-11,-12,4600,52500,null,null,98,null,98,1.5,null,"I3",1800,1]
[68,66,"Pyrénées-orientales","66 - Pyrénées-orientales",68,"H3","Ed",0,13,-2,-12,-4,-2,-5,-6,-7,-7,-8,-8,-9,-9,-10,-10,-11,-11,-12,3700,36000,">30km de la mer","<30km de la mer",140,127,133.5,1.8,5,"I4",2200,1.1000000000000001]
[69,67,"Bas-Rhin","67 - Bas-Rhin",69,"H1","Eb",2,7,-15,-20,"-","-",-15,-15,-16,-17,-18,-19,-20,"-","-","-","-","-","-",5200,64800,null,null,66,null,66,1.5,null,"I1",1250,1]
[70,68,"Haut-Rhin","68 - Haut-Rhin",70,"H1","Eb",2,7,-15,-20,"-","-",-15,-15,-16,-17,-18,-19,-20,"-","-","-","-","-","-",5300,64000,null,null,69,null,69,1.5,null,"I1",1250,1]
[71,69,"Rhône","69 - Rhône",71,"H1","Ec",2,11,-10,-20,"-","-",-10,-11,-12,-13,-14,-15,-16,-17,-18,-19,-20,"-","-",4900,58800,null,null,80,null,80,1.5,null,"I2",1450,1]
[72,70,"Haute-Saône","70 - Haute-Saône",72,"H1","Eb",2,11,-10,-20,"-","-",-10,-11,-12,-13,-14,-15,-16,-17,-18,-19,-20,"-","-",5300,65000,null,null,71,null,71,1.5,null,"I1",1250,1]
[73,71,"Saône-et-Loire","71 - Saône-et-Loire",73,"H1","Ec",2,11,-10,-20,"-","-",-10,-11,-12,-13,-14,-15,-16,-17,-18,-19,-20,"-","-",5200,62400,null,null,74,null,74,1.5,null,"I2",1450,1]
[74,72,"Sarthe","72 - Sarthe",74,"H2","Eb",2,2,-7,-8,"-","-",-7,-8,"-","-","-","-","-","-","-","-","-","-","-",5300,57000,null,null,82,null,82,null,null,"I2",1450,1]
[75,73,"Savoie","73 - Savoie",75,"H1","Ec",2,11,-10,-20,"-","-",-10,-11,-12,-13,-14,-15,-16,-17,-18,-19,-20,"-","-",4600,67100,null,null,100,null,100,1.5,null,"I2",1450,1.1000000000000001]
[76,74,"Haute-Savoie","74 - Haute-Savoie",76,"H1","Ec",2,11,-10,-20,"-","-",-10,-11,-12,-13,-14,-15,-16,-17,-18,-19,-20,"-","-",4900,64100,null,null,80,null,80,1.5,null,"I2",1450,1]
[77,75,"Paris","75 - Paris",77,"H1","Eb",2,1,-5,-5,"-","-",-5,"-","-","-","-","-","-","-","-","-","-","-","-",5100,55000,null,null,66,null,66,null,null,"I1",1250,1]
[78,76,"Seine-Maritime","76 - Seine-Maritime",78,"H1","Ea",0,2,-5,-8,-7,-5,-7,-8,"-","-","-","-","-","-","-","-","-","-","-",5500,58000,null,null,76,null,76,null,5,"I1",1250,1]
[79,77,"Seine-et-Marne","77 - Seine-et-Marne",79,"H1","Eb",2,2,-7,-8,"-","-",-7,-8,"-","-","-","-","-","-","-","-","-","-","-",5500,60000,null,null,72,null,72,null,null,"I1",1250,1]
[80,78,"Yvelines","78 - Yvelines",80,"H1","Eb",2,1,-7,-7,"-","-",-7,"-","-","-","-","-","-","-","-","-","-","-","-",5800,63100,null,null,72,null,72,null,null,"I1",1250,1]
[81,79,"Deux-Sèvres","79 - Deux-Sèvres",81,"H2","Eb",2,2,-7,-8,"-","-",-7,-8,"-","-","-","-","-","-","-","-","-","-","-",5300,50400,null,null,85,null,85,null,null,"I2",1450,1]
[82,80,"Somme","80 - Somme",82,"H1","Ea",0,2,-7,-10,-8,-7,-9,-10,"-","-","-","-","-","-","-","-","-","-","-",5800,62500,null,null,73,null,73,null,5,"I1",1250,1]
[83,81,"Tarn","81 - Tarn",83,"H2","Ec",2,13,-5,-12,"-","-",-5,-6,-7,-7,-8,-8,-9,-9,-10,-10,-11,-11,-12,4400,40000,null,null,100,null,100,1.5,null,"I3",1800,1]
[84,82,"Tarn-et-Garonne","82 - Tarn-et-Garonne",84,"H2","Ec",1,2,-5,-6,"-","-",-5,-6,"-","-","-","-","-","-","-","-",null,"-","-",4800,49200,null,null,90,null,90,null,null,"I3",1800,1]
[85,83,"Var","83 - Var",85,"H3","Ed",1,13,0,-12,-2,0,-5,-6,-7,-7,-8,-8,-9,-9,-10,-10,-11,-11,-12,3900,36000,null,null,132,null,132,1.8,5,"I4",2200,1.1000000000000001]
[86,84,"Vaucluse","84 - Vaucluse",86,"H2","Ed",2,9,-6,-14,"-","-",-6,-7,-8,-9,-10,-11,-12,-13,-14,"-","-","-","-",4600,44000,null,null,126,null,126,1.5,null,"I4",2200,1.1000000000000001]
[87,85,"Vendée","85 - Vendée",87,"H2","Eb",0,2,-2,-6,-4,-2,-5,-6,"-","-","-","-","-","-","-","-","-","-","-",5200,50000,null,null,85,null,85,null,5,"I3",1800,1]
[88,86,"Vienne","86 - Vienne",88,"H2","Eb",2,2,-7,-8,"-","-",-7,-8,"-","-","-","-","-","-","-","-","-","-","-",5300,56000,null,null,86,null,86,null,null,"I2",1450,1]
[89,87,"Haute-Vienne","87 - Haute-Vienne",89,"H1","Ec",2,12,-8,-19,"-","-",-8,-9,-10,-11,-12,-13,-14,-15,-16,-17,-18,-19,"-",5200,60400,null,null,86,null,86,1.5,null,"I2",1450,1.1000000000000001]
[90,88,"Vosges","88 - Vosges",90,"H1","Eb",2,7,-15,-20,"-","-",-15,-15,-16,-17,-18,-19,-20,"-","-","-","-","-","-",5300,65000,null,null,71,null,71,1.5,null,"I1",1250,1]
[91,89,"Yonne","89 - Yonne",91,"H1","Eb",2,5,-10,-14,"-","-",-10,-11,-12,-13,-14,"-","-","-","-","-","-","-","-",5400,60700,null,null,76,null,76,null,null,"I2",1450,1]
[92,90,"Territoire-de-Belfort","90 - Territoire-de-Belfort",92,"H1","Eb",2,7,-15,-20,"-","-",-15,-15,-16,-17,-18,-19,-20,"-","-","-","-","-","-",5300,67000,null,null,70,null,70,1.5,null,"I1",1250,1]
[93,91,"Essone","91 - Essone",93,"H1","Eb",2,1,-7,-7,"-","-",-7,"-","-","-","-","-","-","-","-","-","-","-","-",5500,61000,null,null,72,null,72,null,null,"I1",1250,1]
[94,92,"Hauts-de-Seine","92 - Hauts-de-Seine",94,"H1","Eb",2,1,-7,-7,"-","-",-7,"-","-","-","-","-","-","-","-","-","-","-","-",5300,58000,null,null,66,null,66,null,null,"I1",1250,1]
[95,93,"Seine-Saint-Denis","93 - Seine-Saint-Denis",95,"H1","Eb",2,1,-7,-7,"-","-",-7,"-","-","-","-","-","-","-","-","-","-","-","-",5300,58000,null,null,66,null,66,null,null,"I1",1250,1]
[96,94,"Val-de-Marne","94 - Val-de-Marne",96,"H1","Eb",2,1,-7,-7,"-","-",-7,"-","-","-","-","-","-","-","-","-","-","-","-",5300,58000,null,null,66,null,66,null,null,"I1",1250,1]
[97,95,"Val-d'Oise","95 - Val-d'Oise",97,"H1","Eb",2,1,-7,-7,"-","-",-7,"-","-","-","-","-","-","-","-","-","-","-","-",5500,61000,null,null,72,null,72,null,null,"I1",1250,1]

{"sheet":"BdD PAC split","index":15,"n_rows":361,"n_cols":105,"rows_kept":361,"cut":false,"hidden":true,"merged":[[89,58,89,59],[52,23,53,23],[89,50,89,51],[89,52,89,53],[89,54,89,55],[89,56,89,57],[89,48,89,49],[32,1,32,42],[14,0,22,0],[4,0,12,0],[71,47,76,47],[41,47,46,47],[47,47,52,47],[53,47,58,47],[59,47,64,47],[65,47,70,47]]}
[]
[null,"Modèles","Pnom 35","COP 35","Pnom 35 rappel","COP 35 rappel","Pnom 40","COP 40","Pnom 45","COP 45 ","Pnom 45 rappel","COP 45 rappel","P nom 50","COP 50","Pnom 55","COP 55","Pnom 55 rappel","COP 55 rappel","Pnom 60","COP 60","Text Mini","Tdepa Maxi","Delta T COP","Pnom65","COP65","Pnom70","COP70","Pnom75","COP 75","Pnom80","COP80"]
[]
[]
["GSHP\nSOL\n-3/0",{"$f":"OFFRE!R55","v":"OEnoviaPAC-GS 5 MR"},5.7,4.38,5.7,4.38,{"$f":"(C5+I5)/2","v":5.5449999999999999},{"$f":"(D5+J5)/2","v":3.8449999999999998},5.39,3.31,5.39,3.31,{"$f":"(I5+O5)/2","v":5.0949999999999998},{"$f":"(J5+P5)/2","v":2.89},4.8,2.4700000000000002,4.8,2.4700000000000002,{"$f":"O5-(M5-O5)","v":4.5049999999999999},{"$f":"P5-(N5-P5)","v":2.0500000000000003},-20,80,15,{"$f":"S5","v":4.5049999999999999},{"$f":"T5","v":2.0500000000000003},{"$f":"X5","v":4.5049999999999999},2.0500000000000003,4.5049999999999999,2.0500000000000003,4.5049999999999999,2.0500000000000003]
[null,{"$f":"OFFRE!R56","v":"OEnoviaPAC-GS 5 TR"},5.7,4.38,5.7,4.38,{"$f":"(C6+I6)/2","v":5.5449999999999999},{"$f":"(D6+J6)/2","v":3.8449999999999998},5.39,3.31,5.39,3.31,{"$f":"(I6+O6)/2","v":5.0949999999999998},{"$f":"(J6+P6)/2","v":2.89},4.8,2.4700000000000002,4.8,2.4700000000000002,{"$f":"O6-(M6-O6)","v":4.5049999999999999},{"$f":"P6-(N6-P6)","v":2.0500000000000003},-20,80,15,{"$f":"S6","v":4.5049999999999999},{"$f":"T6","v":2.0500000000000003},{"$f":"X6","v":4.5049999999999999},{"$f":"Y6","v":2.0500000000000003},{"$f":"Z6","v":4.5049999999999999},{"$f":"AA6","v":2.0500000000000003},{"$f":"AB6","v":4.5049999999999999},{"$f":"AC6","v":2.0500000000000003}]
[null,{"$f":"OFFRE!R57","v":"OEnoviaPAC-GS 9 MR"},9.8800000000000008,4.3899999999999997,9.8800000000000008,4.3899999999999997,9.6449999999999996,3.91,9.41,3.43,9.41,3.43,9.4250000000000007,3.21,9.44,2.99,9.44,2.99,9.4549999999999983,2.7700000000000005,-20,80,15,9.4549999999999983,2.7700000000000005,9.4549999999999983,2.7700000000000005,9.4549999999999983,2.7700000000000005,9.4549999999999983,2.7700000000000005]
[null,{"$f":"OFFRE!R58","v":"OEnoviaPAC-GS 9 TR"},9.8800000000000008,4.3899999999999997,9.8800000000000008,4.3899999999999997,9.6449999999999996,3.91,9.41,3.43,9.41,3.43,9.4250000000000007,3.21,9.44,2.99,9.44,2.99,9.4549999999999983,2.7700000000000005,-20,80,15,9.4549999999999983,2.7700000000000005,9.4549999999999983,2.7700000000000005,9.4549999999999983,2.7700000000000005,9.4549999999999983,2.7700000000000005]
[null,{"$f":"OFFRE!R59","v":"OEnoviaPAC-GS 12 MR"},12.66,4.3499999999999996,12.66,4.3499999999999996,12.435,3.8849999999999998,12.21,3.42,12.21,3.42,11.685,3.0700000000000003,11.16,2.72,11.16,2.72,10.635,2.37,-20,80,15,10.635,2.37,10.635,2.37,10.635,2.37,10.635,2.37]
[null,{"$f":"OFFRE!R60","v":"OEnoviaPAC-GS 12 TR"},12.66,4.3499999999999996,12.66,4.3499999999999996,12.435,3.8849999999999998,12.21,3.42,12.21,3.42,11.685,3.0700000000000003,11.16,2.72,11.16,2.72,10.635,2.37,-20,80,15,10.635,2.37,10.635,2.37,10.635,2.37,10.635,2.37,null,null,null,null,"= valeurs égales aux perfs à 60 (trop favorable comme hypothèse)"]
[null,{"$f":"OFFRE!R61","v":"OEnoviaPAC-GS 15 TR"},17.09,4.5,17.09,4.5,16.72,4.0149999999999997,16.350000000000001,3.53,16.350000000000001,3.53,15.75,3.19,15.15,2.85,15.15,2.85,14.55,2.5100000000000002,-20,80,15,14.55,2.5100000000000002,14.55,2.5100000000000002,14.55,2.5100000000000002,14.55,2.5100000000000002]
[null,{"$f":"OFFRE!R62","v":"OEnoviaPAC-GS 19 TR"},20.399999999999999,4.29,20.399999999999999,4.29,20.225000000000001,3.8600000000000003,20.05,3.43,20.05,3.43,19.41,3.1550000000000002,18.77,2.88,18.77,2.88,18.13,2.6049999999999995,-20,80,15,18.13,2.6049999999999995,18.13,2.6049999999999995,18.13,2.6049999999999995,18.13,2.6049999999999995]
[null,{"$f":"OFFRE!R63","v":"OEnoviaPAC-GS 27 TR"},27.99,4.0999999999999996,27.99,4.0999999999999996,27.405000000000001,3.6899999999999995,26.82,3.28,26.82,3.28,26.11,2.98,25.4,2.68,25.4,2.68,24.689999999999998,2.3800000000000003,-20,80,15,24.689999999999998,2.3800000000000003,24.689999999999998,2.3800000000000003,24.689999999999998,2.3800000000000003,24.689999999999998,2.3800000000000003]
[null,null,null,null,null,null,0,0,null,null,null,null,0,0,null,null,null,null,null,null,null,null,null,0,0,0,0,0,0,0,0,null,null,null,null,": valeur interpolées pour graphiques"]
["GSHP\nsur nappe\n7/10",{"$f":"OFFRE!S55","v":"OEnoviaPAC-GS 5  MR"},7.42,5.66,7.42,5.66,7.2149999999999999,4.9550000000000001,7.01,4.25,7.01,4.25,6.7850000000000001,3.7800000000000002,6.56,3.31,6.56,3.31,6.3349999999999991,2.84,-20,80,15,6.3349999999999991,2.84,6.3349999999999991,2.84,6.3349999999999991,2.84,6.3349999999999991,2.84]
[null,{"$f":"OFFRE!S56","v":"OEnoviaPAC-GS 5  TR"},7.42,5.66,7.42,5.66,7.2149999999999999,4.9550000000000001,7.01,4.25,7.01,4.25,6.7850000000000001,3.7800000000000002,6.56,3.31,6.56,3.31,6.3349999999999991,2.84,-20,80,15,6.3349999999999991,2.84,6.3349999999999991,2.84,6.3349999999999991,2.84,6.3349999999999991,2.84]
[null,{"$f":"OFFRE!S57","v":"OEnoviaPAC-GS 9  MR"},12.95,5.53,12.95,5.53,12.73,4.95,12.51,4.37,12.51,4.37,12.094999999999999,3.98,11.68,3.59,11.68,3.59,11.265000000000001,3.1999999999999997,-20,80,15,11.265000000000001,3.1999999999999997,11.265000000000001,3.1999999999999997,11.265000000000001,3.1999999999999997,11.265000000000001,3.1999999999999997]
[null,{"$f":"OFFRE!S58","v":"OEnoviaPAC-GS 9  TR"},12.95,5.53,12.95,5.53,12.73,4.95,12.51,4.37,12.51,4.37,12.094999999999999,3.98,11.68,3.59,11.68,3.59,11.265000000000001,3.1999999999999997,-20,80,15,11.265000000000001,3.1999999999999997,11.265000000000001,3.1999999999999997,11.265000000000001,3.1999999999999997,11.265000000000001,3.1999999999999997]
[null,{"$f":"OFFRE!S59","v":"OEnoviaPAC-GS 12  MR"},16.579999999999998,5.3,16.579999999999998,5.3,16.259999999999998,4.7450000000000001,15.94,4.1900000000000004,15.94,4.1900000000000004,15.295,3.8050000000000002,14.65,3.42,14.65,3.42,14.005000000000001,3.0349999999999997,-20,80,15,14.005000000000001,3.0349999999999997,14.005000000000001,3.0349999999999997,14.005000000000001,3.0349999999999997,14.005000000000001,3.0349999999999997]
[null,{"$f":"OFFRE!S60","v":"OEnoviaPAC-GS 12  TR"},16.579999999999998,5.3,16.579999999999998,5.3,16.259999999999998,4.7450000000000001,15.94,4.1900000000000004,15.94,4.1900000000000004,15.295,3.8050000000000002,14.65,3.42,14.65,3.42,14.005000000000001,3.0349999999999997,-20,80,15,14.005000000000001,3.0349999999999997,14.005000000000001,3.0349999999999997,14.005000000000001,3.0349999999999997,14.005000000000001,3.0349999999999997]
[null,{"$f":"OFFRE!S61","v":"OEnoviaPAC-GS 15  TR"},22.7,5.38,22.7,5.38,22.07,4.8249999999999993,21.44,4.2699999999999996,21.44,4.2699999999999996,20.82,3.9249999999999998,20.2,3.58,20.2,3.58,19.579999999999998,3.2350000000000003,-20,80,15,19.579999999999998,3.2350000000000003,19.579999999999998,3.2350000000000003,19.579999999999998,3.2350000000000003,19.579999999999998,3.2350000000000003]
[null,{"$f":"OFFRE!S62","v":"OEnoviaPAC-GS 19  TR"},28.11,5.14,28.11,5.14,27.53,4.63,26.95,4.12,26.95,4.12,25.795000000000002,3.8,24.64,3.48,24.64,3.48,23.484999999999999,3.16,-20,80,15,23.484999999999999,3.16,23.484999999999999,3.16,23.484999999999999,3.16,23.484999999999999,3.16]
[null,{"$f":"OFFRE!S63","v":"OEnoviaPAC-GS 27  TR"},35.25,4.71,35.25,4.71,34.825000000000003,4.3049999999999997,34.4,3.9,34.4,3.9,33.314999999999998,{"$f":"(J23+P23)/2","v":3.69},32.229999999999997,3.48,32.229999999999997,10.06,31.144999999999996,3.27,-20,80,15,31.144999999999996,3.27,31.144999999999996,3.27,31.144999999999996,3.27,31.144999999999996,3.27]
[]
["Choix",{"$f":"Dimensionnement!F97","v":"OEnoviaPac-C MB 6 MR - E"},{"$f":"IF(Dimensionnement!$C$62=ChoixPAC!$E$7,IF(ChoixPAC!$E$37=ChoixPAC!$D$58,VLOOKUP($B$25,$B$4:$W$13,C27,FALSE),VLOOKUP($B$25,$B$15:$W$23,C27,FALSE)),0)","v":0},{"$f":"IF(Dimensionnement!$C$62=ChoixPAC!$E$7,IF(ChoixPAC!$E$37=ChoixPAC!$D$58,VLOOKUP($B$25,$B$4:$W$13,D27,FALSE),VLOOKUP($B$25,$B$15:$W$23,D27,FALSE)),0)","v":0},{"$f":"IF(Dimensionnement!$C$62=ChoixPAC!$E$7,IF(ChoixPAC!$E$37=ChoixPAC!$D$58,VLOOKUP($B$25,$B$4:$W$13,E27,FALSE),VLOOKUP($B$25,$B$15:$W$23,E27,FALSE)),0)","v":0},{"$f":"IF(Dimensionnement!$C$62=ChoixPAC!$E$7,IF(ChoixPAC!$E$37=ChoixPAC!$D$58,VLOOKUP($B$25,$B$4:$W$13,F27,FALSE),VLOOKUP($B$25,$B$15:$W$23,F27,FALSE)),0)","v":0},{"$f":"IF(Dimensionnement!$C$62=ChoixPAC!$E$7,IF(ChoixPAC!$E$37=ChoixPAC!$D$58,VLOOKUP($B$25,$B$4:$W$13,G27,FALSE),VLOOKUP($B$25,$B$15:$W$23,G27,FALSE)),0)","v":0},{"$f":"IF(Dimensionnement!$C$62=ChoixPAC!$E$7,IF(ChoixPAC!$E$37=ChoixPAC!$D$58,VLOOKUP($B$25,$B$4:$W$13,H27,FALSE),VLOOKUP($B$25,$B$15:$W$23,H27,FALSE)),0)","v":0},{"$f":"IF(Dimensionnement!$C$62=ChoixPAC!$E$7,IF(ChoixPAC!$E$37=ChoixPAC!$D$58,VLOOKUP($B$25,$B$4:$W$13,I27,FALSE),VLOOKUP($B$25,$B$15:$W$23,I27,FALSE)),0)","v":0},{"$f":"IF(Dimensionnement!$C$62=ChoixPAC!$E$7,IF(ChoixPAC!$E$37=ChoixPAC!$D$58,VLOOKUP($B$25,$B$4:$W$13,J27,FALSE),VLOOKUP($B$25,$B$15:$W$23,J27,FALSE)),0)","v":0},{"$f":"IF(Dimensionnement!$C$62=ChoixPAC!$E$7,IF(ChoixPAC!$E$37=ChoixPAC!$D$58,VLOOKUP($B$25,$B$4:$W$13,K27,FALSE),VLOOKUP($B$25,$B$15:$W$23,K27,FALSE)),0)","v":0},{"$f":"IF(Dimensionnement!$C$62=ChoixPAC!$E$7,IF(ChoixPAC!$E$37=ChoixPAC!$D$58,VLOOKUP($B$25,$B$4:$W$13,L27,FALSE),VLOOKUP($B$25,$B$15:$W$23,L27,FALSE)),0)","v":0},{"$f":"IF(Dimensionnement!$C$62=ChoixPAC!$E$7,IF(ChoixPAC!$E$37=ChoixPAC!$D$58,VLOOKUP($B$25,$B$4:$W$13,M27,FALSE),VLOOKUP($B$25,$B$15:$W$23,M27,FALSE)),0)","v":0},{"$f":"IF(Dimensionnement!$C$62=ChoixPAC!$E$7,IF(ChoixPAC!$E$37=ChoixPAC!$D$58,VLOOKUP($B$25,$B$4:$W$13,N27,FALSE),VLOOKUP($B$25,$B$15:$W$23,N27,FALSE)),0)","v":0},{"$f":"IF(Dimensionnement!$C$62=ChoixPAC!$E$7,IF(ChoixPAC!$E$37=ChoixPAC!$D$58,VLOOKUP($B$25,$B$4:$W$13,O27,FALSE),VLOOKUP($B$25,$B$15:$W$23,O27,FALSE)),0)","v":0},{"$f":"IF(Dimensionnement!$C$62=ChoixPAC!$E$7,IF(ChoixPAC!$E$37=ChoixPAC!$D$58,VLOOKUP($B$25,$B$4:$W$13,P27,FALSE),VLOOKUP($B$25,$B$15:$W$23,P27,FALSE)),0)","v":0},{"$f":"IF(Dimensionnement!$C$62=ChoixPAC!$E$7,IF(ChoixPAC!$E$37=ChoixPAC!$D$58,VLOOKUP($B$25,$B$4:$W$13,Q27,FALSE),VLOOKUP($B$25,$B$15:$W$23,Q27,FALSE)),0)","v":0},{"$f":"IF(Dimensionnement!$C$62=ChoixPAC!$E$7,IF(ChoixPAC!$E$37=ChoixPAC!$D$58,VLOOKUP($B$25,$B$4:$W$13,R27,FALSE),VLOOKUP($B$25,$B$15:$W$23,R27,FALSE)),0)","v":0},{"$f":"IF(Dimensionnement!$C$62=ChoixPAC!$E$7,IF(ChoixPAC!$E$37=ChoixPAC!$D$58,VLOOKUP($B$25,$B$4:$W$13,S27,FALSE),VLOOKUP($B$25,$B$15:$W$23,S27,FALSE)),0)","v":0},{"$f":"IF(Dimensionnement!$C$62=ChoixPAC!$E$7,IF(ChoixPAC!$E$37=ChoixPAC!$D$58,VLOOKUP($B$25,$B$4:$W$13,T27,FALSE),VLOOKUP($B$25,$B$15:$W$23,T27,FALSE)),0)","v":0},{"$f":"IF(Dimensionnement!$C$62=ChoixPAC!$E$7,IF(ChoixPAC!$E$37=ChoixPAC!$D$58,VLOOKUP($B$25,$B$4:$W$13,U27,FALSE),VLOOKUP($B$25,$B$15:$W$23,U27,FALSE)),0)","v":0},{"$f":"IF(Dimensionnement!$C$62=ChoixPAC!$E$7,IF(ChoixPAC!$E$37=ChoixPAC!$D$58,VLOOKUP($B$25,$B$4:$W$13,V27,FALSE),VLOOKUP($B$25,$B$15:$W$23,V27,FALSE)),0)","v":0},{"$f":"IF(Dimensionnement!$C$62=ChoixPAC!$E$7,IF(ChoixPAC!$E$37=ChoixPAC!$D$58,VLOOKUP($B$25,$B$4:$W$13,W27,FALSE),VLOOKUP($B$25,$B$15:$W$23,W27,FALSE)),0)","v":0},{"$f":"IF(Dimensionnement!$C$62=ChoixPAC!$E$7,IF(ChoixPAC!$E$37=ChoixPAC!$D$58,VLOOKUP($B$25,$B$4:$AE$13,X27,FALSE),VLOOKUP($B$25,$B$15:$AE$23,X27,FALSE)),0)","v":0},{"$f":"IF(Dimensionnement!$C$62=ChoixPAC!$E$7,IF(ChoixPAC!$E$37=ChoixPAC!$D$58,VLOOKUP($B$25,$B$4:$AE$13,Y27,FALSE),VLOOKUP($B$25,$B$15:$AE$23,Y27,FALSE)),0)","v":0},{"$f":"IF(Dimensionnement!$C$62=ChoixPAC!$E$7,IF(ChoixPAC!$E$37=ChoixPAC!$D$58,VLOOKUP($B$25,$B$4:$AE$13,Z27,FALSE),VLOOKUP($B$25,$B$15:$AE$23,Z27,FALSE)),0)","v":0},{"$f":"IF(Dimensionnement!$C$62=ChoixPAC!$E$7,IF(ChoixPAC!$E$37=ChoixPAC!$D$58,VLOOKUP($B$25,$B$4:$AE$13,AA27,FALSE),VLOOKUP($B$25,$B$15:$AE$23,AA27,FALSE)),0)","v":0},{"$f":"IF(Dimensionnement!$C$62=ChoixPAC!$E$7,IF(ChoixPAC!$E$37=ChoixPAC!$D$58,VLOOKUP($B$25,$B$4:$AE$13,AB27,FALSE),VLOOKUP($B$25,$B$15:$AE$23,AB27,FALSE)),0)","v":0},{"$f":"IF(Dimensionnement!$C$62=ChoixPAC!$E$7,IF(ChoixPAC!$E$37=ChoixPAC!$D$58,VLOOKUP($B$25,$B$4:$AE$13,AC27,FALSE),VLOOKUP($B$25,$B$15:$AE$23,AC27,FALSE)),0)","v":0},{"$f":"IF(Dimensionnement!$C$62=ChoixPAC!$E$7,IF(ChoixPAC!$E$37=ChoixPAC!$D$58,VLOOKUP($B$25,$B$4:$AE$13,AD27,FALSE),VLOOKUP($B$25,$B$15:$AE$23,AD27,FALSE)),0)","v":0},{"$f":"IF(Dimensionnement!$C$62=ChoixPAC!$E$7,IF(ChoixPAC!$E$37=ChoixPAC!$D$58,VLOOKUP($B$25,$B$4:$AE$13,AE27,FALSE),VLOOKUP($B$25,$B$15:$AE$23,AE27,FALSE)),0)","v":0}]
[]
[null,1,2,3,4,5,6,7,8,9,10,11,12,13,14,15,16,17,18,19,20,21,22,23,24,25,26,27,28,29,30]
[null,null,null,null,null,null,null,null,null,null,null,null,null,null,null,null,null,null,null,null,null,null,null,null,null,null,null,null,null,null,null,null,null,null,null,null,{"$f":"90000*10","v":900000}]
[null,"Numéro de colonne pour puissance GSHP en fonction de temp dép",null,null,null,null,null,null,null,null,null,null,null,null,null,null,null,null,null,null,null,null,null,null,null,null,null,null,null,null,null,null,null,null,null,null,{"$f":"AK28/11.2","v":80357.142857142855}]
[null,"Temp dép",{"$f":"Préconisation!$D$11","v":35}]
[null,"nb colonne",{"$f":"IF($C$30=35,2,IF($C$30=40,6,IF($C$30=45,8,IF($C$30=50,12,IF($C$30=55,14,IF($C$30>=60,18,\"\"))))))","v":2}]
[]
[]
[]
[]
[null,null,"Modèle","AWHP 4,5 MR"]
[null,1,"Température départ [°C]",25,26,35,36,40,41,45,46,50,51,55,56,60,61,null,null,"Puissance Disponible à Teb",null,null,"Base de données pour sélection du régime et de la Teb correspondante POUR CHAUFFAGE ",null,null,null,null,null,null,null,null,null,null,null,null,null,null,null,null,null,null,null,null,null,null,null,"Base de données pour PRECONISATION PAC EAU / EAU GSHP SOL et NAPPE"]
[null,null,"Température ext de base [°C]","Puissance calorifique [kW]","COP","Puissance calorifique [kW]","COP","Puissance calorifique [kW]","COP","Puissance calorifique [kW]","COP","Puissance calorifique [kW]","COP","Puissance calorifique [kW]","COP","Puissance calorifique [kW]","COP",null,"4,5 MR",{"$f":"IF(VLOOKUP($Y$67,$C$39:$Q$79,VLOOKUP($Y$66,$X$40:$Y$46,2,FALSE),FALSE)=\"-\",0,VLOOKUP($Y$67,$C$39:$Q$79,VLOOKUP($Y$66,$X$40:$Y$46,2,FALSE),FALSE))","v":3.5},"kW"]
[null,null,-20,"-","-","-","-","-","-","-","-","-","-","-","-","-","-",null,"6 MR",{"$f":"IF(VLOOKUP($Y$67,$C$86:$Q$126,VLOOKUP($Y$66,$X$40:$Y$46,2,FALSE),FALSE)=\"-\",0,VLOOKUP($Y$67,$C$86:$Q$126,VLOOKUP($Y$66,$X$40:$Y$46,2,FALSE),FALSE))","v":4.9000000000000004},"kW",null,null,"Température de départ","Colonne associée",null,null,"Température ext de base [°C]","Ligne associée","Température de départ","Temp dép corrigée 1 ","Corrigée 1 Possible ?","Temp dep corrigée 2","Corrigée 2 Possible ?","Temp dep corrigée 3","Corrigée 3 Possible ?","Temp dep corrigée 4","Corrigée 4 Possible ?","Temp départ réelle","Puissance correspondante","Puissance correspondante si 2 PAC ","COP correspondant",null,null,null,null,null,"Puissances et COP identiques en MR et TR pour les PAC EAU/EAU"]
[null,null,-19,"-","-","-","-","-","-","-","-","-","-","-","-","-","-",null,"8 MR",{"$f":"IF(VLOOKUP($Y$67,$C$133:$Q$173,VLOOKUP($Y$66,$X$40:$Y$46,2,FALSE),FALSE)=\"-\",0,VLOOKUP($Y$67,$C$133:$Q$173,VLOOKUP($Y$66,$X$40:$Y$46,2,FALSE),FALSE))","v":7},"kW",null,null,25,2,null,null,-20,3,{"$f":"IF(Résultats!$G$28>60,60,IF(AND(Résultats!$G$28=0,AB40>0),AB40,Résultats!$G$28))","v":35},{"$f":"IF(AD40=0,\"-\",IF(AD40<25,25,IF(AD40<35,35,IF(MROUND(AD40,5)<AD40,MROUND(AD40,5)+5,MROUND(AD40,5)))))","v":35},{"$f":"IF(AE40=\"\",0,IF(IFERROR(IF(num_tab=1,HLOOKUP(AE40,$D$37:$Q$79,AC40,FALSE),IF(num_tab=2,HLOOKUP(AE40,$D$84:$Q$126,AC40,FALSE),IF(num_tab=3,HLOOKUP(AE40,$D$131:$Q$173,AC40,FALSE),IF(num_tab=4,HLOOKUP(AE40,$D$178:$Q$220,AC40,FALSE),IF(num_tab=5,HLOOKUP(AE40,$D$225:$Q$267,AC40,FALSE),IF(num_tab=6,HLOOKUP(AE40,$D$272:$Q$314,AC40,FALSE),IF(num_tab=7,HLOOKUP(AE40,$D$319:$Q$361,AC40,FALSE)))))))),\"-\")=\"-\",0,1))","v":0},{"$f":"IF(AE40=\"-\",\"-\",IF(AF40=0,AE40-5,\"-\"))","v":30},{"$f":"IF(AG40=\"\",0,IF(IFERROR(IF(num_tab=1,HLOOKUP(AG40,$D$37:$Q$79,AC40,FALSE),IF(num_tab=2,HLOOKUP(AG40,$D$84:$Q$126,AC40,FALSE),IF(num_tab=3,HLOOKUP(AG40,$D$131:$Q$173,AC40,FALSE),IF(num_tab=4,HLOOKUP(AG40,$D$178:$Q$220,AC40,FALSE),IF(num_tab=5,HLOOKUP(AG40,$D$225:$Q$267,AC40,FALSE),IF(num_tab=6,HLOOKUP(AG40,$D$272:$Q$314,AC40,FALSE),IF(num_tab=7,HLOOKUP(AG40,$D$319:$Q$361,AC40,FALSE)))))))),\"-\")=\"-\",0,1))","v":0},{"$f":"IF(AG40=\"-\",\"-\",IF(AH40=0,AG40-5,\"-\"))","v":25},{"$f":"IF(AI40=\"\",0,IF(IFERROR(IF(num_tab=1,HLOOKUP(AI40,$D$37:$Q$79,AC40,FALSE),IF(num_tab=2,HLOOKUP(AI40,$D$84:$Q$126,AC40,FALSE),IF(num_tab=3,HLOOKUP(AI40,$D$131:$Q$173,AC40,FALSE),IF(num_tab=4,HLOOKUP(AI40,$D$178:$Q$220,AC40,FALSE),IF(num_tab=5,HLOOKUP(AI40,$D$225:$Q$267,AC40,FALSE),IF(num_tab=6,HLOOKUP(AI40,$D$272:$Q$314,AC40,FALSE),IF(num_tab=7,HLOOKUP(AI40,$D$319:$Q$361,AC40,FALSE)))))))),\"-\")=\"-\",0,1))","v":0},{"$f":"IF(AI40=\"-\",\"-\",IF(AJ40=0,AI40-5,\"-\"))","v":20},{"$f":"IF(AK40=\"\",0,IF(IFERROR(IF(num_tab=1,HLOOKUP(AK40,$D$37:$Q$79,AC40,FALSE),IF(num_tab=2,HLOOKUP(AK40,$D$84:$Q$126,AC40,FALSE),IF(num_tab=3,HLOOKUP(AK40,$D$131:$Q$173,AC40,FALSE),IF(num_tab=4,HLOOKUP(AK40,$D$178:$Q$220,AC40,FALSE),IF(num_tab=5,HLOOKUP(AK40,$D$225:$Q$267,AC40,FALSE),IF(num_tab=6,HLOOKUP(AK40,$D$272:$Q$314,AC40,FALSE),IF(num_tab=7,HLOOKUP(AK40,$D$319:$Q$361,AC40,FALSE)))))))),\"-\")=\"-\",0,1))","v":0},{"$f":"IF(AND(AF40=0,AH40=0,AJ40=0,AL40=0),\"-\",IF(IF(AF40=1,AE40,IF(AH40=1,AG40,AI40))>$Y$66,$Y$66,IF(AF40=1,AE40,IF(AH40=1,AG40,IF(AJ40=1,AI40,AK40)))))","v":"-"},{"$f":"IFERROR(IF(AND($Y$48=1,num_tab=2),HLOOKUP(AM40,'BdD PAC monobloc'!$C$20:$P$62,AC40,FALSE),IF(AND($Y$48=1,num_tab=3),HLOOKUP(AM40,'BdD PAC monobloc'!$C$67:$P$109,FALSE),IF(AND($Y$48=1,num_tab=4),HLOOKUP(AM40,'BdD PAC monobloc'!$C$114:$P$156,FALSE),IF(num_tab=1,HLOOKUP(AM40,$D$37:$Q$79,AC40,FALSE),IF(num_tab=2,HLOOKUP(AM40,$D$84:$Q$126,AC40,FALSE),IF(num_tab=3,HLOOKUP(AM40,$D$131:$Q$173,AC40,FALSE),IF(num_tab=4,HLOOKUP(AM40,$D$178:$Q$220,AC40,FALSE),IF(num_tab=5,HLOOKUP(AM40,$D$225:$Q$267,AC40,FALSE),IF(num_tab=6,HLOOKUP(AM40,$D$272:$Q$314,AC40,FALSE),IF(num_tab=7,HLOOKUP(AM40,$D$319:$Q$361,AC40,FALSE))))))))))),\"-\")","v":"-"},{"$f":"IFERROR(IF(AND(Dimensionnement!$F$62=ChoixPAC!$G$6,ChoixPAC!$E$39=ChoixPAC!$G$12),AN40*2,AN40),\"-\")","v":"-"},{"$f":"IFERROR(IF(AND($Y$48=1,num_tab=2),HLOOKUP(AM40+1,'BdD PAC monobloc'!$C$20:$P$62,AC40,FALSE),IF(AND($Y$48=1,num_tab=3),HLOOKUP(AM40+1,'BdD PAC monobloc'!$C$67:$P$109,FALSE),IF(AND($Y$48=1,num_tab=4),HLOOKUP(AM40+1,'BdD PAC monobloc'!$C$114:$P$156,FALSE),IF(num_tab=1,HLOOKUP(AM40+1,$D$37:$Q$79,AC40,FALSE),IF(num_tab=2,HLOOKUP(AM40+1,$D$84:$Q$126,AC40,FALSE),IF(num_tab=3,HLOOKUP(AM40+1,$D$131:$Q$173,AC40,FALSE),IF(num_tab=4,HLOOKUP(AM40+1,$D$178:$Q$220,AC40,FALSE),IF(num_tab=5,HLOOKUP(AM40+1,$D$225:$Q$267,AC40,FALSE),IF(num_tab=6,HLOOKUP(AM40+1,$D$272:$Q$314,AC40,FALSE),IF(num_tab=7,HLOOKUP(AM40+1,$D$319:$Q$361,AC40,FALSE))))))))))),\"-\")","v":"-"}]
[null,null,-18,"-","-","-","-","-","-","-","-","-","-","-","-","-","-",null,"11 MR / TR",{"$f":"IF(VLOOKUP($Y$67,$C$180:$Q$220,VLOOKUP($Y$66,$X$40:$Y$46,2,FALSE),FALSE)=\"-\",0,VLOOKUP($Y$67,$C$180:$Q$220,VLOOKUP($Y$66,$X$40:$Y$46,2,FALSE),FALSE))","v":8.5},"kW",null,null,35,4,null,null,-19,4,{"$f":"IF(Résultats!$H$28>60,60,IF(AND(Résultats!$H$28=0,AB41>0),AB41,Résultats!$H$28))","v":35},{"$f":"IF(AD41=0,\"-\",IF(AD41<25,25,IF(AD41<35,35,IF(MROUND(AD41,5)<AD41,MROUND(AD41,5)+5,MROUND(AD41,5)))))","v":35},{"$f":"IF(AE41=\"\",0,IF(IFERROR(IF(num_tab=1,HLOOKUP(AE41,$D$37:$Q$79,AC41,FALSE),IF(num_tab=2,HLOOKUP(AE41,$D$84:$Q$126,AC41,FALSE),IF(num_tab=3,HLOOKUP(AE41,$D$131:$Q$173,AC41,FALSE),IF(num_tab=4,HLOOKUP(AE41,$D$178:$Q$220,AC41,FALSE),IF(num_tab=5,HLOOKUP(AE41,$D$225:$Q$267,AC41,FALSE),IF(num_tab=6,HLOOKUP(AE41,$D$272:$Q$314,AC41,FALSE),IF(num_tab=7,HLOOKUP(AE41,$D$319:$Q$361,AC41,FALSE)))))))),\"-\")=\"-\",0,1))","v":0},{"$f":"IF(AE41=\"-\",\"-\",IF(AF41=0,AE41-5,\"-\"))","v":30},0,{"$f":"IF(AG41=\"-\",\"-\",IF(AH41=0,AG41-5,\"-\"))","v":25},0,{"$f":"IF(AI41=\"-\",\"-\",IF(AJ41=0,AI41-5,\"-\"))","v":20},0,{"$f":"IF(AND(AF41=0,AH41=0,AJ41=0,AL41=0),\"-\",IF(IF(AF41=1,AE41,IF(AH41=1,AG41,AI41))>$Y$66,$Y$66,IF(AF41=1,AE41,IF(AH41=1,AG41,IF(AJ41=1,AI41,AK41)))))","v":"-"},{"$f":"IFERROR(IF(AND($Y$48=1,num_tab=2),HLOOKUP(AM41,'BdD PAC monobloc'!$C$20:$P$62,AC41,FALSE),IF(AND($Y$48=1,num_tab=3),HLOOKUP(AM41,'BdD PAC monobloc'!$C$67:$P$109,FALSE),IF(AND($Y$48=1,num_tab=4),HLOOKUP(AM41,'BdD PAC monobloc'!$C$114:$P$156,FALSE),IF(num_tab=1,HLOOKUP(AM41,$D$37:$Q$79,AC41,FALSE),IF(num_tab=2,HLOOKUP(AM41,$D$84:$Q$126,AC41,FALSE),IF(num_tab=3,HLOOKUP(AM41,$D$131:$Q$173,AC41,FALSE),IF(num_tab=4,HLOOKUP(AM41,$D$178:$Q$220,AC41,FALSE),IF(num_tab=5,HLOOKUP(AM41,$D$225:$Q$267,AC41,FALSE),IF(num_tab=6,HLOOKUP(AM41,$D$272:$Q$314,AC41,FALSE),IF(num_tab=7,HLOOKUP(AM41,$D$319:$Q$361,AC41,FALSE))))))))))),\"-\")","v":"-"},{"$f":"IFERROR(IF(AND(Dimensionnement!$F$62=ChoixPAC!$G$6,ChoixPAC!$E$39=ChoixPAC!$G$12),AN41*2,AN41),\"-\")","v":"-"},{"$f":"IFERROR(IF(AND($Y$48=1,num_tab=2),HLOOKUP(AM41+1,'BdD PAC monobloc'!$C$20:$P$62,AC41,FALSE),IF(AND($Y$48=1,num_tab=3),HLOOKUP(AM41+1,'BdD PAC monobloc'!$C$67:$P$109,FALSE),IF(AND($Y$48=1,num_tab=4),HLOOKUP(AM41+1,'BdD PAC monobloc'!$C$114:$P$156,FALSE),IF(num_tab=1,HLOOKUP(AM41+1,$D$37:$Q$79,AC41,FALSE),IF(num_tab=2,HLOOKUP(AM41+1,$D$84:$Q$126,AC41,FALSE),IF(num_tab=3,HLOOKUP(AM41+1,$D$131:$Q$173,AC41,FALSE),IF(num_tab=4,HLOOKUP(AM41+1,$D$178:$Q$220,AC41,FALSE),IF(num_tab=5,HLOOKUP(AM41+1,$D$225:$Q$267,AC41,FALSE),IF(num_tab=6,HLOOKUP(AM41+1,$D$272:$Q$314,AC41,FALSE),IF(num_tab=7,HLOOKUP(AM41+1,$D$319:$Q$361,AC41,FALSE))))))))))),\"-\")","v":"-"},null,null,null,null,null,null,"Temp ext",-25,-24,-23,-22,-21,-20,-19,-18,-17,-16,-15,-14,-13,-12,-11,-10,-9,-8,-7,-6,-5,-4,-3,-2,-1,0,1,2,3,4,5,6,7,8,9,10,11,12,13,14,15,16,17,18,19,20,21,22,23,24,25,26,27,28,29,30]
[null,null,-17,"-","-","-","-","-","-","-","-","-","-","-","-","-","-",null,"16 MR / TR",{"$f":"IF(VLOOKUP($Y$67,$C$227:$Q$267,VLOOKUP($Y$66,$X$40:$Y$46,2,FALSE),FALSE)=\"-\",0,VLOOKUP($Y$67,$C$227:$Q$267,VLOOKUP($Y$66,$X$40:$Y$46,2,FALSE),FALSE))","v":11.1},"kW",null,null,40,6,null,null,-18,5,{"$f":"IF(Résultats!$I$28>60,60,IF(AND(Résultats!$I$28=0,AB42>0),AB42,Résultats!$I$28))","v":35},35,0,30,0,25,0,20,0,"-",{"$f":"IFERROR(IF(AND($Y$48=1,num_tab=2),HLOOKUP(AM42,'BdD PAC monobloc'!$C$20:$P$62,AC42,FALSE),IF(AND($Y$48=1,num_tab=3),HLOOKUP(AM42,'BdD PAC monobloc'!$C$67:$P$109,FALSE),IF(AND($Y$48=1,num_tab=4),HLOOKUP(AM42,'BdD PAC monobloc'!$C$114:$P$156,FALSE),IF(num_tab=1,HLOOKUP(AM42,$D$37:$Q$79,AC42,FALSE),IF(num_tab=2,HLOOKUP(AM42,$D$84:$Q$126,AC42,FALSE),IF(num_tab=3,HLOOKUP(AM42,$D$131:$Q$173,AC42,FALSE),IF(num_tab=4,HLOOKUP(AM42,$D$178:$Q$220,AC42,FALSE),IF(num_tab=5,HLOOKUP(AM42,$D$225:$Q$267,AC42,FALSE),IF(num_tab=6,HLOOKUP(AM42,$D$272:$Q$314,AC42,FALSE),IF(num_tab=7,HLOOKUP(AM42,$D$319:$Q$361,AC42,FALSE))))))))))),\"-\")","v":"-"},{"$f":"IFERROR(IF(AND(Dimensionnement!$F$62=ChoixPAC!$G$6,ChoixPAC!$E$39=ChoixPAC!$G$12),AN42*2,AN42),\"-\")","v":"-"},{"$f":"IFERROR(IF(AND($Y$48=1,num_tab=2),HLOOKUP(AM42+1,'BdD PAC monobloc'!$C$20:$P$62,AC42,FALSE),IF(AND($Y$48=1,num_tab=3),HLOOKUP(AM42+1,'BdD PAC monobloc'!$C$67:$P$109,FALSE),IF(AND($Y$48=1,num_tab=4),HLOOKUP(AM42+1,'BdD PAC monobloc'!$C$114:$P$156,FALSE),IF(num_tab=1,HLOOKUP(AM42+1,$D$37:$Q$79,AC42,FALSE),IF(num_tab=2,HLOOKUP(AM42+1,$D$84:$Q$126,AC42,FALSE),IF(num_tab=3,HLOOKUP(AM42+1,$D$131:$Q$173,AC42,FALSE),IF(num_tab=4,HLOOKUP(AM42+1,$D$178:$Q$220,AC42,FALSE),IF(num_tab=5,HLOOKUP(AM42+1,$D$225:$Q$267,AC42,FALSE),IF(num_tab=6,HLOOKUP(AM42+1,$D$272:$Q$314,AC42,FALSE),IF(num_tab=7,HLOOKUP(AM42+1,$D$319:$Q$361,AC42,FALSE))))))))))),\"-\")","v":"-"},null,null,null,null,null,"5MR","Puiss PAC à T°ext/35",{"$f":"IF(AX$41<-15,0,('BdD PAC split'!$C$5-'BdD PAC split'!$E$5)/14*AX$41+('BdD PAC split'!$E$5*(-7)-'BdD PAC split'!$C$5*7)/(-14))","v":0},{"$f":"IF(AY$41<-15,0,('BdD PAC split'!$C$5-'BdD PAC split'!$E$5)/14*AY$41+('BdD PAC split'!$E$5*(-7)-'BdD PAC split'!$C$5*7)/(-14))","v":0},{"$f":"IF(AZ$41<-15,0,('BdD PAC split'!$C$5-'BdD PAC split'!$E$5)/14*AZ$41+('BdD PAC split'!$E$5*(-7)-'BdD PAC split'!$C$5*7)/(-14))","v":0},{"$f":"IF(BA$41<-15,0,('BdD PAC split'!$C$5-'BdD PAC split'!$E$5)/14*BA$41+('BdD PAC split'!$E$5*(-7)-'BdD PAC split'!$C$5*7)/(-14))","v":0},{"$f":"IF(BB$41<-15,0,('BdD PAC split'!$C$5-'BdD PAC split'!$E$5)/14*BB$41+('BdD PAC split'!$E$5*(-7)-'BdD PAC split'!$C$5*7)/(-14))","v":0},{"$f":"IF(BC$41<-15,0,('BdD PAC split'!$C$5-'BdD PAC split'!$E$5)/14*BC$41+('BdD PAC split'!$E$5*(-7)-'BdD PAC split'!$C$5*7)/(-14))","v":0},{"$f":"IF(BD$41<-15,0,('BdD PAC split'!$C$5-'BdD PAC split'!$E$5)/14*BD$41+('BdD PAC split'!$E$5*(-7)-'BdD PAC split'!$C$5*7)/(-14))","v":0},{"$f":"IF(BE$41<-15,0,('BdD PAC split'!$C$5-'BdD PAC split'!$E$5)/14*BE$41+('BdD PAC split'!$E$5*(-7)-'BdD PAC split'!$C$5*7)/(-14))","v":0},{"$f":"IF(BF$41<-15,0,('BdD PAC split'!$C$5-'BdD PAC split'!$E$5)/14*BF$41+('BdD PAC split'!$E$5*(-7)-'BdD PAC split'!$C$5*7)/(-14))","v":0},{"$f":"IF(BG$41<-15,0,('BdD PAC split'!$C$5-'BdD PAC split'!$E$5)/14*BG$41+('BdD PAC split'!$E$5*(-7)-'BdD PAC split'!$C$5*7)/(-14))","v":0},{"$f":"IF(BH$41<-15,0,('BdD PAC split'!$C$5-'BdD PAC split'!$E$5)/14*BH$41+('BdD PAC split'!$E$5*(-7)-'BdD PAC split'!$C$5*7)/(-14))","v":5.7},{"$f":"IF(BI$41<-15,0,('BdD PAC split'!$C$5-'BdD PAC split'!$E$5)/14*BI$41+('BdD PAC split'!$E$5*(-7)-'BdD PAC split'!$C$5*7)/(-14))","v":5.7},{"$f":"IF(BJ$41<-15,0,('BdD PAC split'!$C$5-'BdD PAC split'!$E$5)/14*BJ$41+('BdD PAC split'!$E$5*(-7)-'BdD PAC split'!$C$5*7)/(-14))","v":5.7},{"$f":"IF(BK$41<-15,0,('BdD PAC split'!$C$5-'BdD PAC split'!$E$5)/14*BK$41+('BdD PAC split'!$E$5*(-7)-'BdD PAC split'!$C$5*7)/(-14))","v":5.7},{"$f":"IF(BL$41<-15,0,('BdD PAC split'!$C$5-'BdD PAC split'!$E$5)/14*BL$41+('BdD PAC split'!$E$5*(-7)-'BdD PAC split'!$C$5*7)/(-14))","v":5.7},{"$f":"IF(BM$41<-15,0,('BdD PAC split'!$C$5-'BdD PAC split'!$E$5)/14*BM$41+('BdD PAC split'!$E$5*(-7)-'BdD PAC split'!$C$5*7)/(-14))","v":5.7},{"$f":"IF(BN$41<-15,0,('BdD PAC split'!$C$5-'BdD PAC split'!$E$5)/14*BN$41+('BdD PAC split'!$E$5*(-7)-'BdD PAC split'!$C$5*7)/(-14))","v":5.7},{"$f":"IF(BO$41<-15,0,('BdD PAC split'!$C$5-'BdD PAC split'!$E$5)/14*BO$41+('BdD PAC split'!$E$5*(-7)-'BdD PAC split'!$C$5*7)/(-14))","v":5.7},{"$f":"IF(BP$41<-15,0,('BdD PAC split'!$C$5-'BdD PAC split'!$E$5)/14*BP$41+('BdD PAC split'!$E$5*(-7)-'BdD PAC split'!$C$5*7)/(-14))","v":5.7},{"$f":"IF(BQ$41<-15,0,('BdD PAC split'!$C$5-'BdD PAC split'!$E$5)/14*BQ$41+('BdD PAC split'!$E$5*(-7)-'BdD PAC split'!$C$5*7)/(-14))","v":5.7},{"$f":"IF(BR$41<-15,0,('BdD PAC split'!$C$5-'BdD PAC split'!$E$5)/14*BR$41+('BdD PAC split'!$E$5*(-7)-'BdD PAC split'!$C$5*7)/(-14))","v":5.7},{"$f":"IF(BS$41<-15,0,('BdD PAC split'!$C$5-'BdD PAC split'!$E$5)/14*BS$41+('BdD PAC split'!$E$5*(-7)-'BdD PAC split'!$C$5*7)/(-14))","v":5.7},{"$f":"IF(BT$41<-15,0,('BdD PAC split'!$C$5-'BdD PAC split'!$E$5)/14*BT$41+('BdD PAC split'!$E$5*(-7)-'BdD PAC split'!$C$5*7)/(-14))","v":5.7},{"$f":"IF(BU$41<-15,0,('BdD PAC split'!$C$5-'BdD PAC split'!$E$5)/14*BU$41+('BdD PAC split'!$E$5*(-7)-'BdD PAC split'!$C$5*7)/(-14))","v":5.7},{"$f":"IF(BV$41<-15,0,('BdD PAC split'!$C$5-'BdD PAC split'!$E$5)/14*BV$41+('BdD PAC split'!$E$5*(-7)-'BdD PAC split'!$C$5*7)/(-14))","v":5.7},{"$f":"IF(BW$41<-15,0,('BdD PAC split'!$C$5-'BdD PAC split'!$E$5)/14*BW$41+('BdD PAC split'!$E$5*(-7)-'BdD PAC split'!$C$5*7)/(-14))","v":5.7},{"$f":"IF(BX$41<-15,0,('BdD PAC split'!$C$5-'BdD PAC split'!$E$5)/14*BX$41+('BdD PAC split'!$E$5*(-7)-'BdD PAC split'!$C$5*7)/(-14))","v":5.7},{"$f":"IF(BY$41<-15,0,('BdD PAC split'!$C$5-'BdD PAC split'!$E$5)/14*BY$41+('BdD PAC split'!$E$5*(-7)-'BdD PAC split'!$C$5*7)/(-14))","v":5.7},{"$f":"IF(BZ$41<-15,0,('BdD PAC split'!$C$5-'BdD PAC split'!$E$5)/14*BZ$41+('BdD PAC split'!$E$5*(-7)-'BdD PAC split'!$C$5*7)/(-14))","v":5.7},{"$f":"IF(CA$41<-15,0,('BdD PAC split'!$C$5-'BdD PAC split'!$E$5)/14*CA$41+('BdD PAC split'!$E$5*(-7)-'BdD PAC split'!$C$5*7)/(-14))","v":5.7},{"$f":"IF(CB$41<-15,0,('BdD PAC split'!$C$5-'BdD PAC split'!$E$5)/14*CB$41+('BdD PAC split'!$E$5*(-7)-'BdD PAC split'!$C$5*7)/(-14))","v":5.7},{"$f":"IF(CC$41<-15,0,('BdD PAC split'!$C$5-'BdD PAC split'!$E$5)/14*CC$41+('BdD PAC split'!$E$5*(-7)-'BdD PAC split'!$C$5*7)/(-14))","v":5.7},{"$f":"IF(CD$41<-15,0,('BdD PAC split'!$C$5-'BdD PAC split'!$E$5)/14*CD$41+('BdD PAC split'!$E$5*(-7)-'BdD PAC split'!$C$5*7)/(-14))","v":5.7},{"$f":"IF(CE$41<-15,0,('BdD PAC split'!$C$5-'BdD PAC split'!$E$5)/14*CE$41+('BdD PAC split'!$E$5*(-7)-'BdD PAC split'!$C$5*7)/(-14))","v":5.7},{"$f":"IF(CF$41<-15,0,('BdD PAC split'!$C$5-'BdD PAC split'!$E$5)/14*CF$41+('BdD PAC split'!$E$5*(-7)-'BdD PAC split'!$C$5*7)/(-14))","v":5.7},{"$f":"IF(CG$41<-15,0,('BdD PAC split'!$C$5-'BdD PAC split'!$E$5)/14*CG$41+('BdD PAC split'!$E$5*(-7)-'BdD PAC split'!$C$5*7)/(-14))","v":5.7},{"$f":"IF(CH$41<-15,0,('BdD PAC split'!$C$5-'BdD PAC split'!$E$5)/14*CH$41+('BdD PAC split'!$E$5*(-7)-'BdD PAC split'!$C$5*7)/(-14))","v":5.7},{"$f":"IF(CI$41<-15,0,('BdD PAC split'!$C$5-'BdD PAC split'!$E$5)/14*CI$41+('BdD PAC split'!$E$5*(-7)-'BdD PAC split'!$C$5*7)/(-14))","v":5.7},{"$f":"IF(CJ$41<-15,0,('BdD PAC split'!$C$5-'BdD PAC split'!$E$5)/14*CJ$41+('BdD PAC split'!$E$5*(-7)-'BdD PAC split'!$C$5*7)/(-14))","v":5.7},{"$f":"IF(CK$41<-15,0,('BdD PAC split'!$C$5-'BdD PAC split'!$E$5)/14*CK$41+('BdD PAC split'!$E$5*(-7)-'BdD PAC split'!$C$5*7)/(-14))","v":5.7},{"$f":"IF(CL$41<-15,0,('BdD PAC split'!$C$5-'BdD PAC split'!$E$5)/14*CL$41+('BdD PAC split'!$E$5*(-7)-'BdD PAC split'!$C$5*7)/(-14))","v":5.7},{"$f":"IF(CM$41<-15,0,('BdD PAC split'!$C$5-'BdD PAC split'!$E$5)/14*CM$41+('BdD PAC split'!$E$5*(-7)-'BdD PAC split'!$C$5*7)/(-14))","v":5.7},{"$f":"IF(CN$41<-15,0,('BdD PAC split'!$C$5-'BdD PAC split'!$E$5)/14*CN$41+('BdD PAC split'!$E$5*(-7)-'BdD PAC split'!$C$5*7)/(-14))","v":5.7},{"$f":"IF(CO$41<-15,0,('BdD PAC split'!$C$5-'BdD PAC split'!$E$5)/14*CO$41+('BdD PAC split'!$E$5*(-7)-'BdD PAC split'!$C$5*7)/(-14))","v":5.7},{"$f":"IF(CP$41<-15,0,('BdD PAC split'!$C$5-'BdD PAC split'!$E$5)/14*CP$41+('BdD PAC split'!$E$5*(-7)-'BdD PAC split'!$C$5*7)/(-14))","v":5.7},{"$f":"IF(CQ$41<-15,0,('BdD PAC split'!$C$5-'BdD PAC split'!$E$5)/14*CQ$41+('BdD PAC split'!$E$5*(-7)-'BdD PAC split'!$C$5*7)/(-14))","v":5.7},{"$f":"IF(CR$41<-15,0,('BdD PAC split'!$C$5-'BdD PAC split'!$E$5)/14*CR$41+('BdD PAC split'!$E$5*(-7)-'BdD PAC split'!$C$5*7)/(-14))","v":5.7},{"$f":"IF(CS$41<-15,0,('BdD PAC split'!$C$5-'BdD PAC split'!$E$5)/14*CS$41+('BdD PAC split'!$E$5*(-7)-'BdD PAC split'!$C$5*7)/(-14))","v":5.7},{"$f":"IF(CT$41<-15,0,('BdD PAC split'!$C$5-'BdD PAC split'!$E$5)/14*CT$41+('BdD PAC split'!$E$5*(-7)-'BdD PAC split'!$C$5*7)/(-14))","v":5.7},{"$f":"IF(CU$41<-15,0,('BdD PAC split'!$C$5-'BdD PAC split'!$E$5)/14*CU$41+('BdD PAC split'!$E$5*(-7)-'BdD PAC split'!$C$5*7)/(-14))","v":5.7},{"$f":"IF(CV$41<-15,0,('BdD PAC split'!$C$5-'BdD PAC split'!$E$5)/14*CV$41+('BdD PAC split'!$E$5*(-7)-'BdD PAC split'!$C$5*7)/(-14))","v":5.7},{"$f":"IF(CW$41<-15,0,('BdD PAC split'!$C$5-'BdD PAC split'!$E$5)/14*CW$41+('BdD PAC split'!$E$5*(-7)-'BdD PAC split'!$C$5*7)/(-14))","v":5.7},{"$f":"IF(CX$41<-15,0,('BdD PAC split'!$C$5-'BdD PAC split'!$E$5)/14*CX$41+('BdD PAC split'!$E$5*(-7)-'BdD PAC split'!$C$5*7)/(-14))","v":5.7},{"$f":"IF(CY$41<-15,0,('BdD PAC split'!$C$5-'BdD PAC split'!$E$5)/14*CY$41+('BdD PAC split'!$E$5*(-7)-'BdD PAC split'!$C$5*7)/(-14))","v":5.7},{"$f":"IF(CZ$41<-15,0,('BdD PAC split'!$C$5-'BdD PAC split'!$E$5)/14*CZ$41+('BdD PAC split'!$E$5*(-7)-'BdD PAC split'!$C$5*7)/(-14))","v":5.7},{"$f":"IF(DA$41<-15,0,('BdD PAC split'!$C$5-'BdD PAC split'!$E$5)/14*DA$41+('BdD PAC split'!$E$5*(-7)-'BdD PAC split'!$C$5*7)/(-14))","v":5.7}]
[null,null,-16,"-","-","-","-","-","-","-","-","-","-","-","-","-","-",null,"22 TR",{"$f":"IF(VLOOKUP($Y$67,$C$274:$Q$314,VLOOKUP($Y$66,$X$40:$Y$46,2,FALSE),FALSE)=\"-\",0,VLOOKUP($Y$67,$C$274:$Q$314,VLOOKUP($Y$66,$X$40:$Y$46,2,FALSE),FALSE))","v":12.6},"kW",null,null,45,8,null,null,-17,6,{"$f":"IF(Résultats!$J$28>60,60,IF(AND(Résultats!$J$28=0,AB43>0),AB43,Résultats!$J$28))","v":35},35,0,30,0,25,0,20,0,"-",{"$f":"IFERROR(IF(AND($Y$48=1,num_tab=2),HLOOKUP(AM43,'BdD PAC monobloc'!$C$20:$P$62,AC43,FALSE),IF(AND($Y$48=1,num_tab=3),HLOOKUP(AM43,'BdD PAC monobloc'!$C$67:$P$109,FALSE),IF(AND($Y$48=1,num_tab=4),HLOOKUP(AM43,'BdD PAC monobloc'!$C$114:$P$156,FALSE),IF(num_tab=1,HLOOKUP(AM43,$D$37:$Q$79,AC43,FALSE),IF(num_tab=2,HLOOKUP(AM43,$D$84:$Q$126,AC43,FALSE),IF(num_tab=3,HLOOKUP(AM43,$D$131:$Q$173,AC43,FALSE),IF(num_tab=4,HLOOKUP(AM43,$D$178:$Q$220,AC43,FALSE),IF(num_tab=5,HLOOKUP(AM43,$D$225:$Q$267,AC43,FALSE),IF(num_tab=6,HLOOKUP(AM43,$D$272:$Q$314,AC43,FALSE),IF(num_tab=7,HLOOKUP(AM43,$D$319:$Q$361,AC43,FALSE))))))))))),\"-\")","v":"-"},{"$f":"IFERROR(IF(AND(Dimensionnement!$F$62=ChoixPAC!$G$6,ChoixPAC!$E$39=ChoixPAC!$G$12),AN43*2,AN43),\"-\")","v":"-"},{"$f":"IFERROR(IF(AND($Y$48=1,num_tab=2),HLOOKUP(AM43+1,'BdD PAC monobloc'!$C$20:$P$62,AC43,FALSE),IF(AND($Y$48=1,num_tab=3),HLOOKUP(AM43+1,'BdD PAC monobloc'!$C$67:$P$109,FALSE),IF(AND($Y$48=1,num_tab=4),HLOOKUP(AM43+1,'BdD PAC monobloc'!$C$114:$P$156,FALSE),IF(num_tab=1,HLOOKUP(AM43+1,$D$37:$Q$79,AC43,FALSE),IF(num_tab=2,HLOOKUP(AM43+1,$D$84:$Q$126,AC43,FALSE),IF(num_tab=3,HLOOKUP(AM43+1,$D$131:$Q$173,AC43,FALSE),IF(num_tab=4,HLOOKUP(AM43+1,$D$178:$Q$220,AC43,FALSE),IF(num_tab=5,HLOOKUP(AM43+1,$D$225:$Q$267,AC43,FALSE),IF(num_tab=6,HLOOKUP(AM43+1,$D$272:$Q$314,AC43,FALSE),IF(num_tab=7,HLOOKUP(AM43+1,$D$319:$Q$361,AC43,FALSE))))))))))),\"-\")","v":"-"},null,null,null,null,null,null,"Puiss PAC à T°ext/50",{"$f":"IF(AX$41<-15,0,('BdD PAC split'!$I$5-'BdD PAC split'!$K$5)/14*AX$41+('BdD PAC split'!$K$5*(-7)-'BdD PAC split'!$I$5*7)/(-14))","v":0},{"$f":"IF(AY$41<-15,0,('BdD PAC split'!$I$5-'BdD PAC split'!$K$5)/14*AY$41+('BdD PAC split'!$K$5*(-7)-'BdD PAC split'!$I$5*7)/(-14))","v":0},{"$f":"IF(AZ$41<-15,0,('BdD PAC split'!$I$5-'BdD PAC split'!$K$5)/14*AZ$41+('BdD PAC split'!$K$5*(-7)-'BdD PAC split'!$I$5*7)/(-14))","v":0},{"$f":"IF(BA$41<-15,0,('BdD PAC split'!$I$5-'BdD PAC split'!$K$5)/14*BA$41+('BdD PAC split'!$K$5*(-7)-'BdD PAC split'!$I$5*7)/(-14))","v":0},{"$f":"IF(BB$41<-15,0,('BdD PAC split'!$I$5-'BdD PAC split'!$K$5)/14*BB$41+('BdD PAC split'!$K$5*(-7)-'BdD PAC split'!$I$5*7)/(-14))","v":0},{"$f":"IF(BC$41<-15,0,('BdD PAC split'!$I$5-'BdD PAC split'!$K$5)/14*BC$41+('BdD PAC split'!$K$5*(-7)-'BdD PAC split'!$I$5*7)/(-14))","v":0},{"$f":"IF(BD$41<-15,0,('BdD PAC split'!$I$5-'BdD PAC split'!$K$5)/14*BD$41+('BdD PAC split'!$K$5*(-7)-'BdD PAC split'!$I$5*7)/(-14))","v":0},{"$f":"IF(BE$41<-15,0,('BdD PAC split'!$I$5-'BdD PAC split'!$K$5)/14*BE$41+('BdD PAC split'!$K$5*(-7)-'BdD PAC split'!$I$5*7)/(-14))","v":0},{"$f":"IF(BF$41<-15,0,('BdD PAC split'!$I$5-'BdD PAC split'!$K$5)/14*BF$41+('BdD PAC split'!$K$5*(-7)-'BdD PAC split'!$I$5*7)/(-14))","v":0},{"$f":"IF(BG$41<-15,0,('BdD PAC split'!$I$5-'BdD PAC split'!$K$5)/14*BG$41+('BdD PAC split'!$K$5*(-7)-'BdD PAC split'!$I$5*7)/(-14))","v":0},{"$f":"IF(BH$41<-15,0,('BdD PAC split'!$I$5-'BdD PAC split'!$K$5)/14*BH$41+('BdD PAC split'!$K$5*(-7)-'BdD PAC split'!$I$5*7)/(-14))","v":5.39},{"$f":"IF(BI$41<-15,0,('BdD PAC split'!$I$5-'BdD PAC split'!$K$5)/14*BI$41+('BdD PAC split'!$K$5*(-7)-'BdD PAC split'!$I$5*7)/(-14))","v":5.39},{"$f":"IF(BJ$41<-15,0,('BdD PAC split'!$I$5-'BdD PAC split'!$K$5)/14*BJ$41+('BdD PAC split'!$K$5*(-7)-'BdD PAC split'!$I$5*7)/(-14))","v":5.39},{"$f":"IF(BK$41<-15,0,('BdD PAC split'!$I$5-'BdD PAC split'!$K$5)/14*BK$41+('BdD PAC split'!$K$5*(-7)-'BdD PAC split'!$I$5*7)/(-14))","v":5.39},{"$f":"IF(BL$41<-15,0,('BdD PAC split'!$I$5-'BdD PAC split'!$K$5)/14*BL$41+('BdD PAC split'!$K$5*(-7)-'BdD PAC split'!$I$5*7)/(-14))","v":5.39},{"$f":"IF(BM$41<-15,0,('BdD PAC split'!$I$5-'BdD PAC split'!$K$5)/14*BM$41+('BdD PAC split'!$K$5*(-7)-'BdD PAC split'!$I$5*7)/(-14))","v":5.39},{"$f":"IF(BN$41<-15,0,('BdD PAC split'!$I$5-'BdD PAC split'!$K$5)/14*BN$41+('BdD PAC split'!$K$5*(-7)-'BdD PAC split'!$I$5*7)/(-14))","v":5.39},{"$f":"IF(BO$41<-15,0,('BdD PAC split'!$I$5-'BdD PAC split'!$K$5)/14*BO$41+('BdD PAC split'!$K$5*(-7)-'BdD PAC split'!$I$5*7)/(-14))","v":5.39},{"$f":"IF(BP$41<-15,0,('BdD PAC split'!$I$5-'BdD PAC split'!$K$5)/14*BP$41+('BdD PAC split'!$K$5*(-7)-'BdD PAC split'!$I$5*7)/(-14))","v":5.39},{"$f":"IF(BQ$41<-15,0,('BdD PAC split'!$I$5-'BdD PAC split'!$K$5)/14*BQ$41+('BdD PAC split'!$K$5*(-7)-'BdD PAC split'!$I$5*7)/(-14))","v":5.39},{"$f":"IF(BR$41<-15,0,('BdD PAC split'!$I$5-'BdD PAC split'!$K$5)/14*BR$41+('BdD PAC split'!$K$5*(-7)-'BdD PAC split'!$I$5*7)/(-14))","v":5.39},{"$f":"IF(BS$41<-15,0,('BdD PAC split'!$I$5-'BdD PAC split'!$K$5)/14*BS$41+('BdD PAC split'!$K$5*(-7)-'BdD PAC split'!$I$5*7)/(-14))","v":5.39},{"$f":"IF(BT$41<-15,0,('BdD PAC split'!$I$5-'BdD PAC split'!$K$5)/14*BT$41+('BdD PAC split'!$K$5*(-7)-'BdD PAC split'!$I$5*7)/(-14))","v":5.39},{"$f":"IF(BU$41<-15,0,('BdD PAC split'!$I$5-'BdD PAC split'!$K$5)/14*BU$41+('BdD PAC split'!$K$5*(-7)-'BdD PAC split'!$I$5*7)/(-14))","v":5.39},{"$f":"IF(BV$41<-15,0,('BdD PAC split'!$I$5-'BdD PAC split'!$K$5)/14*BV$41+('BdD PAC split'!$K$5*(-7)-'BdD PAC split'!$I$5*7)/(-14))","v":5.39},{"$f":"IF(BW$41<-15,0,('BdD PAC split'!$I$5-'BdD PAC split'!$K$5)/14*BW$41+('BdD PAC split'!$K$5*(-7)-'BdD PAC split'!$I$5*7)/(-14))","v":5.39},{"$f":"IF(BX$41<-15,0,('BdD PAC split'!$I$5-'BdD PAC split'!$K$5)/14*BX$41+('BdD PAC split'!$K$5*(-7)-'BdD PAC split'!$I$5*7)/(-14))","v":5.39},{"$f":"IF(BY$41<-15,0,('BdD PAC split'!$I$5-'BdD PAC split'!$K$5)/14*BY$41+('BdD PAC split'!$K$5*(-7)-'BdD PAC split'!$I$5*7)/(-14))","v":5.39},{"$f":"IF(BZ$41<-15,0,('BdD PAC split'!$I$5-'BdD PAC split'!$K$5)/14*BZ$41+('BdD PAC split'!$K$5*(-7)-'BdD PAC split'!$I$5*7)/(-14))","v":5.39},{"$f":"IF(CA$41<-15,0,('BdD PAC split'!$I$5-'BdD PAC split'!$K$5)/14*CA$41+('BdD PAC split'!$K$5*(-7)-'BdD PAC split'!$I$5*7)/(-14))","v":5.39},{"$f":"IF(CB$41<-15,0,('BdD PAC split'!$I$5-'BdD PAC split'!$K$5)/14*CB$41+('BdD PAC split'!$K$5*(-7)-'BdD PAC split'!$I$5*7)/(-14))","v":5.39},{"$f":"IF(CC$41<-15,0,('BdD PAC split'!$I$5-'BdD PAC split'!$K$5)/14*CC$41+('BdD PAC split'!$K$5*(-7)-'BdD PAC split'!$I$5*7)/(-14))","v":5.39},{"$f":"IF(CD$41<-15,0,('BdD PAC split'!$I$5-'BdD PAC split'!$K$5)/14*CD$41+('BdD PAC split'!$K$5*(-7)-'BdD PAC split'!$I$5*7)/(-14))","v":5.39},{"$f":"IF(CE$41<-15,0,('BdD PAC split'!$I$5-'BdD PAC split'!$K$5)/14*CE$41+('BdD PAC split'!$K$5*(-7)-'BdD PAC split'!$I$5*7)/(-14))","v":5.39},{"$f":"IF(CF$41<-15,0,('BdD PAC split'!$I$5-'BdD PAC split'!$K$5)/14*CF$41+('BdD PAC split'!$K$5*(-7)-'BdD PAC split'!$I$5*7)/(-14))","v":5.39},{"$f":"IF(CG$41<-15,0,('BdD PAC split'!$I$5-'BdD PAC split'!$K$5)/14*CG$41+('BdD PAC split'!$K$5*(-7)-'BdD PAC split'!$I$5*7)/(-14))","v":5.39},{"$f":"IF(CH$41<-15,0,('BdD PAC split'!$I$5-'BdD PAC split'!$K$5)/14*CH$41+('BdD PAC split'!$K$5*(-7)-'BdD PAC split'!$I$5*7)/(-14))","v":5.39},{"$f":"IF(CI$41<-15,0,('BdD PAC split'!$I$5-'BdD PAC split'!$K$5)/14*CI$41+('BdD PAC split'!$K$5*(-7)-'BdD PAC split'!$I$5*7)/(-14))","v":5.39},{"$f":"IF(CJ$41<-15,0,('BdD PAC split'!$I$5-'BdD PAC split'!$K$5)/14*CJ$41+('BdD PAC split'!$K$5*(-7)-'BdD PAC split'!$I$5*7)/(-14))","v":5.39},{"$f":"IF(CK$41<-15,0,('BdD PAC split'!$I$5-'BdD PAC split'!$K$5)/14*CK$41+('BdD PAC split'!$K$5*(-7)-'BdD PAC split'!$I$5*7)/(-14))","v":5.39},{"$f":"IF(CL$41<-15,0,('BdD PAC split'!$I$5-'BdD PAC split'!$K$5)/14*CL$41+('BdD PAC split'!$K$5*(-7)-'BdD PAC split'!$I$5*7)/(-14))","v":5.39},{"$f":"IF(CM$41<-15,0,('BdD PAC split'!$I$5-'BdD PAC split'!$K$5)/14*CM$41+('BdD PAC split'!$K$5*(-7)-'BdD PAC split'!$I$5*7)/(-14))","v":5.39},{"$f":"IF(CN$41<-15,0,('BdD PAC split'!$I$5-'BdD PAC split'!$K$5)/14*CN$41+('BdD PAC split'!$K$5*(-7)-'BdD PAC split'!$I$5*7)/(-14))","v":5.39},{"$f":"IF(CO$41<-15,0,('BdD PAC split'!$I$5-'BdD PAC split'!$K$5)/14*CO$41+('BdD PAC split'!$K$5*(-7)-'BdD PAC split'!$I$5*7)/(-14))","v":5.39},{"$f":"IF(CP$41<-15,0,('BdD PAC split'!$I$5-'BdD PAC split'!$K$5)/14*CP$41+('BdD PAC split'!$K$5*(-7)-'BdD PAC split'!$I$5*7)/(-14))","v":5.39},{"$f":"IF(CQ$41<-15,0,('BdD PAC split'!$I$5-'BdD PAC split'!$K$5)/14*CQ$41+('BdD PAC split'!$K$5*(-7)-'BdD PAC split'!$I$5*7)/(-14))","v":5.39},{"$f":"IF(CR$41<-15,0,('BdD PAC split'!$I$5-'BdD PAC split'!$K$5)/14*CR$41+('BdD PAC split'!$K$5*(-7)-'BdD PAC split'!$I$5*7)/(-14))","v":5.39},{"$f":"IF(CS$41<-15,0,('BdD PAC split'!$I$5-'BdD PAC split'!$K$5)/14*CS$41+('BdD PAC split'!$K$5*(-7)-'BdD PAC split'!$I$5*7)/(-14))","v":5.39},{"$f":"IF(CT$41<-15,0,('BdD PAC split'!$I$5-'BdD PAC split'!$K$5)/14*CT$41+('BdD PAC split'!$K$5*(-7)-'BdD PAC split'!$I$5*7)/(-14))","v":5.39},{"$f":"IF(CU$41<-15,0,('BdD PAC split'!$I$5-'BdD PAC split'!$K$5)/14*CU$41+('BdD PAC split'!$K$5*(-7)-'BdD PAC split'!$I$5*7)/(-14))","v":5.39},{"$f":"IF(CV$41<-15,0,('BdD PAC split'!$I$5-'BdD PAC split'!$K$5)/14*CV$41+('BdD PAC split'!$K$5*(-7)-'BdD PAC split'!$I$5*7)/(-14))","v":5.39},{"$f":"IF(CW$41<-15,0,('BdD PAC split'!$I$5-'BdD PAC split'!$K$5)/14*CW$41+('BdD PAC split'!$K$5*(-7)-'BdD PAC split'!$I$5*7)/(-14))","v":5.39},{"$f":"IF(CX$41<-15,0,('BdD PAC split'!$I$5-'BdD PAC split'!$K$5)/14*CX$41+('BdD PAC split'!$K$5*(-7)-'BdD PAC split'!$I$5*7)/(-14))","v":5.39},{"$f":"IF(CY$41<-15,0,('BdD PAC split'!$I$5-'BdD PAC split'!$K$5)/14*CY$41+('BdD PAC split'!$K$5*(-7)-'BdD PAC split'!$I$5*7)/(-14))","v":5.39},{"$f":"IF(CZ$41<-15,0,('BdD PAC split'!$I$5-'BdD PAC split'!$K$5)/14*CZ$41+('BdD PAC split'!$K$5*(-7)-'BdD PAC split'!$I$5*7)/(-14))","v":5.39},{"$f":"IF(DA$41<-15,0,('BdD PAC split'!$I$5-'BdD PAC split'!$K$5)/14*DA$41+('BdD PAC split'!$K$5*(-7)-'BdD PAC split'!$I$5*7)/(-14))","v":5.39}]
[null,null,-15,3.2,2.31,3,1.89,2.9,1.69,2.8,1.48,"-","-","-","-","-","-",null,"27 TR",{"$f":"IF(VLOOKUP($Y$67,$C$321:$Q$361,VLOOKUP($Y$66,$X$40:$Y$46,2,FALSE),FALSE)=\"-\",0,VLOOKUP($Y$67,$C$321:$Q$361,VLOOKUP($Y$66,$X$40:$Y$46,2,FALSE),FALSE))","v":14.5},"kW",null,null,50,10,null,null,-16,7,{"$f":"IF(Résultats!$K$28>60,60,IF(AND(Résultats!$K$28=0,AB44>0),AB44,Résultats!$K$28))","v":35},35,0,30,0,25,0,20,0,"-",{"$f":"IFERROR(IF(AND($Y$48=1,num_tab=2),HLOOKUP(AM44,'BdD PAC monobloc'!$C$20:$P$62,AC44,FALSE),IF(AND($Y$48=1,num_tab=3),HLOOKUP(AM44,'BdD PAC monobloc'!$C$67:$P$109,FALSE),IF(AND($Y$48=1,num_tab=4),HLOOKUP(AM44,'BdD PAC monobloc'!$C$114:$P$156,FALSE),IF(num_tab=1,HLOOKUP(AM44,$D$37:$Q$79,AC44,FALSE),IF(num_tab=2,HLOOKUP(AM44,$D$84:$Q$126,AC44,FALSE),IF(num_tab=3,HLOOKUP(AM44,$D$131:$Q$173,AC44,FALSE),IF(num_tab=4,HLOOKUP(AM44,$D$178:$Q$220,AC44,FALSE),IF(num_tab=5,HLOOKUP(AM44,$D$225:$Q$267,AC44,FALSE),IF(num_tab=6,HLOOKUP(AM44,$D$272:$Q$314,AC44,FALSE),IF(num_tab=7,HLOOKUP(AM44,$D$319:$Q$361,AC44,FALSE))))))))))),\"-\")","v":"-"},{"$f":"IFERROR(IF(AND(Dimensionnement!$F$62=ChoixPAC!$G$6,ChoixPAC!$E$39=ChoixPAC!$G$12),AN44*2,AN44),\"-\")","v":"-"},{"$f":"IFERROR(IF(AND($Y$48=1,num_tab=2),HLOOKUP(AM44+1,'BdD PAC monobloc'!$C$20:$P$62,AC44,FALSE),IF(AND($Y$48=1,num_tab=3),HLOOKUP(AM44+1,'BdD PAC monobloc'!$C$67:$P$109,FALSE),IF(AND($Y$48=1,num_tab=4),HLOOKUP(AM44+1,'BdD PAC monobloc'!$C$114:$P$156,FALSE),IF(num_tab=1,HLOOKUP(AM44+1,$D$37:$Q$79,AC44,FALSE),IF(num_tab=2,HLOOKUP(AM44+1,$D$84:$Q$126,AC44,FALSE),IF(num_tab=3,HLOOKUP(AM44+1,$D$131:$Q$173,AC44,FALSE),IF(num_tab=4,HLOOKUP(AM44+1,$D$178:$Q$220,AC44,FALSE),IF(num_tab=5,HLOOKUP(AM44+1,$D$225:$Q$267,AC44,FALSE),IF(num_tab=6,HLOOKUP(AM44+1,$D$272:$Q$314,AC44,FALSE),IF(num_tab=7,HLOOKUP(AM44+1,$D$319:$Q$361,AC44,FALSE))))))))))),\"-\")","v":"-"},null,null,null,null,null,null,"Puiss PAC à T°ext/Tdep",{"$f":"AX42+(Résultats!B$28-35)*('BdD PAC split'!AX43-'BdD PAC split'!AX42)/15","v":0},{"$f":"AY42+(Résultats!C$28-35)*('BdD PAC split'!AY43-'BdD PAC split'!AY42)/15","v":0},{"$f":"AZ42+(Résultats!D$28-35)*('BdD PAC split'!AZ43-'BdD PAC split'!AZ42)/15","v":0},{"$f":"BA42+(Résultats!E$28-35)*('BdD PAC split'!BA43-'BdD PAC split'!BA42)/15","v":0},{"$f":"BB42+(Résultats!F$28-35)*('BdD PAC split'!BB43-'BdD PAC split'!BB42)/15","v":0},{"$f":"BC42+(Résultats!G$28-35)*('BdD PAC split'!BC43-'BdD PAC split'!BC42)/15","v":0},{"$f":"BD42+(Résultats!H$28-35)*('BdD PAC split'!BD43-'BdD PAC split'!BD42)/15","v":0},{"$f":"BE42+(Résultats!I$28-35)*('BdD PAC split'!BE43-'BdD PAC split'!BE42)/15","v":0},{"$f":"BF42+(Résultats!J$28-35)*('BdD PAC split'!BF43-'BdD PAC split'!BF42)/15","v":0},{"$f":"BG42+(Résultats!K$28-35)*('BdD PAC split'!BG43-'BdD PAC split'!BG42)/15","v":0},{"$f":"BH42+(Résultats!L$28-35)*('BdD PAC split'!BH43-'BdD PAC split'!BH42)/15","v":5.7},{"$f":"BI42+(Résultats!M$28-35)*('BdD PAC split'!BI43-'BdD PAC split'!BI42)/15","v":5.7},{"$f":"BJ42+(Résultats!N$28-35)*('BdD PAC split'!BJ43-'BdD PAC split'!BJ42)/15","v":5.7},{"$f":"BK42+(Résultats!O$28-35)*('BdD PAC split'!BK43-'BdD PAC split'!BK42)/15","v":5.7},{"$f":"BL42+(Résultats!P$28-35)*('BdD PAC split'!BL43-'BdD PAC split'!BL42)/15","v":5.7},{"$f":"BM42+(Résultats!Q$28-35)*('BdD PAC split'!BM43-'BdD PAC split'!BM42)/15","v":5.7},{"$f":"BN42+(Résultats!R$28-35)*('BdD PAC split'!BN43-'BdD PAC split'!BN42)/15","v":5.711402298850575},{"$f":"BO42+(Résultats!S$28-35)*('BdD PAC split'!BO43-'BdD PAC split'!BO42)/15","v":5.7228045977011499},{"$f":"BP42+(Résultats!T$28-35)*('BdD PAC split'!BP43-'BdD PAC split'!BP42)/15","v":5.7342068965517239},{"$f":"BQ42+(Résultats!U$28-35)*('BdD PAC split'!BQ43-'BdD PAC split'!BQ42)/15","v":5.7456091954022988},{"$f":"BR42+(Résultats!V$28-35)*('BdD PAC split'!BR43-'BdD PAC split'!BR42)/15","v":5.7570114942528736},{"$f":"BS42+(Résultats!W$28-35)*('BdD PAC split'!BS43-'BdD PAC split'!BS42)/15","v":5.7684137931034485},{"$f":"BT42+(Résultats!X$28-35)*('BdD PAC split'!BT43-'BdD PAC split'!BT42)/15","v":5.7798160919540233},{"$f":"BU42+(Résultats!Y$28-35)*('BdD PAC split'!BU43-'BdD PAC split'!BU42)/15","v":5.7912183908045982},{"$f":"BV42+(Résultats!Z$28-35)*('BdD PAC split'!BV43-'BdD PAC split'!BV42)/15","v":5.8026206896551722},{"$f":"BW42+(Résultats!AA$28-35)*('BdD PAC split'!BW43-'BdD PAC split'!BW42)/15","v":5.8140229885057471},{"$f":"BX42+(Résultats!AB$28-35)*('BdD PAC split'!BX43-'BdD PAC split'!BX42)/15","v":5.8254252873563219},{"$f":"BY42+(Résultats!AC$28-35)*('BdD PAC split'!BY43-'BdD PAC split'!BY42)/15","v":5.8368275862068968},{"$f":"BZ42+(Résultats!AD$28-35)*('BdD PAC split'!BZ43-'BdD PAC split'!BZ42)/15","v":5.8482298850574717},{"$f":"CA42+(Résultats!AE$28-35)*('BdD PAC split'!CA43-'BdD PAC split'!CA42)/15","v":5.8596321839080465},{"$f":"CB42+(Résultats!AF$28-35)*('BdD PAC split'!CB43-'BdD PAC split'!CB42)/15","v":5.8710344827586214},{"$f":"CC42+(Résultats!AG$28-35)*('BdD PAC split'!CC43-'BdD PAC split'!CC42)/15","v":5.8824367816091963},{"$f":"CD42+(Résultats!AH$28-35)*('BdD PAC split'!CD43-'BdD PAC split'!CD42)/15","v":5.8938390804597702},{"$f":"CE42+(Résultats!AI$28-35)*('BdD PAC split'!CE43-'BdD PAC split'!CE42)/15","v":5.9052413793103451},{"$f":"CF42+(Résultats!AJ$28-35)*('BdD PAC split'!CF43-'BdD PAC split'!CF42)/15","v":5.91664367816092},{"$f":"CG42+(Résultats!AK$28-35)*('BdD PAC split'!CG43-'BdD PAC split'!CG42)/15","v":5.9280459770114948},{"$f":"CH42+(Résultats!AL$28-35)*('BdD PAC split'!CH43-'BdD PAC split'!CH42)/15","v":5.9394482758620697},{"$f":"CI42+(Résultats!AM$28-35)*('BdD PAC split'!CI43-'BdD PAC split'!CI42)/15","v":5.9508505747126446},{"$f":"CJ42+(Résultats!AN$28-35)*('BdD PAC split'!CJ43-'BdD PAC split'!CJ42)/15","v":5.9622528735632194},{"$f":"CK42+(Résultats!AO$28-35)*('BdD PAC split'!CK43-'BdD PAC split'!CK42)/15","v":5.9736551724137943},{"$f":"CL42+(Résultats!AP$28-35)*('BdD PAC split'!CL43-'BdD PAC split'!CL42)/15","v":5.9850574712643683},{"$f":"CM42+(Résultats!AQ$28-35)*('BdD PAC split'!CM43-'BdD PAC split'!CM42)/15","v":5.9964597701149431},{"$f":"CN42+(Résultats!AR$28-35)*('BdD PAC split'!CN43-'BdD PAC split'!CN42)/15","v":6.007862068965518},{"$f":"CO42+(Résultats!AS$28-35)*('BdD PAC split'!CO43-'BdD PAC split'!CO42)/15","v":6.0192643678160929},{"$f":"CP42+(Résultats!AT$28-35)*('BdD PAC split'!CP43-'BdD PAC split'!CP42)/15","v":6.0306666666666677},{"$f":"CQ42+(Résultats!AU$28-35)*('BdD PAC split'!CQ43-'BdD PAC split'!CQ42)/15","v":6.4233333333333347},{"$f":"CR42+(Résultats!AV$28-35)*('BdD PAC split'!CR43-'BdD PAC split'!CR42)/15","v":6.4233333333333347},{"$f":"CS42+(Résultats!AW$28-35)*('BdD PAC split'!CS43-'BdD PAC split'!CS42)/15","v":6.4233333333333347},{"$f":"CT42+(Résultats!AX$28-35)*('BdD PAC split'!CT43-'BdD PAC split'!CT42)/15","v":6.4233333333333347},{"$f":"CU42+(Résultats!AY$28-35)*('BdD PAC split'!CU43-'BdD PAC split'!CU42)/15","v":6.4233333333333347},{"$f":"CV42+(Résultats!AZ$28-35)*('BdD PAC split'!CV43-'BdD PAC split'!CV42)/15","v":6.4233333333333347},{"$f":"CW42+(Résultats!BA$28-35)*('BdD PAC split'!CW43-'BdD PAC split'!CW42)/15","v":6.4233333333333347},{"$f":"CX42+(Résultats!BB$28-35)*('BdD PAC split'!CX43-'BdD PAC split'!CX42)/15","v":6.4233333333333347},{"$f":"CY42+(Résultats!BC$28-35)*('BdD PAC split'!CY43-'BdD PAC split'!CY42)/15","v":6.4233333333333347},{"$f":"CZ42+(Résultats!BD$28-35)*('BdD PAC split'!CZ43-'BdD PAC split'!CZ42)/15","v":6.4233333333333347},{"$f":"DA42+(Résultats!BE$28-35)*('BdD PAC split'!DA43-'BdD PAC split'!DA42)/15","v":6.4233333333333347}]
[null,null,-14,3.28,2.44,3.1,1.99,3.02,1.78,2.92,1.56,"-","-","-","-","-","-",null,null,null,null,null,null,55,12,null,null,-15,8,{"$f":"IF(Résultats!$L$28>60,60,IF(AND(Résultats!$L$28=0,AB45>0),AB45,Résultats!$L$28))","v":35},35,1,"-",0,"-",0,"-",0,35,{"$f":"IFERROR(IF(AND($Y$48=1,num_tab=2),HLOOKUP(AM45,'BdD PAC monobloc'!$C$20:$P$62,AC45,FALSE),IF(AND($Y$48=1,num_tab=3),HLOOKUP(AM45,'BdD PAC monobloc'!$C$67:$P$109,FALSE),IF(AND($Y$48=1,num_tab=4),HLOOKUP(AM45,'BdD PAC monobloc'!$C$114:$P$156,FALSE),IF(num_tab=1,HLOOKUP(AM45,$D$37:$Q$79,AC45,FALSE),IF(num_tab=2,HLOOKUP(AM45,$D$84:$Q$126,AC45,FALSE),IF(num_tab=3,HLOOKUP(AM45,$D$131:$Q$173,AC45,FALSE),IF(num_tab=4,HLOOKUP(AM45,$D$178:$Q$220,AC45,FALSE),IF(num_tab=5,HLOOKUP(AM45,$D$225:$Q$267,AC45,FALSE),IF(num_tab=6,HLOOKUP(AM45,$D$272:$Q$314,AC45,FALSE),IF(num_tab=7,HLOOKUP(AM45,$D$319:$Q$361,AC45,FALSE))))))))))),\"-\")","v":6.3},{"$f":"IFERROR(IF(AND(Dimensionnement!$F$62=ChoixPAC!$G$6,ChoixPAC!$E$39=ChoixPAC!$G$12),AN45*2,AN45),\"-\")","v":6.3},{"$f":"IFERROR(IF(AND($Y$48=1,num_tab=2),HLOOKUP(AM45+1,'BdD PAC monobloc'!$C$20:$P$62,AC45,FALSE),IF(AND($Y$48=1,num_tab=3),HLOOKUP(AM45+1,'BdD PAC monobloc'!$C$67:$P$109,FALSE),IF(AND($Y$48=1,num_tab=4),HLOOKUP(AM45+1,'BdD PAC monobloc'!$C$114:$P$156,FALSE),IF(num_tab=1,HLOOKUP(AM45+1,$D$37:$Q$79,AC45,FALSE),IF(num_tab=2,HLOOKUP(AM45+1,$D$84:$Q$126,AC45,FALSE),IF(num_tab=3,HLOOKUP(AM45+1,$D$131:$Q$173,AC45,FALSE),IF(num_tab=4,HLOOKUP(AM45+1,$D$178:$Q$220,AC45,FALSE),IF(num_tab=5,HLOOKUP(AM45+1,$D$225:$Q$267,AC45,FALSE),IF(num_tab=6,HLOOKUP(AM45+1,$D$272:$Q$314,AC45,FALSE),IF(num_tab=7,HLOOKUP(AM45+1,$D$319:$Q$361,AC45,FALSE))))))))))),\"-\")","v":2.2999999999999998},{"$f":"IFERROR(AO45/AP45,\"\")","v":2.7391304347826089},null,null,null,null,null,"COP PAC à T°ext/35",{"$f":"IF(AX$41<-15,0,('BdD PAC split'!$D$5-'BdD PAC split'!$F$5)/14*AX$41+('BdD PAC split'!$F$5*(-7)-'BdD PAC split'!$D$5*7)/(-14))","v":0},{"$f":"IF(AY$41<-15,0,('BdD PAC split'!$D$5-'BdD PAC split'!$F$5)/14*AY$41+('BdD PAC split'!$F$5*(-7)-'BdD PAC split'!$D$5*7)/(-14))","v":0},{"$f":"IF(AZ$41<-15,0,('BdD PAC split'!$D$5-'BdD PAC split'!$F$5)/14*AZ$41+('BdD PAC split'!$F$5*(-7)-'BdD PAC split'!$D$5*7)/(-14))","v":0},{"$f":"IF(BA$41<-15,0,('BdD PAC split'!$D$5-'BdD PAC split'!$F$5)/14*BA$41+('BdD PAC split'!$F$5*(-7)-'BdD PAC split'!$D$5*7)/(-14))","v":0},{"$f":"IF(BB$41<-15,0,('BdD PAC split'!$D$5-'BdD PAC split'!$F$5)/14*BB$41+('BdD PAC split'!$F$5*(-7)-'BdD PAC split'!$D$5*7)/(-14))","v":0},{"$f":"IF(BC$41<-15,0,('BdD PAC split'!$D$5-'BdD PAC split'!$F$5)/14*BC$41+('BdD PAC split'!$F$5*(-7)-'BdD PAC split'!$D$5*7)/(-14))","v":0},{"$f":"IF(BD$41<-15,0,('BdD PAC split'!$D$5-'BdD PAC split'!$F$5)/14*BD$41+('BdD PAC split'!$F$5*(-7)-'BdD PAC split'!$D$5*7)/(-14))","v":0},{"$f":"IF(BE$41<-15,0,('BdD PAC split'!$D$5-'BdD PAC split'!$F$5)/14*BE$41+('BdD PAC split'!$F$5*(-7)-'BdD PAC split'!$D$5*7)/(-14))","v":0},{"$f":"IF(BF$41<-15,0,('BdD PAC split'!$D$5-'BdD PAC split'!$F$5)/14*BF$41+('BdD PAC split'!$F$5*(-7)-'BdD PAC split'!$D$5*7)/(-14))","v":0},{"$f":"IF(BG$41<-15,0,('BdD PAC split'!$D$5-'BdD PAC split'!$F$5)/14*BG$41+('BdD PAC split'!$F$5*(-7)-'BdD PAC split'!$D$5*7)/(-14))","v":0},{"$f":"IF(BH$41<-15,0,('BdD PAC split'!$D$5-'BdD PAC split'!$F$5)/14*BH$41+('BdD PAC split'!$F$5*(-7)-'BdD PAC split'!$D$5*7)/(-14))","v":4.38},{"$f":"IF(BI$41<-15,0,('BdD PAC split'!$D$5-'BdD PAC split'!$F$5)/14*BI$41+('BdD PAC split'!$F$5*(-7)-'BdD PAC split'!$D$5*7)/(-14))","v":4.38},{"$f":"IF(BJ$41<-15,0,('BdD PAC split'!$D$5-'BdD PAC split'!$F$5)/14*BJ$41+('BdD PAC split'!$F$5*(-7)-'BdD PAC split'!$D$5*7)/(-14))","v":4.38},{"$f":"IF(BK$41<-15,0,('BdD PAC split'!$D$5-'BdD PAC split'!$F$5)/14*BK$41+('BdD PAC split'!$F$5*(-7)-'BdD PAC split'!$D$5*7)/(-14))","v":4.38},{"$f":"IF(BL$41<-15,0,('BdD PAC split'!$D$5-'BdD PAC split'!$F$5)/14*BL$41+('BdD PAC split'!$F$5*(-7)-'BdD PAC split'!$D$5*7)/(-14))","v":4.38},{"$f":"IF(BM$41<-15,0,('BdD PAC split'!$D$5-'BdD PAC split'!$F$5)/14*BM$41+('BdD PAC split'!$F$5*(-7)-'BdD PAC split'!$D$5*7)/(-14))","v":4.38},{"$f":"IF(BN$41<-15,0,('BdD PAC split'!$D$5-'BdD PAC split'!$F$5)/14*BN$41+('BdD PAC split'!$F$5*(-7)-'BdD PAC split'!$D$5*7)/(-14))","v":4.38},{"$f":"IF(BO$41<-15,0,('BdD PAC split'!$D$5-'BdD PAC split'!$F$5)/14*BO$41+('BdD PAC split'!$F$5*(-7)-'BdD PAC split'!$D$5*7)/(-14))","v":4.38},{"$f":"IF(BP$41<-15,0,('BdD PAC split'!$D$5-'BdD PAC split'!$F$5)/14*BP$41+('BdD PAC split'!$F$5*(-7)-'BdD PAC split'!$D$5*7)/(-14))","v":4.38},{"$f":"IF(BQ$41<-15,0,('BdD PAC split'!$D$5-'BdD PAC split'!$F$5)/14*BQ$41+('BdD PAC split'!$F$5*(-7)-'BdD PAC split'!$D$5*7)/(-14))","v":4.38},{"$f":"IF(BR$41<-15,0,('BdD PAC split'!$D$5-'BdD PAC split'!$F$5)/14*BR$41+('BdD PAC split'!$F$5*(-7)-'BdD PAC split'!$D$5*7)/(-14))","v":4.38},{"$f":"IF(BS$41<-15,0,('BdD PAC split'!$D$5-'BdD PAC split'!$F$5)/14*BS$41+('BdD PAC split'!$F$5*(-7)-'BdD PAC split'!$D$5*7)/(-14))","v":4.38},{"$f":"IF(BT$41<-15,0,('BdD PAC split'!$D$5-'BdD PAC split'!$F$5)/14*BT$41+('BdD PAC split'!$F$5*(-7)-'BdD PAC split'!$D$5*7)/(-14))","v":4.38},{"$f":"IF(BU$41<-15,0,('BdD PAC split'!$D$5-'BdD PAC split'!$F$5)/14*BU$41+('BdD PAC split'!$F$5*(-7)-'BdD PAC split'!$D$5*7)/(-14))","v":4.38},{"$f":"IF(BV$41<-15,0,('BdD PAC split'!$D$5-'BdD PAC split'!$F$5)/14*BV$41+('BdD PAC split'!$F$5*(-7)-'BdD PAC split'!$D$5*7)/(-14))","v":4.38},{"$f":"IF(BW$41<-15,0,('BdD PAC split'!$D$5-'BdD PAC split'!$F$5)/14*BW$41+('BdD PAC split'!$F$5*(-7)-'BdD PAC split'!$D$5*7)/(-14))","v":4.38},{"$f":"IF(BX$41<-15,0,('BdD PAC split'!$D$5-'BdD PAC split'!$F$5)/14*BX$41+('BdD PAC split'!$F$5*(-7)-'BdD PAC split'!$D$5*7)/(-14))","v":4.38},{"$f":"IF(BY$41<-15,0,('BdD PAC split'!$D$5-'BdD PAC split'!$F$5)/14*BY$41+('BdD PAC split'!$F$5*(-7)-'BdD PAC split'!$D$5*7)/(-14))","v":4.38},{"$f":"IF(BZ$41<-15,0,('BdD PAC split'!$D$5-'BdD PAC split'!$F$5)/14*BZ$41+('BdD PAC split'!$F$5*(-7)-'BdD PAC split'!$D$5*7)/(-14))","v":4.38},{"$f":"IF(CA$41<-15,0,('BdD PAC split'!$D$5-'BdD PAC split'!$F$5)/14*CA$41+('BdD PAC split'!$F$5*(-7)-'BdD PAC split'!$D$5*7)/(-14))","v":4.38},{"$f":"IF(CB$41<-15,0,('BdD PAC split'!$D$5-'BdD PAC split'!$F$5)/14*CB$41+('BdD PAC split'!$F$5*(-7)-'BdD PAC split'!$D$5*7)/(-14))","v":4.38},{"$f":"IF(CC$41<-15,0,('BdD PAC split'!$D$5-'BdD PAC split'!$F$5)/14*CC$41+('BdD PAC split'!$F$5*(-7)-'BdD PAC split'!$D$5*7)/(-14))","v":4.38},{"$f":"IF(CD$41<-15,0,('BdD PAC split'!$D$5-'BdD PAC split'!$F$5)/14*CD$41+('BdD PAC split'!$F$5*(-7)-'BdD PAC split'!$D$5*7)/(-14))","v":4.38},{"$f":"IF(CE$41<-15,0,('BdD PAC split'!$D$5-'BdD PAC split'!$F$5)/14*CE$41+('BdD PAC split'!$F$5*(-7)-'BdD PAC split'!$D$5*7)/(-14))","v":4.38},{"$f":"IF(CF$41<-15,0,('BdD PAC split'!$D$5-'BdD PAC split'!$F$5)/14*CF$41+('BdD PAC split'!$F$5*(-7)-'BdD PAC split'!$D$5*7)/(-14))","v":4.38},{"$f":"IF(CG$41<-15,0,('BdD PAC split'!$D$5-'BdD PAC split'!$F$5)/14*CG$41+('BdD PAC split'!$F$5*(-7)-'BdD PAC split'!$D$5*7)/(-14))","v":4.38},{"$f":"IF(CH$41<-15,0,('BdD PAC split'!$D$5-'BdD PAC split'!$F$5)/14*CH$41+('BdD PAC split'!$F$5*(-7)-'BdD PAC split'!$D$5*7)/(-14))","v":4.38},{"$f":"IF(CI$41<-15,0,('BdD PAC split'!$D$5-'BdD PAC split'!$F$5)/14*CI$41+('BdD PAC split'!$F$5*(-7)-'BdD PAC split'!$D$5*7)/(-14))","v":4.38},{"$f":"IF(CJ$41<-15,0,('BdD PAC split'!$D$5-'BdD PAC split'!$F$5)/14*CJ$41+('BdD PAC split'!$F$5*(-7)-'BdD PAC split'!$D$5*7)/(-14))","v":4.38},{"$f":"IF(CK$41<-15,0,('BdD PAC split'!$D$5-'BdD PAC split'!$F$5)/14*CK$41+('BdD PAC split'!$F$5*(-7)-'BdD PAC split'!$D$5*7)/(-14))","v":4.38},{"$f":"IF(CL$41<-15,0,('BdD PAC split'!$D$5-'BdD PAC split'!$F$5)/14*CL$41+('BdD PAC split'!$F$5*(-7)-'BdD PAC split'!$D$5*7)/(-14))","v":4.38},{"$f":"IF(CM$41<-15,0,('BdD PAC split'!$D$5-'BdD PAC split'!$F$5)/14*CM$41+('BdD PAC split'!$F$5*(-7)-'BdD PAC split'!$D$5*7)/(-14))","v":4.38},{"$f":"IF(CN$41<-15,0,('BdD PAC split'!$D$5-'BdD PAC split'!$F$5)/14*CN$41+('BdD PAC split'!$F$5*(-7)-'BdD PAC split'!$D$5*7)/(-14))","v":4.38},{"$f":"IF(CO$41<-15,0,('BdD PAC split'!$D$5-'BdD PAC split'!$F$5)/14*CO$41+('BdD PAC split'!$F$5*(-7)-'BdD PAC split'!$D$5*7)/(-14))","v":4.38},{"$f":"IF(CP$41<-15,0,('BdD PAC split'!$D$5-'BdD PAC split'!$F$5)/14*CP$41+('BdD PAC split'!$F$5*(-7)-'BdD PAC split'!$D$5*7)/(-14))","v":4.38},{"$f":"IF(CQ$41<-15,0,('BdD PAC split'!$D$5-'BdD PAC split'!$F$5)/14*CQ$41+('BdD PAC split'!$F$5*(-7)-'BdD PAC split'!$D$5*7)/(-14))","v":4.38},{"$f":"IF(CR$41<-15,0,('BdD PAC split'!$D$5-'BdD PAC split'!$F$5)/14*CR$41+('BdD PAC split'!$F$5*(-7)-'BdD PAC split'!$D$5*7)/(-14))","v":4.38},{"$f":"IF(CS$41<-15,0,('BdD PAC split'!$D$5-'BdD PAC split'!$F$5)/14*CS$41+('BdD PAC split'!$F$5*(-7)-'BdD PAC split'!$D$5*7)/(-14))","v":4.38},{"$f":"IF(CT$41<-15,0,('BdD PAC split'!$D$5-'BdD PAC split'!$F$5)/14*CT$41+('BdD PAC split'!$F$5*(-7)-'BdD PAC split'!$D$5*7)/(-14))","v":4.38},{"$f":"IF(CU$41<-15,0,('BdD PAC split'!$D$5-'BdD PAC split'!$F$5)/14*CU$41+('BdD PAC split'!$F$5*(-7)-'BdD PAC split'!$D$5*7)/(-14))","v":4.38},{"$f":"IF(CV$41<-15,0,('BdD PAC split'!$D$5-'BdD PAC split'!$F$5)/14*CV$41+('BdD PAC split'!$F$5*(-7)-'BdD PAC split'!$D$5*7)/(-14))","v":4.38},{"$f":"IF(CW$41<-15,0,('BdD PAC split'!$D$5-'BdD PAC split'!$F$5)/14*CW$41+('BdD PAC split'!$F$5*(-7)-'BdD PAC split'!$D$5*7)/(-14))","v":4.38},{"$f":"IF(CX$41<-15,0,('BdD PAC split'!$D$5-'BdD PAC split'!$F$5)/14*CX$41+('BdD PAC split'!$F$5*(-7)-'BdD PAC split'!$D$5*7)/(-14))","v":4.38},{"$f":"IF(CY$41<-15,0,('BdD PAC split'!$D$5-'BdD PAC split'!$F$5)/14*CY$41+('BdD PAC split'!$F$5*(-7)-'BdD PAC split'!$D$5*7)/(-14))","v":4.38},{"$f":"IF(CZ$41<-15,0,('BdD PAC split'!$D$5-'BdD PAC split'!$F$5)/14*CZ$41+('BdD PAC split'!$F$5*(-7)-'BdD PAC split'!$D$5*7)/(-14))","v":4.38},{"$f":"IF(DA$41<-15,0,('BdD PAC split'!$D$5-'BdD PAC split'!$F$5)/14*DA$41+('BdD PAC split'!$F$5*(-7)-'BdD PAC split'!$D$5*7)/(-14))","v":4.38}]
[null,null,-13,3.36,2.57,3.2,2.09,3.14,1.87,3.04,1.63,"-","-","-","-","-","-",null,null,null,null,null,null,60,14,null,null,-14,9,{"$f":"IF(Résultats!$M$28>60,60,IF(AND(Résultats!$M$28=0,AB46>0),AB46,Résultats!$M$28))","v":35},35,1,"-",0,"-",0,"-",0,35,{"$f":"IFERROR(IF(AND($Y$48=1,num_tab=2),HLOOKUP(AM46,'BdD PAC monobloc'!$C$20:$P$62,AC46,FALSE),IF(AND($Y$48=1,num_tab=3),HLOOKUP(AM46,'BdD PAC monobloc'!$C$67:$P$109,FALSE),IF(AND($Y$48=1,num_tab=4),HLOOKUP(AM46,'BdD PAC monobloc'!$C$114:$P$156,FALSE),IF(num_tab=1,HLOOKUP(AM46,$D$37:$Q$79,AC46,FALSE),IF(num_tab=2,HLOOKUP(AM46,$D$84:$Q$126,AC46,FALSE),IF(num_tab=3,HLOOKUP(AM46,$D$131:$Q$173,AC46,FALSE),IF(num_tab=4,HLOOKUP(AM46,$D$178:$Q$220,AC46,FALSE),IF(num_tab=5,HLOOKUP(AM46,$D$225:$Q$267,AC46,FALSE),IF(num_tab=6,HLOOKUP(AM46,$D$272:$Q$314,AC46,FALSE),IF(num_tab=7,HLOOKUP(AM46,$D$319:$Q$361,AC46,FALSE))))))))))),\"-\")","v":6.3599999999999994},{"$f":"IFERROR(IF(AND(Dimensionnement!$F$62=ChoixPAC!$G$6,ChoixPAC!$E$39=ChoixPAC!$G$12),AN46*2,AN46),\"-\")","v":6.3599999999999994},{"$f":"IFERROR(IF(AND($Y$48=1,num_tab=2),HLOOKUP(AM46+1,'BdD PAC monobloc'!$C$20:$P$62,AC46,FALSE),IF(AND($Y$48=1,num_tab=3),HLOOKUP(AM46+1,'BdD PAC monobloc'!$C$67:$P$109,FALSE),IF(AND($Y$48=1,num_tab=4),HLOOKUP(AM46+1,'BdD PAC monobloc'!$C$114:$P$156,FALSE),IF(num_tab=1,HLOOKUP(AM46+1,$D$37:$Q$79,AC46,FALSE),IF(num_tab=2,HLOOKUP(AM46+1,$D$84:$Q$126,AC46,FALSE),IF(num_tab=3,HLOOKUP(AM46+1,$D$131:$Q$173,AC46,FALSE),IF(num_tab=4,HLOOKUP(AM46+1,$D$178:$Q$220,AC46,FALSE),IF(num_tab=5,HLOOKUP(AM46+1,$D$225:$Q$267,AC46,FALSE),IF(num_tab=6,HLOOKUP(AM46+1,$D$272:$Q$314,AC46,FALSE),IF(num_tab=7,HLOOKUP(AM46+1,$D$319:$Q$361,AC46,FALSE))))))))))),\"-\")","v":2.3260000000000001},2.7343078245915731,null,null,null,null,null,"COP PAC à T°ext/50",{"$f":"IF(AX$41<-15,0,('BdD PAC split'!$J$5-'BdD PAC split'!$L$5)/14*AX$41+('BdD PAC split'!$L$5*(-7)-'BdD PAC split'!$J$5*7)/(-14))","v":0},{"$f":"IF(AY$41<-15,0,('BdD PAC split'!$J$5-'BdD PAC split'!$L$5)/14*AY$41+('BdD PAC split'!$L$5*(-7)-'BdD PAC split'!$J$5*7)/(-14))","v":0},{"$f":"IF(AZ$41<-15,0,('BdD PAC split'!$J$5-'BdD PAC split'!$L$5)/14*AZ$41+('BdD PAC split'!$L$5*(-7)-'BdD PAC split'!$J$5*7)/(-14))","v":0},{"$f":"IF(BA$41<-15,0,('BdD PAC split'!$J$5-'BdD PAC split'!$L$5)/14*BA$41+('BdD PAC split'!$L$5*(-7)-'BdD PAC split'!$J$5*7)/(-14))","v":0},{"$f":"IF(BB$41<-15,0,('BdD PAC split'!$J$5-'BdD PAC split'!$L$5)/14*BB$41+('BdD PAC split'!$L$5*(-7)-'BdD PAC split'!$J$5*7)/(-14))","v":0},{"$f":"IF(BC$41<-15,0,('BdD PAC split'!$J$5-'BdD PAC split'!$L$5)/14*BC$41+('BdD PAC split'!$L$5*(-7)-'BdD PAC split'!$J$5*7)/(-14))","v":0},{"$f":"IF(BD$41<-15,0,('BdD PAC split'!$J$5-'BdD PAC split'!$L$5)/14*BD$41+('BdD PAC split'!$L$5*(-7)-'BdD PAC split'!$J$5*7)/(-14))","v":0},{"$f":"IF(BE$41<-15,0,('BdD PAC split'!$J$5-'BdD PAC split'!$L$5)/14*BE$41+('BdD PAC split'!$L$5*(-7)-'BdD PAC split'!$J$5*7)/(-14))","v":0},{"$f":"IF(BF$41<-15,0,('BdD PAC split'!$J$5-'BdD PAC split'!$L$5)/14*BF$41+('BdD PAC split'!$L$5*(-7)-'BdD PAC split'!$J$5*7)/(-14))","v":0},{"$f":"IF(BG$41<-15,0,('BdD PAC split'!$J$5-'BdD PAC split'!$L$5)/14*BG$41+('BdD PAC split'!$L$5*(-7)-'BdD PAC split'!$J$5*7)/(-14))","v":0},{"$f":"IF(BH$41<-15,0,('BdD PAC split'!$J$5-'BdD PAC split'!$L$5)/14*BH$41+('BdD PAC split'!$L$5*(-7)-'BdD PAC split'!$J$5*7)/(-14))","v":3.31},{"$f":"IF(BI$41<-15,0,('BdD PAC split'!$J$5-'BdD PAC split'!$L$5)/14*BI$41+('BdD PAC split'!$L$5*(-7)-'BdD PAC split'!$J$5*7)/(-14))","v":3.31},{"$f":"IF(BJ$41<-15,0,('BdD PAC split'!$J$5-'BdD PAC split'!$L$5)/14*BJ$41+('BdD PAC split'!$L$5*(-7)-'BdD PAC split'!$J$5*7)/(-14))","v":3.31},{"$f":"IF(BK$41<-15,0,('BdD PAC split'!$J$5-'BdD PAC split'!$L$5)/14*BK$41+('BdD PAC split'!$L$5*(-7)-'BdD PAC split'!$J$5*7)/(-14))","v":3.31},{"$f":"IF(BL$41<-15,0,('BdD PAC split'!$J$5-'BdD PAC split'!$L$5)/14*BL$41+('BdD PAC split'!$L$5*(-7)-'BdD PAC split'!$J$5*7)/(-14))","v":3.31},{"$f":"IF(BM$41<-15,0,('BdD PAC split'!$J$5-'BdD PAC split'!$L$5)/14*BM$41+('BdD PAC split'!$L$5*(-7)-'BdD PAC split'!$J$5*7)/(-14))","v":3.31},{"$f":"IF(BN$41<-15,0,('BdD PAC split'!$J$5-'BdD PAC split'!$L$5)/14*BN$41+('BdD PAC split'!$L$5*(-7)-'BdD PAC split'!$J$5*7)/(-14))","v":3.31},{"$f":"IF(BO$41<-15,0,('BdD PAC split'!$J$5-'BdD PAC split'!$L$5)/14*BO$41+('BdD PAC split'!$L$5*(-7)-'BdD PAC split'!$J$5*7)/(-14))","v":3.31},{"$f":"IF(BP$41<-15,0,('BdD PAC split'!$J$5-'BdD PAC split'!$L$5)/14*BP$41+('BdD PAC split'!$L$5*(-7)-'BdD PAC split'!$J$5*7)/(-14))","v":3.31},{"$f":"IF(BQ$41<-15,0,('BdD PAC split'!$J$5-'BdD PAC split'!$L$5)/14*BQ$41+('BdD PAC split'!$L$5*(-7)-'BdD PAC split'!$J$5*7)/(-14))","v":3.31},{"$f":"IF(BR$41<-15,0,('BdD PAC split'!$J$5-'BdD PAC split'!$L$5)/14*BR$41+('BdD PAC split'!$L$5*(-7)-'BdD PAC split'!$J$5*7)/(-14))","v":3.31},{"$f":"IF(BS$41<-15,0,('BdD PAC split'!$J$5-'BdD PAC split'!$L$5)/14*BS$41+('BdD PAC split'!$L$5*(-7)-'BdD PAC split'!$J$5*7)/(-14))","v":3.31},{"$f":"IF(BT$41<-15,0,('BdD PAC split'!$J$5-'BdD PAC split'!$L$5)/14*BT$41+('BdD PAC split'!$L$5*(-7)-'BdD PAC split'!$J$5*7)/(-14))","v":3.31},{"$f":"IF(BU$41<-15,0,('BdD PAC split'!$J$5-'BdD PAC split'!$L$5)/14*BU$41+('BdD PAC split'!$L$5*(-7)-'BdD PAC split'!$J$5*7)/(-14))","v":3.31},{"$f":"IF(BV$41<-15,0,('BdD PAC split'!$J$5-'BdD PAC split'!$L$5)/14*BV$41+('BdD PAC split'!$L$5*(-7)-'BdD PAC split'!$J$5*7)/(-14))","v":3.31},{"$f":"IF(BW$41<-15,0,('BdD PAC split'!$J$5-'BdD PAC split'!$L$5)/14*BW$41+('BdD PAC split'!$L$5*(-7)-'BdD PAC split'!$J$5*7)/(-14))","v":3.31},{"$f":"IF(BX$41<-15,0,('BdD PAC split'!$J$5-'BdD PAC split'!$L$5)/14*BX$41+('BdD PAC split'!$L$5*(-7)-'BdD PAC split'!$J$5*7)/(-14))","v":3.31},{"$f":"IF(BY$41<-15,0,('BdD PAC split'!$J$5-'BdD PAC split'!$L$5)/14*BY$41+('BdD PAC split'!$L$5*(-7)-'BdD PAC split'!$J$5*7)/(-14))","v":3.31},{"$f":"IF(BZ$41<-15,0,('BdD PAC split'!$J$5-'BdD PAC split'!$L$5)/14*BZ$41+('BdD PAC split'!$L$5*(-7)-'BdD PAC split'!$J$5*7)/(-14))","v":3.31},{"$f":"IF(CA$41<-15,0,('BdD PAC split'!$J$5-'BdD PAC split'!$L$5)/14*CA$41+('BdD PAC split'!$L$5*(-7)-'BdD PAC split'!$J$5*7)/(-14))","v":3.31},{"$f":"IF(CB$41<-15,0,('BdD PAC split'!$J$5-'BdD PAC split'!$L$5)/14*CB$41+('BdD PAC split'!$L$5*(-7)-'BdD PAC split'!$J$5*7)/(-14))","v":3.31},{"$f":"IF(CC$41<-15,0,('BdD PAC split'!$J$5-'BdD PAC split'!$L$5)/14*CC$41+('BdD PAC split'!$L$5*(-7)-'BdD PAC split'!$J$5*7)/(-14))","v":3.31},{"$f":"IF(CD$41<-15,0,('BdD PAC split'!$J$5-'BdD PAC split'!$L$5)/14*CD$41+('BdD PAC split'!$L$5*(-7)-'BdD PAC split'!$J$5*7)/(-14))","v":3.31},{"$f":"IF(CE$41<-15,0,('BdD PAC split'!$J$5-'BdD PAC split'!$L$5)/14*CE$41+('BdD PAC split'!$L$5*(-7)-'BdD PAC split'!$J$5*7)/(-14))","v":3.31},{"$f":"IF(CF$41<-15,0,('BdD PAC split'!$J$5-'BdD PAC split'!$L$5)/14*CF$41+('BdD PAC split'!$L$5*(-7)-'BdD PAC split'!$J$5*7)/(-14))","v":3.31},{"$f":"IF(CG$41<-15,0,('BdD PAC split'!$J$5-'BdD PAC split'!$L$5)/14*CG$41+('BdD PAC split'!$L$5*(-7)-'BdD PAC split'!$J$5*7)/(-14))","v":3.31},{"$f":"IF(CH$41<-15,0,('BdD PAC split'!$J$5-'BdD PAC split'!$L$5)/14*CH$41+('BdD PAC split'!$L$5*(-7)-'BdD PAC split'!$J$5*7)/(-14))","v":3.31},{"$f":"IF(CI$41<-15,0,('BdD PAC split'!$J$5-'BdD PAC split'!$L$5)/14*CI$41+('BdD PAC split'!$L$5*(-7)-'BdD PAC split'!$J$5*7)/(-14))","v":3.31},{"$f":"IF(CJ$41<-15,0,('BdD PAC split'!$J$5-'BdD PAC split'!$L$5)/14*CJ$41+('BdD PAC split'!$L$5*(-7)-'BdD PAC split'!$J$5*7)/(-14))","v":3.31},{"$f":"IF(CK$41<-15,0,('BdD PAC split'!$J$5-'BdD PAC split'!$L$5)/14*CK$41+('BdD PAC split'!$L$5*(-7)-'BdD PAC split'!$J$5*7)/(-14))","v":3.31},{"$f":"IF(CL$41<-15,0,('BdD PAC split'!$J$5-'BdD PAC split'!$L$5)/14*CL$41+('BdD PAC split'!$L$5*(-7)-'BdD PAC split'!$J$5*7)/(-14))","v":3.31},{"$f":"IF(CM$41<-15,0,('BdD PAC split'!$J$5-'BdD PAC split'!$L$5)/14*CM$41+('BdD PAC split'!$L$5*(-7)-'BdD PAC split'!$J$5*7)/(-14))","v":3.31},{"$f":"IF(CN$41<-15,0,('BdD PAC split'!$J$5-'BdD PAC split'!$L$5)/14*CN$41+('BdD PAC split'!$L$5*(-7)-'BdD PAC split'!$J$5*7)/(-14))","v":3.31},{"$f":"IF(CO$41<-15,0,('BdD PAC split'!$J$5-'BdD PAC split'!$L$5)/14*CO$41+('BdD PAC split'!$L$5*(-7)-'BdD PAC split'!$J$5*7)/(-14))","v":3.31},{"$f":"IF(CP$41<-15,0,('BdD PAC split'!$J$5-'BdD PAC split'!$L$5)/14*CP$41+('BdD PAC split'!$L$5*(-7)-'BdD PAC split'!$J$5*7)/(-14))","v":3.31},{"$f":"IF(CQ$41<-15,0,('BdD PAC split'!$J$5-'BdD PAC split'!$L$5)/14*CQ$41+('BdD PAC split'!$L$5*(-7)-'BdD PAC split'!$J$5*7)/(-14))","v":3.31},{"$f":"IF(CR$41<-15,0,('BdD PAC split'!$J$5-'BdD PAC split'!$L$5)/14*CR$41+('BdD PAC split'!$L$5*(-7)-'BdD PAC split'!$J$5*7)/(-14))","v":3.31},{"$f":"IF(CS$41<-15,0,('BdD PAC split'!$J$5-'BdD PAC split'!$L$5)/14*CS$41+('BdD PAC split'!$L$5*(-7)-'BdD PAC split'!$J$5*7)/(-14))","v":3.31},{"$f":"IF(CT$41<-15,0,('BdD PAC split'!$J$5-'BdD PAC split'!$L$5)/14*CT$41+('BdD PAC split'!$L$5*(-7)-'BdD PAC split'!$J$5*7)/(-14))","v":3.31},{"$f":"IF(CU$41<-15,0,('BdD PAC split'!$J$5-'BdD PAC split'!$L$5)/14*CU$41+('BdD PAC split'!$L$5*(-7)-'BdD PAC split'!$J$5*7)/(-14))","v":3.31},{"$f":"IF(CV$41<-15,0,('BdD PAC split'!$J$5-'BdD PAC split'!$L$5)/14*CV$41+('BdD PAC split'!$L$5*(-7)-'BdD PAC split'!$J$5*7)/(-14))","v":3.31},{"$f":"IF(CW$41<-15,0,('BdD PAC split'!$J$5-'BdD PAC split'!$L$5)/14*CW$41+('BdD PAC split'!$L$5*(-7)-'BdD PAC split'!$J$5*7)/(-14))","v":3.31},{"$f":"IF(CX$41<-15,0,('BdD PAC split'!$J$5-'BdD PAC split'!$L$5)/14*CX$41+('BdD PAC split'!$L$5*(-7)-'BdD PAC split'!$J$5*7)/(-14))","v":3.31},{"$f":"IF(CY$41<-15,0,('BdD PAC split'!$J$5-'BdD PAC split'!$L$5)/14*CY$41+('BdD PAC split'!$L$5*(-7)-'BdD PAC split'!$J$5*7)/(-14))","v":3.31},{"$f":"IF(CZ$41<-15,0,('BdD PAC split'!$J$5-'BdD PAC split'!$L$5)/14*CZ$41+('BdD PAC split'!$L$5*(-7)-'BdD PAC split'!$J$5*7)/(-14))","v":3.31},{"$f":"IF(DA$41<-15,0,('BdD PAC split'!$J$5-'BdD PAC split'!$L$5)/14*DA$41+('BdD PAC split'!$L$5*(-7)-'BdD PAC split'!$J$5*7)/(-14))","v":3.31}]
[null,null,-12,3.44,2.69,3.3,2.2000000000000002,3.26,1.95,3.16,1.71,"-","-","-","-","-","-",null,null,null,null,null,null,null,null,null,null,-13,10,{"$f":"IF(Résultats!$N$28>60,60,IF(AND(Résultats!$N$28=0,AB47>0),AB47,Résultats!$N$28))","v":35},35,1,"-",0,"-",0,"-",0,35,{"$f":"IFERROR(IF(AND($Y$48=1,num_tab=2),HLOOKUP(AM47,'BdD PAC monobloc'!$C$20:$P$62,AC47,FALSE),IF(AND($Y$48=1,num_tab=3),HLOOKUP(AM47,'BdD PAC monobloc'!$C$67:$P$109,FALSE),IF(AND($Y$48=1,num_tab=4),HLOOKUP(AM47,'BdD PAC monobloc'!$C$114:$P$156,FALSE),IF(num_tab=1,HLOOKUP(AM47,$D$37:$Q$79,AC47,FALSE),IF(num_tab=2,HLOOKUP(AM47,$D$84:$Q$126,AC47,FALSE),IF(num_tab=3,HLOOKUP(AM47,$D$131:$Q$173,AC47,FALSE),IF(num_tab=4,HLOOKUP(AM47,$D$178:$Q$220,AC47,FALSE),IF(num_tab=5,HLOOKUP(AM47,$D$225:$Q$267,AC47,FALSE),IF(num_tab=6,HLOOKUP(AM47,$D$272:$Q$314,AC47,FALSE),IF(num_tab=7,HLOOKUP(AM47,$D$319:$Q$361,AC47,FALSE))))))))))),\"-\")","v":6.42},{"$f":"IFERROR(IF(AND(Dimensionnement!$F$62=ChoixPAC!$G$6,ChoixPAC!$E$39=ChoixPAC!$G$12),AN47*2,AN47),\"-\")","v":6.42},{"$f":"IFERROR(IF(AND($Y$48=1,num_tab=2),HLOOKUP(AM47+1,'BdD PAC monobloc'!$C$20:$P$62,AC47,FALSE),IF(AND($Y$48=1,num_tab=3),HLOOKUP(AM47+1,'BdD PAC monobloc'!$C$67:$P$109,FALSE),IF(AND($Y$48=1,num_tab=4),HLOOKUP(AM47+1,'BdD PAC monobloc'!$C$114:$P$156,FALSE),IF(num_tab=1,HLOOKUP(AM47+1,$D$37:$Q$79,AC47,FALSE),IF(num_tab=2,HLOOKUP(AM47+1,$D$84:$Q$126,AC47,FALSE),IF(num_tab=3,HLOOKUP(AM47+1,$D$131:$Q$173,AC47,FALSE),IF(num_tab=4,HLOOKUP(AM47+1,$D$178:$Q$220,AC47,FALSE),IF(num_tab=5,HLOOKUP(AM47+1,$D$225:$Q$267,AC47,FALSE),IF(num_tab=6,HLOOKUP(AM47+1,$D$272:$Q$314,AC47,FALSE),IF(num_tab=7,HLOOKUP(AM47+1,$D$319:$Q$361,AC47,FALSE))))))))))),\"-\")","v":2.3519999999999999},2.7295918367346941,null,null,null,null,null,"COP PAC à T°ext/Tdep",{"$f":"AX45+(Résultats!B$28-35)*('BdD PAC split'!AX46-'BdD PAC split'!AX45)/15","v":0},{"$f":"AY45+(Résultats!C$28-35)*('BdD PAC split'!AY46-'BdD PAC split'!AY45)/15","v":0},{"$f":"AZ45+(Résultats!D$28-35)*('BdD PAC split'!AZ46-'BdD PAC split'!AZ45)/15","v":0},{"$f":"BA45+(Résultats!E$28-35)*('BdD PAC split'!BA46-'BdD PAC split'!BA45)/15","v":0},{"$f":"BB45+(Résultats!F$28-35)*('BdD PAC split'!BB46-'BdD PAC split'!BB45)/15","v":0},{"$f":"BC45+(Résultats!G$28-35)*('BdD PAC split'!BC46-'BdD PAC split'!BC45)/15","v":0},{"$f":"BD45+(Résultats!H$28-35)*('BdD PAC split'!BD46-'BdD PAC split'!BD45)/15","v":0},{"$f":"BE45+(Résultats!I$28-35)*('BdD PAC split'!BE46-'BdD PAC split'!BE45)/15","v":0},{"$f":"BF45+(Résultats!J$28-35)*('BdD PAC split'!BF46-'BdD PAC split'!BF45)/15","v":0},{"$f":"BG45+(Résultats!K$28-35)*('BdD PAC split'!BG46-'BdD PAC split'!BG45)/15","v":0},{"$f":"BH45+(Résultats!L$28-35)*('BdD PAC split'!BH46-'BdD PAC split'!BH45)/15","v":4.38},{"$f":"BI45+(Résultats!M$28-35)*('BdD PAC split'!BI46-'BdD PAC split'!BI45)/15","v":4.38},{"$f":"BJ45+(Résultats!N$28-35)*('BdD PAC split'!BJ46-'BdD PAC split'!BJ45)/15","v":4.38},{"$f":"BK45+(Résultats!O$28-35)*('BdD PAC split'!BK46-'BdD PAC split'!BK45)/15","v":4.38},{"$f":"BL45+(Résultats!P$28-35)*('BdD PAC split'!BL46-'BdD PAC split'!BL45)/15","v":4.38},{"$f":"BM45+(Résultats!Q$28-35)*('BdD PAC split'!BM46-'BdD PAC split'!BM45)/15","v":4.38},{"$f":"BN45+(Résultats!R$28-35)*('BdD PAC split'!BN46-'BdD PAC split'!BN45)/15","v":4.4193563218390803},{"$f":"BO45+(Résultats!S$28-35)*('BdD PAC split'!BO46-'BdD PAC split'!BO45)/15","v":4.4587126436781608},{"$f":"BP45+(Résultats!T$28-35)*('BdD PAC split'!BP46-'BdD PAC split'!BP45)/15","v":4.4980689655172403},{"$f":"BQ45+(Résultats!U$28-35)*('BdD PAC split'!BQ46-'BdD PAC split'!BQ45)/15","v":4.5374252873563208},{"$f":"BR45+(Résultats!V$28-35)*('BdD PAC split'!BR46-'BdD PAC split'!BR45)/15","v":4.5767816091954012},{"$f":"BS45+(Résultats!W$28-35)*('BdD PAC split'!BS46-'BdD PAC split'!BS45)/15","v":4.6161379310344817},{"$f":"BT45+(Résultats!X$28-35)*('BdD PAC split'!BT46-'BdD PAC split'!BT45)/15","v":4.6554942528735621},{"$f":"BU45+(Résultats!Y$28-35)*('BdD PAC split'!BU46-'BdD PAC split'!BU45)/15","v":4.6948505747126426},{"$f":"BV45+(Résultats!Z$28-35)*('BdD PAC split'!BV46-'BdD PAC split'!BV45)/15","v":4.734206896551723},{"$f":"BW45+(Résultats!AA$28-35)*('BdD PAC split'!BW46-'BdD PAC split'!BW45)/15","v":4.7735632183908043},{"$f":"BX45+(Résultats!AB$28-35)*('BdD PAC split'!BX46-'BdD PAC split'!BX45)/15","v":4.8129195402298848},{"$f":"BY45+(Résultats!AC$28-35)*('BdD PAC split'!BY46-'BdD PAC split'!BY45)/15","v":4.8522758620689652},{"$f":"BZ45+(Résultats!AD$28-35)*('BdD PAC split'!BZ46-'BdD PAC split'!BZ45)/15","v":4.8916321839080457},{"$f":"CA45+(Résultats!AE$28-35)*('BdD PAC split'!CA46-'BdD PAC split'!CA45)/15","v":4.9309885057471261},{"$f":"CB45+(Résultats!AF$28-35)*('BdD PAC split'!CB46-'BdD PAC split'!CB45)/15","v":4.9703448275862065},{"$f":"CC45+(Résultats!AG$28-35)*('BdD PAC split'!CC46-'BdD PAC split'!CC45)/15","v":5.009701149425287},{"$f":"CD45+(Résultats!AH$28-35)*('BdD PAC split'!CD46-'BdD PAC split'!CD45)/15","v":5.0490574712643674},{"$f":"CE45+(Résultats!AI$28-35)*('BdD PAC split'!CE46-'BdD PAC split'!CE45)/15","v":5.0884137931034479},{"$f":"CF45+(Résultats!AJ$28-35)*('BdD PAC split'!CF46-'BdD PAC split'!CF45)/15","v":5.1277701149425283},{"$f":"CG45+(Résultats!AK$28-35)*('BdD PAC split'!CG46-'BdD PAC split'!CG45)/15","v":5.1671264367816097},{"$f":"CH45+(Résultats!AL$28-35)*('BdD PAC split'!CH46-'BdD PAC split'!CH45)/15","v":5.2064827586206901},{"$f":"CI45+(Résultats!AM$28-35)*('BdD PAC split'!CI46-'BdD PAC split'!CI45)/15","v":5.2458390804597705},{"$f":"CJ45+(Résultats!AN$28-35)*('BdD PAC split'!CJ46-'BdD PAC split'!CJ45)/15","v":5.285195402298851},{"$f":"CK45+(Résultats!AO$28-35)*('BdD PAC split'!CK46-'BdD PAC split'!CK45)/15","v":5.3245517241379314},{"$f":"CL45+(Résultats!AP$28-35)*('BdD PAC split'!CL46-'BdD PAC split'!CL45)/15","v":5.3639080459770119},{"$f":"CM45+(Résultats!AQ$28-35)*('BdD PAC split'!CM46-'BdD PAC split'!CM45)/15","v":5.4032643678160923},{"$f":"CN45+(Résultats!AR$28-35)*('BdD PAC split'!CN46-'BdD PAC split'!CN45)/15","v":5.4426206896551728},{"$f":"CO45+(Résultats!AS$28-35)*('BdD PAC split'!CO46-'BdD PAC split'!CO45)/15","v":5.4819770114942532},{"$f":"CP45+(Résultats!AT$28-35)*('BdD PAC split'!CP46-'BdD PAC split'!CP45)/15","v":5.5213333333333345},{"$f":"CQ45+(Résultats!AU$28-35)*('BdD PAC split'!CQ46-'BdD PAC split'!CQ45)/15","v":6.8766666666666669},{"$f":"CR45+(Résultats!AV$28-35)*('BdD PAC split'!CR46-'BdD PAC split'!CR45)/15","v":6.8766666666666669},{"$f":"CS45+(Résultats!AW$28-35)*('BdD PAC split'!CS46-'BdD PAC split'!CS45)/15","v":6.8766666666666669},{"$f":"CT45+(Résultats!AX$28-35)*('BdD PAC split'!CT46-'BdD PAC split'!CT45)/15","v":6.8766666666666669},{"$f":"CU45+(Résultats!AY$28-35)*('BdD PAC split'!CU46-'BdD PAC split'!CU45)/15","v":6.8766666666666669},{"$f":"CV45+(Résultats!AZ$28-35)*('BdD PAC split'!CV46-'BdD PAC split'!CV45)/15","v":6.8766666666666669},{"$f":"CW45+(Résultats!BA$28-35)*('BdD PAC split'!CW46-'BdD PAC split'!CW45)/15","v":6.8766666666666669},{"$f":"CX45+(Résultats!BB$28-35)*('BdD PAC split'!CX46-'BdD PAC split'!CX45)/15","v":6.8766666666666669},{"$f":"CY45+(Résultats!BC$28-35)*('BdD PAC split'!CY46-'BdD PAC split'!CY45)/15","v":6.8766666666666669},{"$f":"CZ45+(Résultats!BD$28-35)*('BdD PAC split'!CZ46-'BdD PAC split'!CZ45)/15","v":6.8766666666666669},{"$f":"DA45+(Résultats!BE$28-35)*('BdD PAC split'!DA46-'BdD PAC split'!DA45)/15","v":6.8766666666666669}]
[null,null,-11,3.52,2.82,3.4,2.2999999999999998,3.38,2.04,3.28,1.78,"-","-","-","-","-","-",null,null,null,null,null,null,"Gamme Mono ?",{"$f":"IF(ChoixPAC!$E$37=ChoixPAC!$D$61,1,0)","v":1},null,null,-12,11,{"$f":"IF(Résultats!$O$28>60,60,IF(AND(Résultats!$O$28=0,AB48>0),AB48,Résultats!$O$28))","v":35},35,1,"-",0,"-",0,"-",0,35,{"$f":"IFERROR(IF(AND($Y$48=1,num_tab=2),HLOOKUP(AM48,'BdD PAC monobloc'!$C$20:$P$62,AC48,FALSE),IF(AND($Y$48=1,num_tab=3),HLOOKUP(AM48,'BdD PAC monobloc'!$C$67:$P$109,FALSE),IF(AND($Y$48=1,num_tab=4),HLOOKUP(AM48,'BdD PAC monobloc'!$C$114:$P$156,FALSE),IF(num_tab=1,HLOOKUP(AM48,$D$37:$Q$79,AC48,FALSE),IF(num_tab=2,HLOOKUP(AM48,$D$84:$Q$126,AC48,FALSE),IF(num_tab=3,HLOOKUP(AM48,$D$131:$Q$173,AC48,FALSE),IF(num_tab=4,HLOOKUP(AM48,$D$178:$Q$220,AC48,FALSE),IF(num_tab=5,HLOOKUP(AM48,$D$225:$Q$267,AC48,FALSE),IF(num_tab=6,HLOOKUP(AM48,$D$272:$Q$314,AC48,FALSE),IF(num_tab=7,HLOOKUP(AM48,$D$319:$Q$361,AC48,FALSE))))))))))),\"-\")","v":6.4799999999999995},{"$f":"IFERROR(IF(AND(Dimensionnement!$F$62=ChoixPAC!$G$6,ChoixPAC!$E$39=ChoixPAC!$G$12),AN48*2,AN48),\"-\")","v":6.4799999999999995},{"$f":"IFERROR(IF(AND($Y$48=1,num_tab=2),HLOOKUP(AM48+1,'BdD PAC monobloc'!$C$20:$P$62,AC48,FALSE),IF(AND($Y$48=1,num_tab=3),HLOOKUP(AM48+1,'BdD PAC monobloc'!$C$67:$P$109,FALSE),IF(AND($Y$48=1,num_tab=4),HLOOKUP(AM48+1,'BdD PAC monobloc'!$C$114:$P$156,FALSE),IF(num_tab=1,HLOOKUP(AM48+1,$D$37:$Q$79,AC48,FALSE),IF(num_tab=2,HLOOKUP(AM48+1,$D$84:$Q$126,AC48,FALSE),IF(num_tab=3,HLOOKUP(AM48+1,$D$131:$Q$173,AC48,FALSE),IF(num_tab=4,HLOOKUP(AM48+1,$D$178:$Q$220,AC48,FALSE),IF(num_tab=5,HLOOKUP(AM48+1,$D$225:$Q$267,AC48,FALSE),IF(num_tab=6,HLOOKUP(AM48+1,$D$272:$Q$314,AC48,FALSE),IF(num_tab=7,HLOOKUP(AM48+1,$D$319:$Q$361,AC48,FALSE))))))))))),\"-\")","v":2.3780000000000001},2.7249789739276702,null,null,null,null,"9LR","Puiss PAC à T°ext/35",{"$f":"IF(AX$41<-15,0,('BdD PAC split'!$C$7-'BdD PAC split'!$E$7)/14*AX$41+('BdD PAC split'!$E$7*(-7)-'BdD PAC split'!$C$7*7)/(-14))","v":0},{"$f":"IF(AY$41<-15,0,('BdD PAC split'!$C$7-'BdD PAC split'!$E$7)/14*AY$41+('BdD PAC split'!$E$7*(-7)-'BdD PAC split'!$C$7*7)/(-14))","v":0},{"$f":"IF(AZ$41<-15,0,('BdD PAC split'!$C$7-'BdD PAC split'!$E$7)/14*AZ$41+('BdD PAC split'!$E$7*(-7)-'BdD PAC split'!$C$7*7)/(-14))","v":0},{"$f":"IF(BA$41<-15,0,('BdD PAC split'!$C$7-'BdD PAC split'!$E$7)/14*BA$41+('BdD PAC split'!$E$7*(-7)-'BdD PAC split'!$C$7*7)/(-14))","v":0},{"$f":"IF(BB$41<-15,0,('BdD PAC split'!$C$7-'BdD PAC split'!$E$7)/14*BB$41+('BdD PAC split'!$E$7*(-7)-'BdD PAC split'!$C$7*7)/(-14))","v":0},{"$f":"IF(BC$41<-15,0,('BdD PAC split'!$C$7-'BdD PAC split'!$E$7)/14*BC$41+('BdD PAC split'!$E$7*(-7)-'BdD PAC split'!$C$7*7)/(-14))","v":0},{"$f":"IF(BD$41<-15,0,('BdD PAC split'!$C$7-'BdD PAC split'!$E$7)/14*BD$41+('BdD PAC split'!$E$7*(-7)-'BdD PAC split'!$C$7*7)/(-14))","v":0},{"$f":"IF(BE$41<-15,0,('BdD PAC split'!$C$7-'BdD PAC split'!$E$7)/14*BE$41+('BdD PAC split'!$E$7*(-7)-'BdD PAC split'!$C$7*7)/(-14))","v":0},{"$f":"IF(BF$41<-15,0,('BdD PAC split'!$C$7-'BdD PAC split'!$E$7)/14*BF$41+('BdD PAC split'!$E$7*(-7)-'BdD PAC split'!$C$7*7)/(-14))","v":0},{"$f":"IF(BG$41<-15,0,('BdD PAC split'!$C$7-'BdD PAC split'!$E$7)/14*BG$41+('BdD PAC split'!$E$7*(-7)-'BdD PAC split'!$C$7*7)/(-14))","v":0},{"$f":"IF(BH$41<-15,0,('BdD PAC split'!$C$7-'BdD PAC split'!$E$7)/14*BH$41+('BdD PAC split'!$E$7*(-7)-'BdD PAC split'!$C$7*7)/(-14))","v":9.8800000000000008},{"$f":"IF(BI$41<-15,0,('BdD PAC split'!$C$7-'BdD PAC split'!$E$7)/14*BI$41+('BdD PAC split'!$E$7*(-7)-'BdD PAC split'!$C$7*7)/(-14))","v":9.8800000000000008},{"$f":"IF(BJ$41<-15,0,('BdD PAC split'!$C$7-'BdD PAC split'!$E$7)/14*BJ$41+('BdD PAC split'!$E$7*(-7)-'BdD PAC split'!$C$7*7)/(-14))","v":9.8800000000000008},{"$f":"IF(BK$41<-15,0,('BdD PAC split'!$C$7-'BdD PAC split'!$E$7)/14*BK$41+('BdD PAC split'!$E$7*(-7)-'BdD PAC split'!$C$7*7)/(-14))","v":9.8800000000000008},{"$f":"IF(BL$41<-15,0,('BdD PAC split'!$C$7-'BdD PAC split'!$E$7)/14*BL$41+('BdD PAC split'!$E$7*(-7)-'BdD PAC split'!$C$7*7)/(-14))","v":9.8800000000000008},{"$f":"IF(BM$41<-15,0,('BdD PAC split'!$C$7-'BdD PAC split'!$E$7)/14*BM$41+('BdD PAC split'!$E$7*(-7)-'BdD PAC split'!$C$7*7)/(-14))","v":9.8800000000000008},{"$f":"IF(BN$41<-15,0,('BdD PAC split'!$C$7-'BdD PAC split'!$E$7)/14*BN$41+('BdD PAC split'!$E$7*(-7)-'BdD PAC split'!$C$7*7)/(-14))","v":9.8800000000000008},{"$f":"IF(BO$41<-15,0,('BdD PAC split'!$C$7-'BdD PAC split'!$E$7)/14*BO$41+('BdD PAC split'!$E$7*(-7)-'BdD PAC split'!$C$7*7)/(-14))","v":9.8800000000000008},{"$f":"IF(BP$41<-15,0,('BdD PAC split'!$C$7-'BdD PAC split'!$E$7)/14*BP$41+('BdD PAC split'!$E$7*(-7)-'BdD PAC split'!$C$7*7)/(-14))","v":9.8800000000000008},{"$f":"IF(BQ$41<-15,0,('BdD PAC split'!$C$7-'BdD PAC split'!$E$7)/14*BQ$41+('BdD PAC split'!$E$7*(-7)-'BdD PAC split'!$C$7*7)/(-14))","v":9.8800000000000008},{"$f":"IF(BR$41<-15,0,('BdD PAC split'!$C$7-'BdD PAC split'!$E$7)/14*BR$41+('BdD PAC split'!$E$7*(-7)-'BdD PAC split'!$C$7*7)/(-14))","v":9.8800000000000008},{"$f":"IF(BS$41<-15,0,('BdD PAC split'!$C$7-'BdD PAC split'!$E$7)/14*BS$41+('BdD PAC split'!$E$7*(-7)-'BdD PAC split'!$C$7*7)/(-14))","v":9.8800000000000008},{"$f":"IF(BT$41<-15,0,('BdD PAC split'!$C$7-'BdD PAC split'!$E$7)/14*BT$41+('BdD PAC split'!$E$7*(-7)-'BdD PAC split'!$C$7*7)/(-14))","v":9.8800000000000008},{"$f":"IF(BU$41<-15,0,('BdD PAC split'!$C$7-'BdD PAC split'!$E$7)/14*BU$41+('BdD PAC split'!$E$7*(-7)-'BdD PAC split'!$C$7*7)/(-14))","v":9.8800000000000008},{"$f":"IF(BV$41<-15,0,('BdD PAC split'!$C$7-'BdD PAC split'!$E$7)/14*BV$41+('BdD PAC split'!$E$7*(-7)-'BdD PAC split'!$C$7*7)/(-14))","v":9.8800000000000008},{"$f":"IF(BW$41<-15,0,('BdD PAC split'!$C$7-'BdD PAC split'!$E$7)/14*BW$41+('BdD PAC split'!$E$7*(-7)-'BdD PAC split'!$C$7*7)/(-14))","v":9.8800000000000008},{"$f":"IF(BX$41<-15,0,('BdD PAC split'!$C$7-'BdD PAC split'!$E$7)/14*BX$41+('BdD PAC split'!$E$7*(-7)-'BdD PAC split'!$C$7*7)/(-14))","v":9.8800000000000008},{"$f":"IF(BY$41<-15,0,('BdD PAC split'!$C$7-'BdD PAC split'!$E$7)/14*BY$41+('BdD PAC split'!$E$7*(-7)-'BdD PAC split'!$C$7*7)/(-14))","v":9.8800000000000008},{"$f":"IF(BZ$41<-15,0,('BdD PAC split'!$C$7-'BdD PAC split'!$E$7)/14*BZ$41+('BdD PAC split'!$E$7*(-7)-'BdD PAC split'!$C$7*7)/(-14))","v":9.8800000000000008},{"$f":"IF(CA$41<-15,0,('BdD PAC split'!$C$7-'BdD PAC split'!$E$7)/14*CA$41+('BdD PAC split'!$E$7*(-7)-'BdD PAC split'!$C$7*7)/(-14))","v":9.8800000000000008},{"$f":"IF(CB$41<-15,0,('BdD PAC split'!$C$7-'BdD PAC split'!$E$7)/14*CB$41+('BdD PAC split'!$E$7*(-7)-'BdD PAC split'!$C$7*7)/(-14))","v":9.8800000000000008},{"$f":"IF(CC$41<-15,0,('BdD PAC split'!$C$7-'BdD PAC split'!$E$7)/14*CC$41+('BdD PAC split'!$E$7*(-7)-'BdD PAC split'!$C$7*7)/(-14))","v":9.8800000000000008},{"$f":"IF(CD$41<-15,0,('BdD PAC split'!$C$7-'BdD PAC split'!$E$7)/14*CD$41+('BdD PAC split'!$E$7*(-7)-'BdD PAC split'!$C$7*7)/(-14))","v":9.8800000000000008},{"$f":"IF(CE$41<-15,0,('BdD PAC split'!$C$7-'BdD PAC split'!$E$7)/14*CE$41+('BdD PAC split'!$E$7*(-7)-'BdD PAC split'!$C$7*7)/(-14))","v":9.8800000000000008},{"$f":"IF(CF$41<-15,0,('BdD PAC split'!$C$7-'BdD PAC split'!$E$7)/14*CF$41+('BdD PAC split'!$E$7*(-7)-'BdD PAC split'!$C$7*7)/(-14))","v":9.8800000000000008},{"$f":"IF(CG$41<-15,0,('BdD PAC split'!$C$7-'BdD PAC split'!$E$7)/14*CG$41+('BdD PAC split'!$E$7*(-7)-'BdD PAC split'!$C$7*7)/(-14))","v":9.8800000000000008},{"$f":"IF(CH$41<-15,0,('BdD PAC split'!$C$7-'BdD PAC split'!$E$7)/14*CH$41+('BdD PAC split'!$E$7*(-7)-'BdD PAC split'!$C$7*7)/(-14))","v":9.8800000000000008},{"$f":"IF(CI$41<-15,0,('BdD PAC split'!$C$7-'BdD PAC split'!$E$7)/14*CI$41+('BdD PAC split'!$E$7*(-7)-'BdD PAC split'!$C$7*7)/(-14))","v":9.8800000000000008},{"$f":"IF(CJ$41<-15,0,('BdD PAC split'!$C$7-'BdD PAC split'!$E$7)/14*CJ$41+('BdD PAC split'!$E$7*(-7)-'BdD PAC split'!$C$7*7)/(-14))","v":9.8800000000000008},{"$f":"IF(CK$41<-15,0,('BdD PAC split'!$C$7-'BdD PAC split'!$E$7)/14*CK$41+('BdD PAC split'!$E$7*(-7)-'BdD PAC split'!$C$7*7)/(-14))","v":9.8800000000000008},{"$f":"IF(CL$41<-15,0,('BdD PAC split'!$C$7-'BdD PAC split'!$E$7)/14*CL$41+('BdD PAC split'!$E$7*(-7)-'BdD PAC split'!$C$7*7)/(-14))","v":9.8800000000000008},{"$f":"IF(CM$41<-15,0,('BdD PAC split'!$C$7-'BdD PAC split'!$E$7)/14*CM$41+('BdD PAC split'!$E$7*(-7)-'BdD PAC split'!$C$7*7)/(-14))","v":9.8800000000000008},{"$f":"IF(CN$41<-15,0,('BdD PAC split'!$C$7-'BdD PAC split'!$E$7)/14*CN$41+('BdD PAC split'!$E$7*(-7)-'BdD PAC split'!$C$7*7)/(-14))","v":9.8800000000000008},{"$f":"IF(CO$41<-15,0,('BdD PAC split'!$C$7-'BdD PAC split'!$E$7)/14*CO$41+('BdD PAC split'!$E$7*(-7)-'BdD PAC split'!$C$7*7)/(-14))","v":9.8800000000000008},{"$f":"IF(CP$41<-15,0,('BdD PAC split'!$C$7-'BdD PAC split'!$E$7)/14*CP$41+('BdD PAC split'!$E$7*(-7)-'BdD PAC split'!$C$7*7)/(-14))","v":9.8800000000000008},{"$f":"IF(CQ$41<-15,0,('BdD PAC split'!$C$7-'BdD PAC split'!$E$7)/14*CQ$41+('BdD PAC split'!$E$7*(-7)-'BdD PAC split'!$C$7*7)/(-14))","v":9.8800000000000008},{"$f":"IF(CR$41<-15,0,('BdD PAC split'!$C$7-'BdD PAC split'!$E$7)/14*CR$41+('BdD PAC split'!$E$7*(-7)-'BdD PAC split'!$C$7*7)/(-14))","v":9.8800000000000008},{"$f":"IF(CS$41<-15,0,('BdD PAC split'!$C$7-'BdD PAC split'!$E$7)/14*CS$41+('BdD PAC split'!$E$7*(-7)-'BdD PAC split'!$C$7*7)/(-14))","v":9.8800000000000008},{"$f":"IF(CT$41<-15,0,('BdD PAC split'!$C$7-'BdD PAC split'!$E$7)/14*CT$41+('BdD PAC split'!$E$7*(-7)-'BdD PAC split'!$C$7*7)/(-14))","v":9.8800000000000008},{"$f":"IF(CU$41<-15,0,('BdD PAC split'!$C$7-'BdD PAC split'!$E$7)/14*CU$41+('BdD PAC split'!$E$7*(-7)-'BdD PAC split'!$C$7*7)/(-14))","v":9.8800000000000008},{"$f":"IF(CV$41<-15,0,('BdD PAC split'!$C$7-'BdD PAC split'!$E$7)/14*CV$41+('BdD PAC split'!$E$7*(-7)-'BdD PAC split'!$C$7*7)/(-14))","v":9.8800000000000008},{"$f":"IF(CW$41<-15,0,('BdD PAC split'!$C$7-'BdD PAC split'!$E$7)/14*CW$41+('BdD PAC split'!$E$7*(-7)-'BdD PAC split'!$C$7*7)/(-14))","v":9.8800000000000008},{"$f":"IF(CX$41<-15,0,('BdD PAC split'!$C$7-'BdD PAC split'!$E$7)/14*CX$41+('BdD PAC split'!$E$7*(-7)-'BdD PAC split'!$C$7*7)/(-14))","v":9.8800000000000008},{"$f":"IF(CY$41<-15,0,('BdD PAC split'!$C$7-'BdD PAC split'!$E$7)/14*CY$41+('BdD PAC split'!$E$7*(-7)-'BdD PAC split'!$C$7*7)/(-14))","v":9.8800000000000008},{"$f":"IF(CZ$41<-15,0,('BdD PAC split'!$C$7-'BdD PAC split'!$E$7)/14*CZ$41+('BdD PAC split'!$E$7*(-7)-'BdD PAC split'!$C$7*7)/(-14))","v":9.8800000000000008},{"$f":"IF(DA$41<-15,0,('BdD PAC split'!$C$7-'BdD PAC split'!$E$7)/14*DA$41+('BdD PAC split'!$E$7*(-7)-'BdD PAC split'!$C$7*7)/(-14))","v":9.8800000000000008}]
[null,null,-10,3.6,2.95,3.5,2.4,3.5,2.13,3.4,1.86,3.4,1.58,"-","-","-","-",null,null,null,null,null,null,"PAC sélectionnée",{"$f":"ChoixPAC!$H$37","v":"OEnoviaPac-C MB 6 MR - E"},null,null,-11,12,{"$f":"IF(Résultats!$P$28>60,60,IF(AND(Résultats!$P$28=0,AB49>0),AB49,Résultats!$P$28))","v":35},35,1,"-",0,"-",0,"-",0,35,{"$f":"IFERROR(IF(AND($Y$48=1,num_tab=2),HLOOKUP(AM49,'BdD PAC monobloc'!$C$20:$P$62,AC49,FALSE),IF(AND($Y$48=1,num_tab=3),HLOOKUP(AM49,'BdD PAC monobloc'!$C$67:$P$109,FALSE),IF(AND($Y$48=1,num_tab=4),HLOOKUP(AM49,'BdD PAC monobloc'!$C$114:$P$156,FALSE),IF(num_tab=1,HLOOKUP(AM49,$D$37:$Q$79,AC49,FALSE),IF(num_tab=2,HLOOKUP(AM49,$D$84:$Q$126,AC49,FALSE),IF(num_tab=3,HLOOKUP(AM49,$D$131:$Q$173,AC49,FALSE),IF(num_tab=4,HLOOKUP(AM49,$D$178:$Q$220,AC49,FALSE),IF(num_tab=5,HLOOKUP(AM49,$D$225:$Q$267,AC49,FALSE),IF(num_tab=6,HLOOKUP(AM49,$D$272:$Q$314,AC49,FALSE),IF(num_tab=7,HLOOKUP(AM49,$D$319:$Q$361,AC49,FALSE))))))))))),\"-\")","v":6.54},{"$f":"IFERROR(IF(AND(Dimensionnement!$F$62=ChoixPAC!$G$6,ChoixPAC!$E$39=ChoixPAC!$G$12),AN49*2,AN49),\"-\")","v":6.54},{"$f":"IFERROR(IF(AND($Y$48=1,num_tab=2),HLOOKUP(AM49+1,'BdD PAC monobloc'!$C$20:$P$62,AC49,FALSE),IF(AND($Y$48=1,num_tab=3),HLOOKUP(AM49+1,'BdD PAC monobloc'!$C$67:$P$109,FALSE),IF(AND($Y$48=1,num_tab=4),HLOOKUP(AM49+1,'BdD PAC monobloc'!$C$114:$P$156,FALSE),IF(num_tab=1,HLOOKUP(AM49+1,$D$37:$Q$79,AC49,FALSE),IF(num_tab=2,HLOOKUP(AM49+1,$D$84:$Q$126,AC49,FALSE),IF(num_tab=3,HLOOKUP(AM49+1,$D$131:$Q$173,AC49,FALSE),IF(num_tab=4,HLOOKUP(AM49+1,$D$178:$Q$220,AC49,FALSE),IF(num_tab=5,HLOOKUP(AM49+1,$D$225:$Q$267,AC49,FALSE),IF(num_tab=6,HLOOKUP(AM49+1,$D$272:$Q$314,AC49,FALSE),IF(num_tab=7,HLOOKUP(AM49+1,$D$319:$Q$361,AC49,FALSE))))))))))),\"-\")","v":2.4039999999999999},2.7204658901830285,null,null,null,null,null,"Puiss PAC à T°ext/50",{"$f":"IF(AX$41<-15,0,('BdD PAC split'!$I$7-'BdD PAC split'!$K$7)/14*AX$41+('BdD PAC split'!$K$7*(-7)-'BdD PAC split'!$I$7*7)/(-14))","v":0},{"$f":"IF(AY$41<-15,0,('BdD PAC split'!$I$7-'BdD PAC split'!$K$7)/14*AY$41+('BdD PAC split'!$K$7*(-7)-'BdD PAC split'!$I$7*7)/(-14))","v":0},{"$f":"IF(AZ$41<-15,0,('BdD PAC split'!$I$7-'BdD PAC split'!$K$7)/14*AZ$41+('BdD PAC split'!$K$7*(-7)-'BdD PAC split'!$I$7*7)/(-14))","v":0},{"$f":"IF(BA$41<-15,0,('BdD PAC split'!$I$7-'BdD PAC split'!$K$7)/14*BA$41+('BdD PAC split'!$K$7*(-7)-'BdD PAC split'!$I$7*7)/(-14))","v":0},{"$f":"IF(BB$41<-15,0,('BdD PAC split'!$I$7-'BdD PAC split'!$K$7)/14*BB$41+('BdD PAC split'!$K$7*(-7)-'BdD PAC split'!$I$7*7)/(-14))","v":0},{"$f":"IF(BC$41<-15,0,('BdD PAC split'!$I$7-'BdD PAC split'!$K$7)/14*BC$41+('BdD PAC split'!$K$7*(-7)-'BdD PAC split'!$I$7*7)/(-14))","v":0},{"$f":"IF(BD$41<-15,0,('BdD PAC split'!$I$7-'BdD PAC split'!$K$7)/14*BD$41+('BdD PAC split'!$K$7*(-7)-'BdD PAC split'!$I$7*7)/(-14))","v":0},{"$f":"IF(BE$41<-15,0,('BdD PAC split'!$I$7-'BdD PAC split'!$K$7)/14*BE$41+('BdD PAC split'!$K$7*(-7)-'BdD PAC split'!$I$7*7)/(-14))","v":0},{"$f":"IF(BF$41<-15,0,('BdD PAC split'!$I$7-'BdD PAC split'!$K$7)/14*BF$41+('BdD PAC split'!$K$7*(-7)-'BdD PAC split'!$I$7*7)/(-14))","v":0},{"$f":"IF(BG$41<-15,0,('BdD PAC split'!$I$7-'BdD PAC split'!$K$7)/14*BG$41+('BdD PAC split'!$K$7*(-7)-'BdD PAC split'!$I$7*7)/(-14))","v":0},{"$f":"IF(BH$41<-15,0,('BdD PAC split'!$I$7-'BdD PAC split'!$K$7)/14*BH$41+('BdD PAC split'!$K$7*(-7)-'BdD PAC split'!$I$7*7)/(-14))","v":9.41},{"$f":"IF(BI$41<-15,0,('BdD PAC split'!$I$7-'BdD PAC split'!$K$7)/14*BI$41+('BdD PAC split'!$K$7*(-7)-'BdD PAC split'!$I$7*7)/(-14))","v":9.41},{"$f":"IF(BJ$41<-15,0,('BdD PAC split'!$I$7-'BdD PAC split'!$K$7)/14*BJ$41+('BdD PAC split'!$K$7*(-7)-'BdD PAC split'!$I$7*7)/(-14))","v":9.41},{"$f":"IF(BK$41<-15,0,('BdD PAC split'!$I$7-'BdD PAC split'!$K$7)/14*BK$41+('BdD PAC split'!$K$7*(-7)-'BdD PAC split'!$I$7*7)/(-14))","v":9.41},{"$f":"IF(BL$41<-15,0,('BdD PAC split'!$I$7-'BdD PAC split'!$K$7)/14*BL$41+('BdD PAC split'!$K$7*(-7)-'BdD PAC split'!$I$7*7)/(-14))","v":9.41},{"$f":"IF(BM$41<-15,0,('BdD PAC split'!$I$7-'BdD PAC split'!$K$7)/14*BM$41+('BdD PAC split'!$K$7*(-7)-'BdD PAC split'!$I$7*7)/(-14))","v":9.41},{"$f":"IF(BN$41<-15,0,('BdD PAC split'!$I$7-'BdD PAC split'!$K$7)/14*BN$41+('BdD PAC split'!$K$7*(-7)-'BdD PAC split'!$I$7*7)/(-14))","v":9.41},{"$f":"IF(BO$41<-15,0,('BdD PAC split'!$I$7-'BdD PAC split'!$K$7)/14*BO$41+('BdD PAC split'!$K$7*(-7)-'BdD PAC split'!$I$7*7)/(-14))","v":9.41},{"$f":"IF(BP$41<-15,0,('BdD PAC split'!$I$7-'BdD PAC split'!$K$7)/14*BP$41+('BdD PAC split'!$K$7*(-7)-'BdD PAC split'!$I$7*7)/(-14))","v":9.41},{"$f":"IF(BQ$41<-15,0,('BdD PAC split'!$I$7-'BdD PAC split'!$K$7)/14*BQ$41+('BdD PAC split'!$K$7*(-7)-'BdD PAC split'!$I$7*7)/(-14))","v":9.41},{"$f":"IF(BR$41<-15,0,('BdD PAC split'!$I$7-'BdD PAC split'!$K$7)/14*BR$41+('BdD PAC split'!$K$7*(-7)-'BdD PAC split'!$I$7*7)/(-14))","v":9.41},{"$f":"IF(BS$41<-15,0,('BdD PAC split'!$I$7-'BdD PAC split'!$K$7)/14*BS$41+('BdD PAC split'!$K$7*(-7)-'BdD PAC split'!$I$7*7)/(-14))","v":9.41},{"$f":"IF(BT$41<-15,0,('BdD PAC split'!$I$7-'BdD PAC split'!$K$7)/14*BT$41+('BdD PAC split'!$K$7*(-7)-'BdD PAC split'!$I$7*7)/(-14))","v":9.41},{"$f":"IF(BU$41<-15,0,('BdD PAC split'!$I$7-'BdD PAC split'!$K$7)/14*BU$41+('BdD PAC split'!$K$7*(-7)-'BdD PAC split'!$I$7*7)/(-14))","v":9.41},{"$f":"IF(BV$41<-15,0,('BdD PAC split'!$I$7-'BdD PAC split'!$K$7)/14*BV$41+('BdD PAC split'!$K$7*(-7)-'BdD PAC split'!$I$7*7)/(-14))","v":9.41},{"$f":"IF(BW$41<-15,0,('BdD PAC split'!$I$7-'BdD PAC split'!$K$7)/14*BW$41+('BdD PAC split'!$K$7*(-7)-'BdD PAC split'!$I$7*7)/(-14))","v":9.41},{"$f":"IF(BX$41<-15,0,('BdD PAC split'!$I$7-'BdD PAC split'!$K$7)/14*BX$41+('BdD PAC split'!$K$7*(-7)-'BdD PAC split'!$I$7*7)/(-14))","v":9.41},{"$f":"IF(BY$41<-15,0,('BdD PAC split'!$I$7-'BdD PAC split'!$K$7)/14*BY$41+('BdD PAC split'!$K$7*(-7)-'BdD PAC split'!$I$7*7)/(-14))","v":9.41},{"$f":"IF(BZ$41<-15,0,('BdD PAC split'!$I$7-'BdD PAC split'!$K$7)/14*BZ$41+('BdD PAC split'!$K$7*(-7)-'BdD PAC split'!$I$7*7)/(-14))","v":9.41},{"$f":"IF(CA$41<-15,0,('BdD PAC split'!$I$7-'BdD PAC split'!$K$7)/14*CA$41+('BdD PAC split'!$K$7*(-7)-'BdD PAC split'!$I$7*7)/(-14))","v":9.41},{"$f":"IF(CB$41<-15,0,('BdD PAC split'!$I$7-'BdD PAC split'!$K$7)/14*CB$41+('BdD PAC split'!$K$7*(-7)-'BdD PAC split'!$I$7*7)/(-14))","v":9.41},{"$f":"IF(CC$41<-15,0,('BdD PAC split'!$I$7-'BdD PAC split'!$K$7)/14*CC$41+('BdD PAC split'!$K$7*(-7)-'BdD PAC split'!$I$7*7)/(-14))","v":9.41},{"$f":"IF(CD$41<-15,0,('BdD PAC split'!$I$7-'BdD PAC split'!$K$7)/14*CD$41+('BdD PAC split'!$K$7*(-7)-'BdD PAC split'!$I$7*7)/(-14))","v":9.41},{"$f":"IF(CE$41<-15,0,('BdD PAC split'!$I$7-'BdD PAC split'!$K$7)/14*CE$41+('BdD PAC split'!$K$7*(-7)-'BdD PAC split'!$I$7*7)/(-14))","v":9.41},{"$f":"IF(CF$41<-15,0,('BdD PAC split'!$I$7-'BdD PAC split'!$K$7)/14*CF$41+('BdD PAC split'!$K$7*(-7)-'BdD PAC split'!$I$7*7)/(-14))","v":9.41},{"$f":"IF(CG$41<-15,0,('BdD PAC split'!$I$7-'BdD PAC split'!$K$7)/14*CG$41+('BdD PAC split'!$K$7*(-7)-'BdD PAC split'!$I$7*7)/(-14))","v":9.41},{"$f":"IF(CH$41<-15,0,('BdD PAC split'!$I$7-'BdD PAC split'!$K$7)/14*CH$41+('BdD PAC split'!$K$7*(-7)-'BdD PAC split'!$I$7*7)/(-14))","v":9.41},{"$f":"IF(CI$41<-15,0,('BdD PAC split'!$I$7-'BdD PAC split'!$K$7)/14*CI$41+('BdD PAC split'!$K$7*(-7)-'BdD PAC split'!$I$7*7)/(-14))","v":9.41},{"$f":"IF(CJ$41<-15,0,('BdD PAC split'!$I$7-'BdD PAC split'!$K$7)/14*CJ$41+('BdD PAC split'!$K$7*(-7)-'BdD PAC split'!$I$7*7)/(-14))","v":9.41},{"$f":"IF(CK$41<-15,0,('BdD PAC split'!$I$7-'BdD PAC split'!$K$7)/14*CK$41+('BdD PAC split'!$K$7*(-7)-'BdD PAC split'!$I$7*7)/(-14))","v":9.41},{"$f":"IF(CL$41<-15,0,('BdD PAC split'!$I$7-'BdD PAC split'!$K$7)/14*CL$41+('BdD PAC split'!$K$7*(-7)-'BdD PAC split'!$I$7*7)/(-14))","v":9.41},{"$f":"IF(CM$41<-15,0,('BdD PAC split'!$I$7-'BdD PAC split'!$K$7)/14*CM$41+('BdD PAC split'!$K$7*(-7)-'BdD PAC split'!$I$7*7)/(-14))","v":9.41},{"$f":"IF(CN$41<-15,0,('BdD PAC split'!$I$7-'BdD PAC split'!$K$7)/14*CN$41+('BdD PAC split'!$K$7*(-7)-'BdD PAC split'!$I$7*7)/(-14))","v":9.41},{"$f":"IF(CO$41<-15,0,('BdD PAC split'!$I$7-'BdD PAC split'!$K$7)/14*CO$41+('BdD PAC split'!$K$7*(-7)-'BdD PAC split'!$I$7*7)/(-14))","v":9.41},{"$f":"IF(CP$41<-15,0,('BdD PAC split'!$I$7-'BdD PAC split'!$K$7)/14*CP$41+('BdD PAC split'!$K$7*(-7)-'BdD PAC split'!$I$7*7)/(-14))","v":9.41},{"$f":"IF(CQ$41<-15,0,('BdD PAC split'!$I$7-'BdD PAC split'!$K$7)/14*CQ$41+('BdD PAC split'!$K$7*(-7)-'BdD PAC split'!$I$7*7)/(-14))","v":9.41},{"$f":"IF(CR$41<-15,0,('BdD PAC split'!$I$7-'BdD PAC split'!$K$7)/14*CR$41+('BdD PAC split'!$K$7*(-7)-'BdD PAC split'!$I$7*7)/(-14))","v":9.41},{"$f":"IF(CS$41<-15,0,('BdD PAC split'!$I$7-'BdD PAC split'!$K$7)/14*CS$41+('BdD PAC split'!$K$7*(-7)-'BdD PAC split'!$I$7*7)/(-14))","v":9.41},{"$f":"IF(CT$41<-15,0,('BdD PAC split'!$I$7-'BdD PAC split'!$K$7)/14*CT$41+('BdD PAC split'!$K$7*(-7)-'BdD PAC split'!$I$7*7)/(-14))","v":9.41},{"$f":"IF(CU$41<-15,0,('BdD PAC split'!$I$7-'BdD PAC split'!$K$7)/14*CU$41+('BdD PAC split'!$K$7*(-7)-'BdD PAC split'!$I$7*7)/(-14))","v":9.41},{"$f":"IF(CV$41<-15,0,('BdD PAC split'!$I$7-'BdD PAC split'!$K$7)/14*CV$41+('BdD PAC split'!$K$7*(-7)-'BdD PAC split'!$I$7*7)/(-14))","v":9.41},{"$f":"IF(CW$41<-15,0,('BdD PAC split'!$I$7-'BdD PAC split'!$K$7)/14*CW$41+('BdD PAC split'!$K$7*(-7)-'BdD PAC split'!$I$7*7)/(-14))","v":9.41},{"$f":"IF(CX$41<-15,0,('BdD PAC split'!$I$7-'BdD PAC split'!$K$7)/14*CX$41+('BdD PAC split'!$K$7*(-7)-'BdD PAC split'!$I$7*7)/(-14))","v":9.41},{"$f":"IF(CY$41<-15,0,('BdD PAC split'!$I$7-'BdD PAC split'!$K$7)/14*CY$41+('BdD PAC split'!$K$7*(-7)-'BdD PAC split'!$I$7*7)/(-14))","v":9.41},{"$f":"IF(CZ$41<-15,0,('BdD PAC split'!$I$7-'BdD PAC split'!$K$7)/14*CZ$41+('BdD PAC split'!$K$7*(-7)-'BdD PAC split'!$I$7*7)/(-14))","v":9.41},{"$f":"IF(DA$41<-15,0,('BdD PAC split'!$I$7-'BdD PAC split'!$K$7)/14*DA$41+('BdD PAC split'!$K$7*(-7)-'BdD PAC split'!$I$7*7)/(-14))","v":9.41}]
[null,null,-9,3.67,3.02,3.6,2.5,3.6,2.2200000000000002,3.53,1.93,3.5,1.63,"-","-","-","-",null,null,null,null,null,null,"Puissance PAC sélectionnée",{"$f":"VLOOKUP($Y$49,ChoixPAC!$H$43:$J$51,3,FALSE)","v":6},null,null,-10,13,{"$f":"IF(Résultats!$Q$28>60,60,IF(AND(Résultats!$Q$28=0,AB50>0),AB50,Résultats!$Q$28))","v":35},35,1,"-",0,"-",0,"-",0,35,{"$f":"IFERROR(IF(AND($Y$48=1,num_tab=2),HLOOKUP(AM50,'BdD PAC monobloc'!$C$20:$P$62,AC50,FALSE),IF(AND($Y$48=1,num_tab=3),HLOOKUP(AM50,'BdD PAC monobloc'!$C$67:$P$109,FALSE),IF(AND($Y$48=1,num_tab=4),HLOOKUP(AM50,'BdD PAC monobloc'!$C$114:$P$156,FALSE),IF(num_tab=1,HLOOKUP(AM50,$D$37:$Q$79,AC50,FALSE),IF(num_tab=2,HLOOKUP(AM50,$D$84:$Q$126,AC50,FALSE),IF(num_tab=3,HLOOKUP(AM50,$D$131:$Q$173,AC50,FALSE),IF(num_tab=4,HLOOKUP(AM50,$D$178:$Q$220,AC50,FALSE),IF(num_tab=5,HLOOKUP(AM50,$D$225:$Q$267,AC50,FALSE),IF(num_tab=6,HLOOKUP(AM50,$D$272:$Q$314,AC50,FALSE),IF(num_tab=7,HLOOKUP(AM50,$D$319:$Q$361,AC50,FALSE))))))))))),\"-\")","v":6.6},{"$f":"IFERROR(IF(AND(Dimensionnement!$F$62=ChoixPAC!$G$6,ChoixPAC!$E$39=ChoixPAC!$G$12),AN50*2,AN50),\"-\")","v":6.6},{"$f":"IFERROR(IF(AND($Y$48=1,num_tab=2),HLOOKUP(AM50+1,'BdD PAC monobloc'!$C$20:$P$62,AC50,FALSE),IF(AND($Y$48=1,num_tab=3),HLOOKUP(AM50+1,'BdD PAC monobloc'!$C$67:$P$109,FALSE),IF(AND($Y$48=1,num_tab=4),HLOOKUP(AM50+1,'BdD PAC monobloc'!$C$114:$P$156,FALSE),IF(num_tab=1,HLOOKUP(AM50+1,$D$37:$Q$79,AC50,FALSE),IF(num_tab=2,HLOOKUP(AM50+1,$D$84:$Q$126,AC50,FALSE),IF(num_tab=3,HLOOKUP(AM50+1,$D$131:$Q$173,AC50,FALSE),IF(num_tab=4,HLOOKUP(AM50+1,$D$178:$Q$220,AC50,FALSE),IF(num_tab=5,HLOOKUP(AM50+1,$D$225:$Q$267,AC50,FALSE),IF(num_tab=6,HLOOKUP(AM50+1,$D$272:$Q$314,AC50,FALSE),IF(num_tab=7,HLOOKUP(AM50+1,$D$319:$Q$361,AC50,FALSE))))))))))),\"-\")","v":2.4300000000000002},2.716049382716049,null,null,null,null,null,"Puiss PAC à T°ext/Tdep",{"$f":"AX48+(Résultats!B$28-35)*('BdD PAC split'!AX49-'BdD PAC split'!AX48)/15","v":0},{"$f":"AY48+(Résultats!C$28-35)*('BdD PAC split'!AY49-'BdD PAC split'!AY48)/15","v":0},{"$f":"AZ48+(Résultats!D$28-35)*('BdD PAC split'!AZ49-'BdD PAC split'!AZ48)/15","v":0},{"$f":"BA48+(Résultats!E$28-35)*('BdD PAC split'!BA49-'BdD PAC split'!BA48)/15","v":0},{"$f":"BB48+(Résultats!F$28-35)*('BdD PAC split'!BB49-'BdD PAC split'!BB48)/15","v":0},{"$f":"BC48+(Résultats!G$28-35)*('BdD PAC split'!BC49-'BdD PAC split'!BC48)/15","v":0},{"$f":"BD48+(Résultats!H$28-35)*('BdD PAC split'!BD49-'BdD PAC split'!BD48)/15","v":0},{"$f":"BE48+(Résultats!I$28-35)*('BdD PAC split'!BE49-'BdD PAC split'!BE48)/15","v":0},{"$f":"BF48+(Résultats!J$28-35)*('BdD PAC split'!BF49-'BdD PAC split'!BF48)/15","v":0},{"$f":"BG48+(Résultats!K$28-35)*('BdD PAC split'!BG49-'BdD PAC split'!BG48)/15","v":0},{"$f":"BH48+(Résultats!L$28-35)*('BdD PAC split'!BH49-'BdD PAC split'!BH48)/15","v":9.8800000000000008},{"$f":"BI48+(Résultats!M$28-35)*('BdD PAC split'!BI49-'BdD PAC split'!BI48)/15","v":9.8800000000000008},{"$f":"BJ48+(Résultats!N$28-35)*('BdD PAC split'!BJ49-'BdD PAC split'!BJ48)/15","v":9.8800000000000008},{"$f":"BK48+(Résultats!O$28-35)*('BdD PAC split'!BK49-'BdD PAC split'!BK48)/15","v":9.8800000000000008},{"$f":"BL48+(Résultats!P$28-35)*('BdD PAC split'!BL49-'BdD PAC split'!BL48)/15","v":9.8800000000000008},{"$f":"BM48+(Résultats!Q$28-35)*('BdD PAC split'!BM49-'BdD PAC split'!BM48)/15","v":9.8800000000000008},{"$f":"BN48+(Résultats!R$28-35)*('BdD PAC split'!BN49-'BdD PAC split'!BN48)/15","v":9.89728735632184},{"$f":"BO48+(Résultats!S$28-35)*('BdD PAC split'!BO49-'BdD PAC split'!BO48)/15","v":9.9145747126436792},{"$f":"BP48+(Résultats!T$28-35)*('BdD PAC split'!BP49-'BdD PAC split'!BP48)/15","v":9.9318620689655184},{"$f":"BQ48+(Résultats!U$28-35)*('BdD PAC split'!BQ49-'BdD PAC split'!BQ48)/15","v":9.9491494252873576},{"$f":"BR48+(Résultats!V$28-35)*('BdD PAC split'!BR49-'BdD PAC split'!BR48)/15","v":9.9664367816091968},{"$f":"BS48+(Résultats!W$28-35)*('BdD PAC split'!BS49-'BdD PAC split'!BS48)/15","v":9.9837241379310342},{"$f":"BT48+(Résultats!X$28-35)*('BdD PAC split'!BT49-'BdD PAC split'!BT48)/15","v":10.001011494252873},{"$f":"BU48+(Résultats!Y$28-35)*('BdD PAC split'!BU49-'BdD PAC split'!BU48)/15","v":10.018298850574713},{"$f":"BV48+(Résultats!Z$28-35)*('BdD PAC split'!BV49-'BdD PAC split'!BV48)/15","v":10.035586206896552},{"$f":"BW48+(Résultats!AA$28-35)*('BdD PAC split'!BW49-'BdD PAC split'!BW48)/15","v":10.052873563218391},{"$f":"BX48+(Résultats!AB$28-35)*('BdD PAC split'!BX49-'BdD PAC split'!BX48)/15","v":10.07016091954023},{"$f":"BY48+(Résultats!AC$28-35)*('BdD PAC split'!BY49-'BdD PAC split'!BY48)/15","v":10.087448275862069},{"$f":"BZ48+(Résultats!AD$28-35)*('BdD PAC split'!BZ49-'BdD PAC split'!BZ48)/15","v":10.104735632183909},{"$f":"CA48+(Résultats!AE$28-35)*('BdD PAC split'!CA49-'BdD PAC split'!CA48)/15","v":10.122022988505748},{"$f":"CB48+(Résultats!AF$28-35)*('BdD PAC split'!CB49-'BdD PAC split'!CB48)/15","v":10.139310344827587},{"$f":"CC48+(Résultats!AG$28-35)*('BdD PAC split'!CC49-'BdD PAC split'!CC48)/15","v":10.156597701149426},{"$f":"CD48+(Résultats!AH$28-35)*('BdD PAC split'!CD49-'BdD PAC split'!CD48)/15","v":10.173885057471265},{"$f":"CE48+(Résultats!AI$28-35)*('BdD PAC split'!CE49-'BdD PAC split'!CE48)/15","v":10.191172413793105},{"$f":"CF48+(Résultats!AJ$28-35)*('BdD PAC split'!CF49-'BdD PAC split'!CF48)/15","v":10.208459770114944},{"$f":"CG48+(Résultats!AK$28-35)*('BdD PAC split'!CG49-'BdD PAC split'!CG48)/15","v":10.225747126436783},{"$f":"CH48+(Résultats!AL$28-35)*('BdD PAC split'!CH49-'BdD PAC split'!CH48)/15","v":10.243034482758622},{"$f":"CI48+(Résultats!AM$28-35)*('BdD PAC split'!CI49-'BdD PAC split'!CI48)/15","v":10.260321839080461},{"$f":"CJ48+(Résultats!AN$28-35)*('BdD PAC split'!CJ49-'BdD PAC split'!CJ48)/15","v":10.277609195402301},{"$f":"CK48+(Résultats!AO$28-35)*('BdD PAC split'!CK49-'BdD PAC split'!CK48)/15","v":10.29489655172414},{"$f":"CL48+(Résultats!AP$28-35)*('BdD PAC split'!CL49-'BdD PAC split'!CL48)/15","v":10.312183908045979},{"$f":"CM48+(Résultats!AQ$28-35)*('BdD PAC split'!CM49-'BdD PAC split'!CM48)/15","v":10.329471264367818},{"$f":"CN48+(Résultats!AR$28-35)*('BdD PAC split'!CN49-'BdD PAC split'!CN48)/15","v":10.346758620689657},{"$f":"CO48+(Résultats!AS$28-35)*('BdD PAC split'!CO49-'BdD PAC split'!CO48)/15","v":10.364045977011497},{"$f":"CP48+(Résultats!AT$28-35)*('BdD PAC split'!CP49-'BdD PAC split'!CP48)/15","v":10.381333333333336},{"$f":"CQ48+(Résultats!AU$28-35)*('BdD PAC split'!CQ49-'BdD PAC split'!CQ48)/15","v":10.976666666666668},{"$f":"CR48+(Résultats!AV$28-35)*('BdD PAC split'!CR49-'BdD PAC split'!CR48)/15","v":10.976666666666668},{"$f":"CS48+(Résultats!AW$28-35)*('BdD PAC split'!CS49-'BdD PAC split'!CS48)/15","v":10.976666666666668},{"$f":"CT48+(Résultats!AX$28-35)*('BdD PAC split'!CT49-'BdD PAC split'!CT48)/15","v":10.976666666666668},{"$f":"CU48+(Résultats!AY$28-35)*('BdD PAC split'!CU49-'BdD PAC split'!CU48)/15","v":10.976666666666668},{"$f":"CV48+(Résultats!AZ$28-35)*('BdD PAC split'!CV49-'BdD PAC split'!CV48)/15","v":10.976666666666668},{"$f":"CW48+(Résultats!BA$28-35)*('BdD PAC split'!CW49-'BdD PAC split'!CW48)/15","v":10.976666666666668},{"$f":"CX48+(Résultats!BB$28-35)*('BdD PAC split'!CX49-'BdD PAC split'!CX48)/15","v":10.976666666666668},{"$f":"CY48+(Résultats!BC$28-35)*('BdD PAC split'!CY49-'BdD PAC split'!CY48)/15","v":10.976666666666668},{"$f":"CZ48+(Résultats!BD$28-35)*('BdD PAC split'!CZ49-'BdD PAC split'!CZ48)/15","v":10.976666666666668},{"$f":"DA48+(Résultats!BE$28-35)*('BdD PAC split'!DA49-'BdD PAC split'!DA48)/15","v":10.976666666666668}]
[null,null,-8,3.73,3.1,3.7,2.61,3.7,2.31,3.67,2.0099999999999998,3.6,1.69,"-","-","-","-",null,null,null,null,null,null,"Numéro de tableau",{"$f":"VLOOKUP($Y$50,$X$57:$Y$63,2,FALSE)","v":2},null,null,-9,14,{"$f":"IF(Résultats!$R$28>60,60,IF(AND(Résultats!$R$28=0,AB51>0),AB51,Résultats!$R$28))","v":34.448275862068968},35,1,"-",0,"-",0,"-",0,35,{"$f":"IFERROR(IF(AND($Y$48=1,num_tab=2),HLOOKUP(AM51,'BdD PAC monobloc'!$C$20:$P$62,AC51,FALSE),IF(AND($Y$48=1,num_tab=3),HLOOKUP(AM51,'BdD PAC monobloc'!$C$67:$P$109,FALSE),IF(AND($Y$48=1,num_tab=4),HLOOKUP(AM51,'BdD PAC monobloc'!$C$114:$P$156,FALSE),IF(num_tab=1,HLOOKUP(AM51,$D$37:$Q$79,AC51,FALSE),IF(num_tab=2,HLOOKUP(AM51,$D$84:$Q$126,AC51,FALSE),IF(num_tab=3,HLOOKUP(AM51,$D$131:$Q$173,AC51,FALSE),IF(num_tab=4,HLOOKUP(AM51,$D$178:$Q$220,AC51,FALSE),IF(num_tab=5,HLOOKUP(AM51,$D$225:$Q$267,AC51,FALSE),IF(num_tab=6,HLOOKUP(AM51,$D$272:$Q$314,AC51,FALSE),IF(num_tab=7,HLOOKUP(AM51,$D$319:$Q$361,AC51,FALSE))))))))))),\"-\")","v":6.8666666666666663},{"$f":"IFERROR(IF(AND(Dimensionnement!$F$62=ChoixPAC!$G$6,ChoixPAC!$E$39=ChoixPAC!$G$12),AN51*2,AN51),\"-\")","v":6.8666666666666663},{"$f":"IFERROR(IF(AND($Y$48=1,num_tab=2),HLOOKUP(AM51+1,'BdD PAC monobloc'!$C$20:$P$62,AC51,FALSE),IF(AND($Y$48=1,num_tab=3),HLOOKUP(AM51+1,'BdD PAC monobloc'!$C$67:$P$109,FALSE),IF(AND($Y$48=1,num_tab=4),HLOOKUP(AM51+1,'BdD PAC monobloc'!$C$114:$P$156,FALSE),IF(num_tab=1,HLOOKUP(AM51+1,$D$37:$Q$79,AC51,FALSE),IF(num_tab=2,HLOOKUP(AM51+1,$D$84:$Q$126,AC51,FALSE),IF(num_tab=3,HLOOKUP(AM51+1,$D$131:$Q$173,AC51,FALSE),IF(num_tab=4,HLOOKUP(AM51+1,$D$178:$Q$220,AC51,FALSE),IF(num_tab=5,HLOOKUP(AM51+1,$D$225:$Q$267,AC51,FALSE),IF(num_tab=6,HLOOKUP(AM51+1,$D$272:$Q$314,AC51,FALSE),IF(num_tab=7,HLOOKUP(AM51+1,$D$319:$Q$361,AC51,FALSE))))))))))),\"-\")","v":2.52},2.7248677248677247,null,null,null,null,null,"COP PAC à T°ext/35",{"$f":"IF(AX$41<-15,0,('BdD PAC split'!$D$7-'BdD PAC split'!$F$7)/14*AX$41+('BdD PAC split'!$F$7*(-7)-'BdD PAC split'!$D$7*7)/(-14))","v":0},{"$f":"IF(AY$41<-15,0,('BdD PAC split'!$D$7-'BdD PAC split'!$F$7)/14*AY$41+('BdD PAC split'!$F$7*(-7)-'BdD PAC split'!$D$7*7)/(-14))","v":0},{"$f":"IF(AZ$41<-15,0,('BdD PAC split'!$D$7-'BdD PAC split'!$F$7)/14*AZ$41+('BdD PAC split'!$F$7*(-7)-'BdD PAC split'!$D$7*7)/(-14))","v":0},{"$f":"IF(BA$41<-15,0,('BdD PAC split'!$D$7-'BdD PAC split'!$F$7)/14*BA$41+('BdD PAC split'!$F$7*(-7)-'BdD PAC split'!$D$7*7)/(-14))","v":0},{"$f":"IF(BB$41<-15,0,('BdD PAC split'!$D$7-'BdD PAC split'!$F$7)/14*BB$41+('BdD PAC split'!$F$7*(-7)-'BdD PAC split'!$D$7*7)/(-14))","v":0},{"$f":"IF(BC$41<-15,0,('BdD PAC split'!$D$7-'BdD PAC split'!$F$7)/14*BC$41+('BdD PAC split'!$F$7*(-7)-'BdD PAC split'!$D$7*7)/(-14))","v":0},{"$f":"IF(BD$41<-15,0,('BdD PAC split'!$D$7-'BdD PAC split'!$F$7)/14*BD$41+('BdD PAC split'!$F$7*(-7)-'BdD PAC split'!$D$7*7)/(-14))","v":0},{"$f":"IF(BE$41<-15,0,('BdD PAC split'!$D$7-'BdD PAC split'!$F$7)/14*BE$41+('BdD PAC split'!$F$7*(-7)-'BdD PAC split'!$D$7*7)/(-14))","v":0},{"$f":"IF(BF$41<-15,0,('BdD PAC split'!$D$7-'BdD PAC split'!$F$7)/14*BF$41+('BdD PAC split'!$F$7*(-7)-'BdD PAC split'!$D$7*7)/(-14))","v":0},{"$f":"IF(BG$41<-15,0,('BdD PAC split'!$D$7-'BdD PAC split'!$F$7)/14*BG$41+('BdD PAC split'!$F$7*(-7)-'BdD PAC split'!$D$7*7)/(-14))","v":0},{"$f":"IF(BH$41<-15,0,('BdD PAC split'!$D$7-'BdD PAC split'!$F$7)/14*BH$41+('BdD PAC split'!$F$7*(-7)-'BdD PAC split'!$D$7*7)/(-14))","v":4.3899999999999997},{"$f":"IF(BI$41<-15,0,('BdD PAC split'!$D$7-'BdD PAC split'!$F$7)/14*BI$41+('BdD PAC split'!$F$7*(-7)-'BdD PAC split'!$D$7*7)/(-14))","v":4.3899999999999997},{"$f":"IF(BJ$41<-15,0,('BdD PAC split'!$D$7-'BdD PAC split'!$F$7)/14*BJ$41+('BdD PAC split'!$F$7*(-7)-'BdD PAC split'!$D$7*7)/(-14))","v":4.3899999999999997},{"$f":"IF(BK$41<-15,0,('BdD PAC split'!$D$7-'BdD PAC split'!$F$7)/14*BK$41+('BdD PAC split'!$F$7*(-7)-'BdD PAC split'!$D$7*7)/(-14))","v":4.3899999999999997},{"$f":"IF(BL$41<-15,0,('BdD PAC split'!$D$7-'BdD PAC split'!$F$7)/14*BL$41+('BdD PAC split'!$F$7*(-7)-'BdD PAC split'!$D$7*7)/(-14))","v":4.3899999999999997},{"$f":"IF(BM$41<-15,0,('BdD PAC split'!$D$7-'BdD PAC split'!$F$7)/14*BM$41+('BdD PAC split'!$F$7*(-7)-'BdD PAC split'!$D$7*7)/(-14))","v":4.3899999999999997},{"$f":"IF(BN$41<-15,0,('BdD PAC split'!$D$7-'BdD PAC split'!$F$7)/14*BN$41+('BdD PAC split'!$F$7*(-7)-'BdD PAC split'!$D$7*7)/(-14))","v":4.3899999999999997},{"$f":"IF(BO$41<-15,0,('BdD PAC split'!$D$7-'BdD PAC split'!$F$7)/14*BO$41+('BdD PAC split'!$F$7*(-7)-'BdD PAC split'!$D$7*7)/(-14))","v":4.3899999999999997},{"$f":"IF(BP$41<-15,0,('BdD PAC split'!$D$7-'BdD PAC split'!$F$7)/14*BP$41+('BdD PAC split'!$F$7*(-7)-'BdD PAC split'!$D$7*7)/(-14))","v":4.3899999999999997},{"$f":"IF(BQ$41<-15,0,('BdD PAC split'!$D$7-'BdD PAC split'!$F$7)/14*BQ$41+('BdD PAC split'!$F$7*(-7)-'BdD PAC split'!$D$7*7)/(-14))","v":4.3899999999999997},{"$f":"IF(BR$41<-15,0,('BdD PAC split'!$D$7-'BdD PAC split'!$F$7)/14*BR$41+('BdD PAC split'!$F$7*(-7)-'BdD PAC split'!$D$7*7)/(-14))","v":4.3899999999999997},{"$f":"IF(BS$41<-15,0,('BdD PAC split'!$D$7-'BdD PAC split'!$F$7)/14*BS$41+('BdD PAC split'!$F$7*(-7)-'BdD PAC split'!$D$7*7)/(-14))","v":4.3899999999999997},{"$f":"IF(BT$41<-15,0,('BdD PAC split'!$D$7-'BdD PAC split'!$F$7)/14*BT$41+('BdD PAC split'!$F$7*(-7)-'BdD PAC split'!$D$7*7)/(-14))","v":4.3899999999999997},{"$f":"IF(BU$41<-15,0,('BdD PAC split'!$D$7-'BdD PAC split'!$F$7)/14*BU$41+('BdD PAC split'!$F$7*(-7)-'BdD PAC split'!$D$7*7)/(-14))","v":4.3899999999999997},{"$f":"IF(BV$41<-15,0,('BdD PAC split'!$D$7-'BdD PAC split'!$F$7)/14*BV$41+('BdD PAC split'!$F$7*(-7)-'BdD PAC split'!$D$7*7)/(-14))","v":4.3899999999999997},{"$f":"IF(BW$41<-15,0,('BdD PAC split'!$D$7-'BdD PAC split'!$F$7)/14*BW$41+('BdD PAC split'!$F$7*(-7)-'BdD PAC split'!$D$7*7)/(-14))","v":4.3899999999999997},{"$f":"IF(BX$41<-15,0,('BdD PAC split'!$D$7-'BdD PAC split'!$F$7)/14*BX$41+('BdD PAC split'!$F$7*(-7)-'BdD PAC split'!$D$7*7)/(-14))","v":4.3899999999999997},{"$f":"IF(BY$41<-15,0,('BdD PAC split'!$D$7-'BdD PAC split'!$F$7)/14*BY$41+('BdD PAC split'!$F$7*(-7)-'BdD PAC split'!$D$7*7)/(-14))","v":4.3899999999999997},{"$f":"IF(BZ$41<-15,0,('BdD PAC split'!$D$7-'BdD PAC split'!$F$7)/14*BZ$41+('BdD PAC split'!$F$7*(-7)-'BdD PAC split'!$D$7*7)/(-14))","v":4.3899999999999997},{"$f":"IF(CA$41<-15,0,('BdD PAC split'!$D$7-'BdD PAC split'!$F$7)/14*CA$41+('BdD PAC split'!$F$7*(-7)-'BdD PAC split'!$D$7*7)/(-14))","v":4.3899999999999997},{"$f":"IF(CB$41<-15,0,('BdD PAC split'!$D$7-'BdD PAC split'!$F$7)/14*CB$41+('BdD PAC split'!$F$7*(-7)-'BdD PAC split'!$D$7*7)/(-14))","v":4.3899999999999997},{"$f":"IF(CC$41<-15,0,('BdD PAC split'!$D$7-'BdD PAC split'!$F$7)/14*CC$41+('BdD PAC split'!$F$7*(-7)-'BdD PAC split'!$D$7*7)/(-14))","v":4.3899999999999997},{"$f":"IF(CD$41<-15,0,('BdD PAC split'!$D$7-'BdD PAC split'!$F$7)/14*CD$41+('BdD PAC split'!$F$7*(-7)-'BdD PAC split'!$D$7*7)/(-14))","v":4.3899999999999997},{"$f":"IF(CE$41<-15,0,('BdD PAC split'!$D$7-'BdD PAC split'!$F$7)/14*CE$41+('BdD PAC split'!$F$7*(-7)-'BdD PAC split'!$D$7*7)/(-14))","v":4.3899999999999997},{"$f":"IF(CF$41<-15,0,('BdD PAC split'!$D$7-'BdD PAC split'!$F$7)/14*CF$41+('BdD PAC split'!$F$7*(-7)-'BdD PAC split'!$D$7*7)/(-14))","v":4.3899999999999997},{"$f":"IF(CG$41<-15,0,('BdD PAC split'!$D$7-'BdD PAC split'!$F$7)/14*CG$41+('BdD PAC split'!$F$7*(-7)-'BdD PAC split'!$D$7*7)/(-14))","v":4.3899999999999997},{"$f":"IF(CH$41<-15,0,('BdD PAC split'!$D$7-'BdD PAC split'!$F$7)/14*CH$41+('BdD PAC split'!$F$7*(-7)-'BdD PAC split'!$D$7*7)/(-14))","v":4.3899999999999997},{"$f":"IF(CI$41<-15,0,('BdD PAC split'!$D$7-'BdD PAC split'!$F$7)/14*CI$41+('BdD PAC split'!$F$7*(-7)-'BdD PAC split'!$D$7*7)/(-14))","v":4.3899999999999997},{"$f":"IF(CJ$41<-15,0,('BdD PAC split'!$D$7-'BdD PAC split'!$F$7)/14*CJ$41+('BdD PAC split'!$F$7*(-7)-'BdD PAC split'!$D$7*7)/(-14))","v":4.3899999999999997},{"$f":"IF(CK$41<-15,0,('BdD PAC split'!$D$7-'BdD PAC split'!$F$7)/14*CK$41+('BdD PAC split'!$F$7*(-7)-'BdD PAC split'!$D$7*7)/(-14))","v":4.3899999999999997},{"$f":"IF(CL$41<-15,0,('BdD PAC split'!$D$7-'BdD PAC split'!$F$7)/14*CL$41+('BdD PAC split'!$F$7*(-7)-'BdD PAC split'!$D$7*7)/(-14))","v":4.3899999999999997},{"$f":"IF(CM$41<-15,0,('BdD PAC split'!$D$7-'BdD PAC split'!$F$7)/14*CM$41+('BdD PAC split'!$F$7*(-7)-'BdD PAC split'!$D$7*7)/(-14))","v":4.3899999999999997},{"$f":"IF(CN$41<-15,0,('BdD PAC split'!$D$7-'BdD PAC split'!$F$7)/14*CN$41+('BdD PAC split'!$F$7*(-7)-'BdD PAC split'!$D$7*7)/(-14))","v":4.3899999999999997},{"$f":"IF(CO$41<-15,0,('BdD PAC split'!$D$7-'BdD PAC split'!$F$7)/14*CO$41+('BdD PAC split'!$F$7*(-7)-'BdD PAC split'!$D$7*7)/(-14))","v":4.3899999999999997},{"$f":"IF(CP$41<-15,0,('BdD PAC split'!$D$7-'BdD PAC split'!$F$7)/14*CP$41+('BdD PAC split'!$F$7*(-7)-'BdD PAC split'!$D$7*7)/(-14))","v":4.3899999999999997},{"$f":"IF(CQ$41<-15,0,('BdD PAC split'!$D$7-'BdD PAC split'!$F$7)/14*CQ$41+('BdD PAC split'!$F$7*(-7)-'BdD PAC split'!$D$7*7)/(-14))","v":4.3899999999999997},{"$f":"IF(CR$41<-15,0,('BdD PAC split'!$D$7-'BdD PAC split'!$F$7)/14*CR$41+('BdD PAC split'!$F$7*(-7)-'BdD PAC split'!$D$7*7)/(-14))","v":4.3899999999999997},{"$f":"IF(CS$41<-15,0,('BdD PAC split'!$D$7-'BdD PAC split'!$F$7)/14*CS$41+('BdD PAC split'!$F$7*(-7)-'BdD PAC split'!$D$7*7)/(-14))","v":4.3899999999999997},{"$f":"IF(CT$41<-15,0,('BdD PAC split'!$D$7-'BdD PAC split'!$F$7)/14*CT$41+('BdD PAC split'!$F$7*(-7)-'BdD PAC split'!$D$7*7)/(-14))","v":4.3899999999999997},{"$f":"IF(CU$41<-15,0,('BdD PAC split'!$D$7-'BdD PAC split'!$F$7)/14*CU$41+('BdD PAC split'!$F$7*(-7)-'BdD PAC split'!$D$7*7)/(-14))","v":4.3899999999999997},{"$f":"IF(CV$41<-15,0,('BdD PAC split'!$D$7-'BdD PAC split'!$F$7)/14*CV$41+('BdD PAC split'!$F$7*(-7)-'BdD PAC split'!$D$7*7)/(-14))","v":4.3899999999999997},{"$f":"IF(CW$41<-15,0,('BdD PAC split'!$D$7-'BdD PAC split'!$F$7)/14*CW$41+('BdD PAC split'!$F$7*(-7)-'BdD PAC split'!$D$7*7)/(-14))","v":4.3899999999999997},{"$f":"IF(CX$41<-15,0,('BdD PAC split'!$D$7-'BdD PAC split'!$F$7)/14*CX$41+('BdD PAC split'!$F$7*(-7)-'BdD PAC split'!$D$7*7)/(-14))","v":4.3899999999999997},{"$f":"IF(CY$41<-15,0,('BdD PAC split'!$D$7-'BdD PAC split'!$F$7)/14*CY$41+('BdD PAC split'!$F$7*(-7)-'BdD PAC split'!$D$7*7)/(-14))","v":4.3899999999999997},{"$f":"IF(CZ$41<-15,0,('BdD PAC split'!$D$7-'BdD PAC split'!$F$7)/14*CZ$41+('BdD PAC split'!$F$7*(-7)-'BdD PAC split'!$D$7*7)/(-14))","v":4.3899999999999997},{"$f":"IF(DA$41<-15,0,('BdD PAC split'!$D$7-'BdD PAC split'!$F$7)/14*DA$41+('BdD PAC split'!$F$7*(-7)-'BdD PAC split'!$D$7*7)/(-14))","v":4.3899999999999997}]
[null,null,-7,3.8,3.17,3.8,2.71,3.8,2.4,3.8,2.08,3.7,1.74,3.5,1.41,"-","-",null,null,null,null,null,null,"Ligne associée",{"$f":"VLOOKUP($Y$67,$AB$40:$AC$80,2,FALSE)","v":13},null,null,-8,15,{"$f":"IF(Résultats!$S$28>60,60,IF(AND(Résultats!$S$28=0,AB52>0),AB52,Résultats!$S$28))","v":33.896551724137936},35,1,"-",0,"-",0,"-",0,35,{"$f":"IFERROR(IF(AND($Y$48=1,num_tab=2),HLOOKUP(AM52,'BdD PAC monobloc'!$C$20:$P$62,AC52,FALSE),IF(AND($Y$48=1,num_tab=3),HLOOKUP(AM52,'BdD PAC monobloc'!$C$67:$P$109,FALSE),IF(AND($Y$48=1,num_tab=4),HLOOKUP(AM52,'BdD PAC monobloc'!$C$114:$P$156,FALSE),IF(num_tab=1,HLOOKUP(AM52,$D$37:$Q$79,AC52,FALSE),IF(num_tab=2,HLOOKUP(AM52,$D$84:$Q$126,AC52,FALSE),IF(num_tab=3,HLOOKUP(AM52,$D$131:$Q$173,AC52,FALSE),IF(num_tab=4,HLOOKUP(AM52,$D$178:$Q$220,AC52,FALSE),IF(num_tab=5,HLOOKUP(AM52,$D$225:$Q$267,AC52,FALSE),IF(num_tab=6,HLOOKUP(AM52,$D$272:$Q$314,AC52,FALSE),IF(num_tab=7,HLOOKUP(AM52,$D$319:$Q$361,AC52,FALSE))))))))))),\"-\")","v":7.1333333333333337},{"$f":"IFERROR(IF(AND(Dimensionnement!$F$62=ChoixPAC!$G$6,ChoixPAC!$E$39=ChoixPAC!$G$12),AN52*2,AN52),\"-\")","v":7.1333333333333337},{"$f":"IFERROR(IF(AND($Y$48=1,num_tab=2),HLOOKUP(AM52+1,'BdD PAC monobloc'!$C$20:$P$62,AC52,FALSE),IF(AND($Y$48=1,num_tab=3),HLOOKUP(AM52+1,'BdD PAC monobloc'!$C$67:$P$109,FALSE),IF(AND($Y$48=1,num_tab=4),HLOOKUP(AM52+1,'BdD PAC monobloc'!$C$114:$P$156,FALSE),IF(num_tab=1,HLOOKUP(AM52+1,$D$37:$Q$79,AC52,FALSE),IF(num_tab=2,HLOOKUP(AM52+1,$D$84:$Q$126,AC52,FALSE),IF(num_tab=3,HLOOKUP(AM52+1,$D$131:$Q$173,AC52,FALSE),IF(num_tab=4,HLOOKUP(AM52+1,$D$178:$Q$220,AC52,FALSE),IF(num_tab=5,HLOOKUP(AM52+1,$D$225:$Q$267,AC52,FALSE),IF(num_tab=6,HLOOKUP(AM52+1,$D$272:$Q$314,AC52,FALSE),IF(num_tab=7,HLOOKUP(AM52+1,$D$319:$Q$361,AC52,FALSE))))))))))),\"-\")","v":2.6100000000000003},2.7330779054916983,null,null,null,null,null,"COP PAC à T°ext/50",{"$f":"IF(AX$41<-15,0,('BdD PAC split'!$J$7-'BdD PAC split'!$L$7)/14*AX$41+('BdD PAC split'!$L$7*(-7)-'BdD PAC split'!$J$7*7)/(-14))","v":0},{"$f":"IF(AY$41<-15,0,('BdD PAC split'!$J$7-'BdD PAC split'!$L$7)/14*AY$41+('BdD PAC split'!$L$7*(-7)-'BdD PAC split'!$J$7*7)/(-14))","v":0},{"$f":"IF(AZ$41<-15,0,('BdD PAC split'!$J$7-'BdD PAC split'!$L$7)/14*AZ$41+('BdD PAC split'!$L$7*(-7)-'BdD PAC split'!$J$7*7)/(-14))","v":0},{"$f":"IF(BA$41<-15,0,('BdD PAC split'!$J$7-'BdD PAC split'!$L$7)/14*BA$41+('BdD PAC split'!$L$7*(-7)-'BdD PAC split'!$J$7*7)/(-14))","v":0},{"$f":"IF(BB$41<-15,0,('BdD PAC split'!$J$7-'BdD PAC split'!$L$7)/14*BB$41+('BdD PAC split'!$L$7*(-7)-'BdD PAC split'!$J$7*7)/(-14))","v":0},{"$f":"IF(BC$41<-15,0,('BdD PAC split'!$J$7-'BdD PAC split'!$L$7)/14*BC$41+('BdD PAC split'!$L$7*(-7)-'BdD PAC split'!$J$7*7)/(-14))","v":0},{"$f":"IF(BD$41<-15,0,('BdD PAC split'!$J$7-'BdD PAC split'!$L$7)/14*BD$41+('BdD PAC split'!$L$7*(-7)-'BdD PAC split'!$J$7*7)/(-14))","v":0},{"$f":"IF(BE$41<-15,0,('BdD PAC split'!$J$7-'BdD PAC split'!$L$7)/14*BE$41+('BdD PAC split'!$L$7*(-7)-'BdD PAC split'!$J$7*7)/(-14))","v":0},{"$f":"IF(BF$41<-15,0,('BdD PAC split'!$J$7-'BdD PAC split'!$L$7)/14*BF$41+('BdD PAC split'!$L$7*(-7)-'BdD PAC split'!$J$7*7)/(-14))","v":0},{"$f":"IF(BG$41<-15,0,('BdD PAC split'!$J$7-'BdD PAC split'!$L$7)/14*BG$41+('BdD PAC split'!$L$7*(-7)-'BdD PAC split'!$J$7*7)/(-14))","v":0},{"$f":"IF(BH$41<-15,0,('BdD PAC split'!$J$7-'BdD PAC split'!$L$7)/14*BH$41+('BdD PAC split'!$L$7*(-7)-'BdD PAC split'!$J$7*7)/(-14))","v":3.43},{"$f":"IF(BI$41<-15,0,('BdD PAC split'!$J$7-'BdD PAC split'!$L$7)/14*BI$41+('BdD PAC split'!$L$7*(-7)-'BdD PAC split'!$J$7*7)/(-14))","v":3.43},{"$f":"IF(BJ$41<-15,0,('BdD PAC split'!$J$7-'BdD PAC split'!$L$7)/14*BJ$41+('BdD PAC split'!$L$7*(-7)-'BdD PAC split'!$J$7*7)/(-14))","v":3.43},{"$f":"IF(BK$41<-15,0,('BdD PAC split'!$J$7-'BdD PAC split'!$L$7)/14*BK$41+('BdD PAC split'!$L$7*(-7)-'BdD PAC split'!$J$7*7)/(-14))","v":3.43},{"$f":"IF(BL$41<-15,0,('BdD PAC split'!$J$7-'BdD PAC split'!$L$7)/14*BL$41+('BdD PAC split'!$L$7*(-7)-'BdD PAC split'!$J$7*7)/(-14))","v":3.43},{"$f":"IF(BM$41<-15,0,('BdD PAC split'!$J$7-'BdD PAC split'!$L$7)/14*BM$41+('BdD PAC split'!$L$7*(-7)-'BdD PAC split'!$J$7*7)/(-14))","v":3.43},{"$f":"IF(BN$41<-15,0,('BdD PAC split'!$J$7-'BdD PAC split'!$L$7)/14*BN$41+('BdD PAC split'!$L$7*(-7)-'BdD PAC split'!$J$7*7)/(-14))","v":3.43},{"$f":"IF(BO$41<-15,0,('BdD PAC split'!$J$7-'BdD PAC split'!$L$7)/14*BO$41+('BdD PAC split'!$L$7*(-7)-'BdD PAC split'!$J$7*7)/(-14))","v":3.43},{"$f":"IF(BP$41<-15,0,('BdD PAC split'!$J$7-'BdD PAC split'!$L$7)/14*BP$41+('BdD PAC split'!$L$7*(-7)-'BdD PAC split'!$J$7*7)/(-14))","v":3.43},{"$f":"IF(BQ$41<-15,0,('BdD PAC split'!$J$7-'BdD PAC split'!$L$7)/14*BQ$41+('BdD PAC split'!$L$7*(-7)-'BdD PAC split'!$J$7*7)/(-14))","v":3.43},{"$f":"IF(BR$41<-15,0,('BdD PAC split'!$J$7-'BdD PAC split'!$L$7)/14*BR$41+('BdD PAC split'!$L$7*(-7)-'BdD PAC split'!$J$7*7)/(-14))","v":3.43},{"$f":"IF(BS$41<-15,0,('BdD PAC split'!$J$7-'BdD PAC split'!$L$7)/14*BS$41+('BdD PAC split'!$L$7*(-7)-'BdD PAC split'!$J$7*7)/(-14))","v":3.43},{"$f":"IF(BT$41<-15,0,('BdD PAC split'!$J$7-'BdD PAC split'!$L$7)/14*BT$41+('BdD PAC split'!$L$7*(-7)-'BdD PAC split'!$J$7*7)/(-14))","v":3.43},{"$f":"IF(BU$41<-15,0,('BdD PAC split'!$J$7-'BdD PAC split'!$L$7)/14*BU$41+('BdD PAC split'!$L$7*(-7)-'BdD PAC split'!$J$7*7)/(-14))","v":3.43},{"$f":"IF(BV$41<-15,0,('BdD PAC split'!$J$7-'BdD PAC split'!$L$7)/14*BV$41+('BdD PAC split'!$L$7*(-7)-'BdD PAC split'!$J$7*7)/(-14))","v":3.43},{"$f":"IF(BW$41<-15,0,('BdD PAC split'!$J$7-'BdD PAC split'!$L$7)/14*BW$41+('BdD PAC split'!$L$7*(-7)-'BdD PAC split'!$J$7*7)/(-14))","v":3.43},{"$f":"IF(BX$41<-15,0,('BdD PAC split'!$J$7-'BdD PAC split'!$L$7)/14*BX$41+('BdD PAC split'!$L$7*(-7)-'BdD PAC split'!$J$7*7)/(-14))","v":3.43},{"$f":"IF(BY$41<-15,0,('BdD PAC split'!$J$7-'BdD PAC split'!$L$7)/14*BY$41+('BdD PAC split'!$L$7*(-7)-'BdD PAC split'!$J$7*7)/(-14))","v":3.43},{"$f":"IF(BZ$41<-15,0,('BdD PAC split'!$J$7-'BdD PAC split'!$L$7)/14*BZ$41+('BdD PAC split'!$L$7*(-7)-'BdD PAC split'!$J$7*7)/(-14))","v":3.43},{"$f":"IF(CA$41<-15,0,('BdD PAC split'!$J$7-'BdD PAC split'!$L$7)/14*CA$41+('BdD PAC split'!$L$7*(-7)-'BdD PAC split'!$J$7*7)/(-14))","v":3.43},{"$f":"IF(CB$41<-15,0,('BdD PAC split'!$J$7-'BdD PAC split'!$L$7)/14*CB$41+('BdD PAC split'!$L$7*(-7)-'BdD PAC split'!$J$7*7)/(-14))","v":3.43},{"$f":"IF(CC$41<-15,0,('BdD PAC split'!$J$7-'BdD PAC split'!$L$7)/14*CC$41+('BdD PAC split'!$L$7*(-7)-'BdD PAC split'!$J$7*7)/(-14))","v":3.43},{"$f":"IF(CD$41<-15,0,('BdD PAC split'!$J$7-'BdD PAC split'!$L$7)/14*CD$41+('BdD PAC split'!$L$7*(-7)-'BdD PAC split'!$J$7*7)/(-14))","v":3.43},{"$f":"IF(CE$41<-15,0,('BdD PAC split'!$J$7-'BdD PAC split'!$L$7)/14*CE$41+('BdD PAC split'!$L$7*(-7)-'BdD PAC split'!$J$7*7)/(-14))","v":3.43},{"$f":"IF(CF$41<-15,0,('BdD PAC split'!$J$7-'BdD PAC split'!$L$7)/14*CF$41+('BdD PAC split'!$L$7*(-7)-'BdD PAC split'!$J$7*7)/(-14))","v":3.43},{"$f":"IF(CG$41<-15,0,('BdD PAC split'!$J$7-'BdD PAC split'!$L$7)/14*CG$41+('BdD PAC split'!$L$7*(-7)-'BdD PAC split'!$J$7*7)/(-14))","v":3.43},{"$f":"IF(CH$41<-15,0,('BdD PAC split'!$J$7-'BdD PAC split'!$L$7)/14*CH$41+('BdD PAC split'!$L$7*(-7)-'BdD PAC split'!$J$7*7)/(-14))","v":3.43},{"$f":"IF(CI$41<-15,0,('BdD PAC split'!$J$7-'BdD PAC split'!$L$7)/14*CI$41+('BdD PAC split'!$L$7*(-7)-'BdD PAC split'!$J$7*7)/(-14))","v":3.43},{"$f":"IF(CJ$41<-15,0,('BdD PAC split'!$J$7-'BdD PAC split'!$L$7)/14*CJ$41+('BdD PAC split'!$L$7*(-7)-'BdD PAC split'!$J$7*7)/(-14))","v":3.43},{"$f":"IF(CK$41<-15,0,('BdD PAC split'!$J$7-'BdD PAC split'!$L$7)/14*CK$41+('BdD PAC split'!$L$7*(-7)-'BdD PAC split'!$J$7*7)/(-14))","v":3.43},{"$f":"IF(CL$41<-15,0,('BdD PAC split'!$J$7-'BdD PAC split'!$L$7)/14*CL$41+('BdD PAC split'!$L$7*(-7)-'BdD PAC split'!$J$7*7)/(-14))","v":3.43},{"$f":"IF(CM$41<-15,0,('BdD PAC split'!$J$7-'BdD PAC split'!$L$7)/14*CM$41+('BdD PAC split'!$L$7*(-7)-'BdD PAC split'!$J$7*7)/(-14))","v":3.43},{"$f":"IF(CN$41<-15,0,('BdD PAC split'!$J$7-'BdD PAC split'!$L$7)/14*CN$41+('BdD PAC split'!$L$7*(-7)-'BdD PAC split'!$J$7*7)/(-14))","v":3.43},{"$f":"IF(CO$41<-15,0,('BdD PAC split'!$J$7-'BdD PAC split'!$L$7)/14*CO$41+('BdD PAC split'!$L$7*(-7)-'BdD PAC split'!$J$7*7)/(-14))","v":3.43},{"$f":"IF(CP$41<-15,0,('BdD PAC split'!$J$7-'BdD PAC split'!$L$7)/14*CP$41+('BdD PAC split'!$L$7*(-7)-'BdD PAC split'!$J$7*7)/(-14))","v":3.43},{"$f":"IF(CQ$41<-15,0,('BdD PAC split'!$J$7-'BdD PAC split'!$L$7)/14*CQ$41+('BdD PAC split'!$L$7*(-7)-'BdD PAC split'!$J$7*7)/(-14))","v":3.43},{"$f":"IF(CR$41<-15,0,('BdD PAC split'!$J$7-'BdD PAC split'!$L$7)/14*CR$41+('BdD PAC split'!$L$7*(-7)-'BdD PAC split'!$J$7*7)/(-14))","v":3.43},{"$f":"IF(CS$41<-15,0,('BdD PAC split'!$J$7-'BdD PAC split'!$L$7)/14*CS$41+('BdD PAC split'!$L$7*(-7)-'BdD PAC split'!$J$7*7)/(-14))","v":3.43},{"$f":"IF(CT$41<-15,0,('BdD PAC split'!$J$7-'BdD PAC split'!$L$7)/14*CT$41+('BdD PAC split'!$L$7*(-7)-'BdD PAC split'!$J$7*7)/(-14))","v":3.43},{"$f":"IF(CU$41<-15,0,('BdD PAC split'!$J$7-'BdD PAC split'!$L$7)/14*CU$41+('BdD PAC split'!$L$7*(-7)-'BdD PAC split'!$J$7*7)/(-14))","v":3.43},{"$f":"IF(CV$41<-15,0,('BdD PAC split'!$J$7-'BdD PAC split'!$L$7)/14*CV$41+('BdD PAC split'!$L$7*(-7)-'BdD PAC split'!$J$7*7)/(-14))","v":3.43},{"$f":"IF(CW$41<-15,0,('BdD PAC split'!$J$7-'BdD PAC split'!$L$7)/14*CW$41+('BdD PAC split'!$L$7*(-7)-'BdD PAC split'!$J$7*7)/(-14))","v":3.43},{"$f":"IF(CX$41<-15,0,('BdD PAC split'!$J$7-'BdD PAC split'!$L$7)/14*CX$41+('BdD PAC split'!$L$7*(-7)-'BdD PAC split'!$J$7*7)/(-14))","v":3.43},{"$f":"IF(CY$41<-15,0,('BdD PAC split'!$J$7-'BdD PAC split'!$L$7)/14*CY$41+('BdD PAC split'!$L$7*(-7)-'BdD PAC split'!$J$7*7)/(-14))","v":3.43},{"$f":"IF(CZ$41<-15,0,('BdD PAC split'!$J$7-'BdD PAC split'!$L$7)/14*CZ$41+('BdD PAC split'!$L$7*(-7)-'BdD PAC split'!$J$7*7)/(-14))","v":3.43},{"$f":"IF(DA$41<-15,0,('BdD PAC split'!$J$7-'BdD PAC split'!$L$7)/14*DA$41+('BdD PAC split'!$L$7*(-7)-'BdD PAC split'!$J$7*7)/(-14))","v":3.43}]
[null,null,-6,3.77,3.26,3.77,2.75,3.77,2.48,3.77,2.16,3.68,1.82,3.5,1.48,"-","-",null,null,null,null,null,null,"Colonne associée","pour Puissance",{"$f":"VLOOKUP($Y$66,$X$40:$Y$46,2,FALSE)","v":4},null,-7,16,{"$f":"IF(Résultats!$T$28>60,60,IF(AND(Résultats!$T$28=0,AB53>0),AB53,Résultats!$T$28))","v":33.344827586206904},35,1,"-",0,"-",0,"-",0,35,{"$f":"IFERROR(IF(AND($Y$48=1,num_tab=2),HLOOKUP(AM53,'BdD PAC monobloc'!$C$20:$P$62,AC53,FALSE),IF(AND($Y$48=1,num_tab=3),HLOOKUP(AM53,'BdD PAC monobloc'!$C$67:$P$109,FALSE),IF(AND($Y$48=1,num_tab=4),HLOOKUP(AM53,'BdD PAC monobloc'!$C$114:$P$156,FALSE),IF(num_tab=1,HLOOKUP(AM53,$D$37:$Q$79,AC53,FALSE),IF(num_tab=2,HLOOKUP(AM53,$D$84:$Q$126,AC53,FALSE),IF(num_tab=3,HLOOKUP(AM53,$D$131:$Q$173,AC53,FALSE),IF(num_tab=4,HLOOKUP(AM53,$D$178:$Q$220,AC53,FALSE),IF(num_tab=5,HLOOKUP(AM53,$D$225:$Q$267,AC53,FALSE),IF(num_tab=6,HLOOKUP(AM53,$D$272:$Q$314,AC53,FALSE),IF(num_tab=7,HLOOKUP(AM53,$D$319:$Q$361,AC53,FALSE))))))))))),\"-\")","v":7.4},{"$f":"IFERROR(IF(AND(Dimensionnement!$F$62=ChoixPAC!$G$6,ChoixPAC!$E$39=ChoixPAC!$G$12),AN53*2,AN53),\"-\")","v":7.4},{"$f":"IFERROR(IF(AND($Y$48=1,num_tab=2),HLOOKUP(AM53+1,'BdD PAC monobloc'!$C$20:$P$62,AC53,FALSE),IF(AND($Y$48=1,num_tab=3),HLOOKUP(AM53+1,'BdD PAC monobloc'!$C$67:$P$109,FALSE),IF(AND($Y$48=1,num_tab=4),HLOOKUP(AM53+1,'BdD PAC monobloc'!$C$114:$P$156,FALSE),IF(num_tab=1,HLOOKUP(AM53+1,$D$37:$Q$79,AC53,FALSE),IF(num_tab=2,HLOOKUP(AM53+1,$D$84:$Q$126,AC53,FALSE),IF(num_tab=3,HLOOKUP(AM53+1,$D$131:$Q$173,AC53,FALSE),IF(num_tab=4,HLOOKUP(AM53+1,$D$178:$Q$220,AC53,FALSE),IF(num_tab=5,HLOOKUP(AM53+1,$D$225:$Q$267,AC53,FALSE),IF(num_tab=6,HLOOKUP(AM53+1,$D$272:$Q$314,AC53,FALSE),IF(num_tab=7,HLOOKUP(AM53+1,$D$319:$Q$361,AC53,FALSE))))))))))),\"-\")","v":2.7},2.7407407407407405,null,null,null,null,null,"COP PAC à T°ext/Tdep",{"$f":"AX51+(Résultats!B$28-35)*('BdD PAC split'!AX52-'BdD PAC split'!AX51)/15","v":0},{"$f":"AY51+(Résultats!C$28-35)*('BdD PAC split'!AY52-'BdD PAC split'!AY51)/15","v":0},{"$f":"AZ51+(Résultats!D$28-35)*('BdD PAC split'!AZ52-'BdD PAC split'!AZ51)/15","v":0},{"$f":"BA51+(Résultats!E$28-35)*('BdD PAC split'!BA52-'BdD PAC split'!BA51)/15","v":0},{"$f":"BB51+(Résultats!F$28-35)*('BdD PAC split'!BB52-'BdD PAC split'!BB51)/15","v":0},{"$f":"BC51+(Résultats!G$28-35)*('BdD PAC split'!BC52-'BdD PAC split'!BC51)/15","v":0},{"$f":"BD51+(Résultats!H$28-35)*('BdD PAC split'!BD52-'BdD PAC split'!BD51)/15","v":0},{"$f":"BE51+(Résultats!I$28-35)*('BdD PAC split'!BE52-'BdD PAC split'!BE51)/15","v":0},{"$f":"BF51+(Résultats!J$28-35)*('BdD PAC split'!BF52-'BdD PAC split'!BF51)/15","v":0},{"$f":"BG51+(Résultats!K$28-35)*('BdD PAC split'!BG52-'BdD PAC split'!BG51)/15","v":0},{"$f":"BH51+(Résultats!L$28-35)*('BdD PAC split'!BH52-'BdD PAC split'!BH51)/15","v":4.3899999999999997},{"$f":"BI51+(Résultats!M$28-35)*('BdD PAC split'!BI52-'BdD PAC split'!BI51)/15","v":4.3899999999999997},{"$f":"BJ51+(Résultats!N$28-35)*('BdD PAC split'!BJ52-'BdD PAC split'!BJ51)/15","v":4.3899999999999997},{"$f":"BK51+(Résultats!O$28-35)*('BdD PAC split'!BK52-'BdD PAC split'!BK51)/15","v":4.3899999999999997},{"$f":"BL51+(Résultats!P$28-35)*('BdD PAC split'!BL52-'BdD PAC split'!BL51)/15","v":4.3899999999999997},{"$f":"BM51+(Résultats!Q$28-35)*('BdD PAC split'!BM52-'BdD PAC split'!BM51)/15","v":4.3899999999999997},{"$f":"BN51+(Résultats!R$28-35)*('BdD PAC split'!BN52-'BdD PAC split'!BN51)/15","v":4.4253103448275857},{"$f":"BO51+(Résultats!S$28-35)*('BdD PAC split'!BO52-'BdD PAC split'!BO51)/15","v":4.4606206896551717},{"$f":"BP51+(Résultats!T$28-35)*('BdD PAC split'!BP52-'BdD PAC split'!BP51)/15","v":4.4959310344827577},{"$f":"BQ51+(Résultats!U$28-35)*('BdD PAC split'!BQ52-'BdD PAC split'!BQ51)/15","v":4.5312413793103437},{"$f":"BR51+(Résultats!V$28-35)*('BdD PAC split'!BR52-'BdD PAC split'!BR51)/15","v":4.5665517241379296},{"$f":"BS51+(Résultats!W$28-35)*('BdD PAC split'!BS52-'BdD PAC split'!BS51)/15","v":4.6018620689655165},{"$f":"BT51+(Résultats!X$28-35)*('BdD PAC split'!BT52-'BdD PAC split'!BT51)/15","v":4.6371724137931025},{"$f":"BU51+(Résultats!Y$28-35)*('BdD PAC split'!BU52-'BdD PAC split'!BU51)/15","v":4.6724827586206885},{"$f":"BV51+(Résultats!Z$28-35)*('BdD PAC split'!BV52-'BdD PAC split'!BV51)/15","v":4.7077931034482745},{"$f":"BW51+(Résultats!AA$28-35)*('BdD PAC split'!BW52-'BdD PAC split'!BW51)/15","v":4.7431034482758614},{"$f":"BX51+(Résultats!AB$28-35)*('BdD PAC split'!BX52-'BdD PAC split'!BX51)/15","v":4.7784137931034474},{"$f":"BY51+(Résultats!AC$28-35)*('BdD PAC split'!BY52-'BdD PAC split'!BY51)/15","v":4.8137241379310334},{"$f":"BZ51+(Résultats!AD$28-35)*('BdD PAC split'!BZ52-'BdD PAC split'!BZ51)/15","v":4.8490344827586203},{"$f":"CA51+(Résultats!AE$28-35)*('BdD PAC split'!CA52-'BdD PAC split'!CA51)/15","v":4.8843448275862063},{"$f":"CB51+(Résultats!AF$28-35)*('BdD PAC split'!CB52-'BdD PAC split'!CB51)/15","v":4.9196551724137922},{"$f":"CC51+(Résultats!AG$28-35)*('BdD PAC split'!CC52-'BdD PAC split'!CC51)/15","v":4.9549655172413782},{"$f":"CD51+(Résultats!AH$28-35)*('BdD PAC split'!CD52-'BdD PAC split'!CD51)/15","v":4.9902758620689651},{"$f":"CE51+(Résultats!AI$28-35)*('BdD PAC split'!CE52-'BdD PAC split'!CE51)/15","v":5.0255862068965511},{"$f":"CF51+(Résultats!AJ$28-35)*('BdD PAC split'!CF52-'BdD PAC split'!CF51)/15","v":5.0608965517241371},{"$f":"CG51+(Résultats!AK$28-35)*('BdD PAC split'!CG52-'BdD PAC split'!CG51)/15","v":5.096206896551724},{"$f":"CH51+(Résultats!AL$28-35)*('BdD PAC split'!CH52-'BdD PAC split'!CH51)/15","v":5.13151724137931},{"$f":"CI51+(Résultats!AM$28-35)*('BdD PAC split'!CI52-'BdD PAC split'!CI51)/15","v":5.166827586206896},{"$f":"CJ51+(Résultats!AN$28-35)*('BdD PAC split'!CJ52-'BdD PAC split'!CJ51)/15","v":5.2021379310344829},{"$f":"CK51+(Résultats!AO$28-35)*('BdD PAC split'!CK52-'BdD PAC split'!CK51)/15","v":5.2374482758620688},{"$f":"CL51+(Résultats!AP$28-35)*('BdD PAC split'!CL52-'BdD PAC split'!CL51)/15","v":5.2727586206896548},{"$f":"CM51+(Résultats!AQ$28-35)*('BdD PAC split'!CM52-'BdD PAC split'!CM51)/15","v":5.3080689655172417},{"$f":"CN51+(Résultats!AR$28-35)*('BdD PAC split'!CN52-'BdD PAC split'!CN51)/15","v":5.3433793103448277},{"$f":"CO51+(Résultats!AS$28-35)*('BdD PAC split'!CO52-'BdD PAC split'!CO51)/15","v":5.3786896551724137},{"$f":"CP51+(Résultats!AT$28-35)*('BdD PAC split'!CP52-'BdD PAC split'!CP51)/15","v":5.4139999999999997},{"$f":"CQ51+(Résultats!AU$28-35)*('BdD PAC split'!CQ52-'BdD PAC split'!CQ51)/15","v":6.629999999999999},{"$f":"CR51+(Résultats!AV$28-35)*('BdD PAC split'!CR52-'BdD PAC split'!CR51)/15","v":6.629999999999999},{"$f":"CS51+(Résultats!AW$28-35)*('BdD PAC split'!CS52-'BdD PAC split'!CS51)/15","v":6.629999999999999},{"$f":"CT51+(Résultats!AX$28-35)*('BdD PAC split'!CT52-'BdD PAC split'!CT51)/15","v":6.629999999999999},{"$f":"CU51+(Résultats!AY$28-35)*('BdD PAC split'!CU52-'BdD PAC split'!CU51)/15","v":6.629999999999999},{"$f":"CV51+(Résultats!AZ$28-35)*('BdD PAC split'!CV52-'BdD PAC split'!CV51)/15","v":6.629999999999999},{"$f":"CW51+(Résultats!BA$28-35)*('BdD PAC split'!CW52-'BdD PAC split'!CW51)/15","v":6.629999999999999},{"$f":"CX51+(Résultats!BB$28-35)*('BdD PAC split'!CX52-'BdD PAC split'!CX51)/15","v":6.629999999999999},{"$f":"CY51+(Résultats!BC$28-35)*('BdD PAC split'!CY52-'BdD PAC split'!CY51)/15","v":6.629999999999999},{"$f":"CZ51+(Résultats!BD$28-35)*('BdD PAC split'!CZ52-'BdD PAC split'!CZ51)/15","v":6.629999999999999},{"$f":"DA51+(Résultats!BE$28-35)*('BdD PAC split'!DA52-'BdD PAC split'!DA51)/15","v":6.629999999999999}]
[null,null,-5,3.73,3.35,3.73,2.78,3.73,2.56,3.73,2.2400000000000002,3.66,1.89,3.5,1.55,"-","-",null,null,null,null,null,null,null,"pour COP",{"$f":"VLOOKUP($Y$66,$X$40:$Y$46,2,FALSE)+1","v":5},null,-6,17,{"$f":"IF(Résultats!$U$28>60,60,IF(AND(Résultats!$U$28=0,AB54>0),AB54,Résultats!$U$28))","v":32.793103448275872},35,1,"-",0,"-",0,"-",0,35,{"$f":"IFERROR(IF(AND($Y$48=1,num_tab=2),HLOOKUP(AM54,'BdD PAC monobloc'!$C$20:$P$62,AC54,FALSE),IF(AND($Y$48=1,num_tab=3),HLOOKUP(AM54,'BdD PAC monobloc'!$C$67:$P$109,FALSE),IF(AND($Y$48=1,num_tab=4),HLOOKUP(AM54,'BdD PAC monobloc'!$C$114:$P$156,FALSE),IF(num_tab=1,HLOOKUP(AM54,$D$37:$Q$79,AC54,FALSE),IF(num_tab=2,HLOOKUP(AM54,$D$84:$Q$126,AC54,FALSE),IF(num_tab=3,HLOOKUP(AM54,$D$131:$Q$173,AC54,FALSE),IF(num_tab=4,HLOOKUP(AM54,$D$178:$Q$220,AC54,FALSE),IF(num_tab=5,HLOOKUP(AM54,$D$225:$Q$267,AC54,FALSE),IF(num_tab=6,HLOOKUP(AM54,$D$272:$Q$314,AC54,FALSE),IF(num_tab=7,HLOOKUP(AM54,$D$319:$Q$361,AC54,FALSE))))))))))),\"-\")","v":7.5777777777777784},{"$f":"IFERROR(IF(AND(Dimensionnement!$F$62=ChoixPAC!$G$6,ChoixPAC!$E$39=ChoixPAC!$G$12),AN54*2,AN54),\"-\")","v":7.5777777777777784},{"$f":"IFERROR(IF(AND($Y$48=1,num_tab=2),HLOOKUP(AM54+1,'BdD PAC monobloc'!$C$20:$P$62,AC54,FALSE),IF(AND($Y$48=1,num_tab=3),HLOOKUP(AM54+1,'BdD PAC monobloc'!$C$67:$P$109,FALSE),IF(AND($Y$48=1,num_tab=4),HLOOKUP(AM54+1,'BdD PAC monobloc'!$C$114:$P$156,FALSE),IF(num_tab=1,HLOOKUP(AM54+1,$D$37:$Q$79,AC54,FALSE),IF(num_tab=2,HLOOKUP(AM54+1,$D$84:$Q$126,AC54,FALSE),IF(num_tab=3,HLOOKUP(AM54+1,$D$131:$Q$173,AC54,FALSE),IF(num_tab=4,HLOOKUP(AM54+1,$D$178:$Q$220,AC54,FALSE),IF(num_tab=5,HLOOKUP(AM54+1,$D$225:$Q$267,AC54,FALSE),IF(num_tab=6,HLOOKUP(AM54+1,$D$272:$Q$314,AC54,FALSE),IF(num_tab=7,HLOOKUP(AM54+1,$D$319:$Q$361,AC54,FALSE))))))))))),\"-\")","v":2.7677777777777779},2.7378562826174226,null,null,null,null,"12MR","Puiss PAC à T°ext/35",{"$f":"IF(AX$41<-15,0,('BdD PAC split'!$C$9-'BdD PAC split'!$E$9)/14*AX$41+('BdD PAC split'!$E$9*(-7)-'BdD PAC split'!$C$9*7)/(-14))","v":0},{"$f":"IF(AY$41<-15,0,('BdD PAC split'!$C$9-'BdD PAC split'!$E$9)/14*AY$41+('BdD PAC split'!$E$9*(-7)-'BdD PAC split'!$C$9*7)/(-14))","v":0},{"$f":"IF(AZ$41<-15,0,('BdD PAC split'!$C$9-'BdD PAC split'!$E$9)/14*AZ$41+('BdD PAC split'!$E$9*(-7)-'BdD PAC split'!$C$9*7)/(-14))","v":0},{"$f":"IF(BA$41<-15,0,('BdD PAC split'!$C$9-'BdD PAC split'!$E$9)/14*BA$41+('BdD PAC split'!$E$9*(-7)-'BdD PAC split'!$C$9*7)/(-14))","v":0},{"$f":"IF(BB$41<-15,0,('BdD PAC split'!$C$9-'BdD PAC split'!$E$9)/14*BB$41+('BdD PAC split'!$E$9*(-7)-'BdD PAC split'!$C$9*7)/(-14))","v":0},{"$f":"IF(BC$41<-15,0,('BdD PAC split'!$C$9-'BdD PAC split'!$E$9)/14*BC$41+('BdD PAC split'!$E$9*(-7)-'BdD PAC split'!$C$9*7)/(-14))","v":0},{"$f":"IF(BD$41<-15,0,('BdD PAC split'!$C$9-'BdD PAC split'!$E$9)/14*BD$41+('BdD PAC split'!$E$9*(-7)-'BdD PAC split'!$C$9*7)/(-14))","v":0},{"$f":"IF(BE$41<-15,0,('BdD PAC split'!$C$9-'BdD PAC split'!$E$9)/14*BE$41+('BdD PAC split'!$E$9*(-7)-'BdD PAC split'!$C$9*7)/(-14))","v":0},{"$f":"IF(BF$41<-15,0,('BdD PAC split'!$C$9-'BdD PAC split'!$E$9)/14*BF$41+('BdD PAC split'!$E$9*(-7)-'BdD PAC split'!$C$9*7)/(-14))","v":0},{"$f":"IF(BG$41<-15,0,('BdD PAC split'!$C$9-'BdD PAC split'!$E$9)/14*BG$41+('BdD PAC split'!$E$9*(-7)-'BdD PAC split'!$C$9*7)/(-14))","v":0},{"$f":"IF(BH$41<-15,0,('BdD PAC split'!$C$9-'BdD PAC split'!$E$9)/14*BH$41+('BdD PAC split'!$E$9*(-7)-'BdD PAC split'!$C$9*7)/(-14))","v":12.66},{"$f":"IF(BI$41<-15,0,('BdD PAC split'!$C$9-'BdD PAC split'!$E$9)/14*BI$41+('BdD PAC split'!$E$9*(-7)-'BdD PAC split'!$C$9*7)/(-14))","v":12.66},{"$f":"IF(BJ$41<-15,0,('BdD PAC split'!$C$9-'BdD PAC split'!$E$9)/14*BJ$41+('BdD PAC split'!$E$9*(-7)-'BdD PAC split'!$C$9*7)/(-14))","v":12.66},{"$f":"IF(BK$41<-15,0,('BdD PAC split'!$C$9-'BdD PAC split'!$E$9)/14*BK$41+('BdD PAC split'!$E$9*(-7)-'BdD PAC split'!$C$9*7)/(-14))","v":12.66},{"$f":"IF(BL$41<-15,0,('BdD PAC split'!$C$9-'BdD PAC split'!$E$9)/14*BL$41+('BdD PAC split'!$E$9*(-7)-'BdD PAC split'!$C$9*7)/(-14))","v":12.66},{"$f":"IF(BM$41<-15,0,('BdD PAC split'!$C$9-'BdD PAC split'!$E$9)/14*BM$41+('BdD PAC split'!$E$9*(-7)-'BdD PAC split'!$C$9*7)/(-14))","v":12.66},{"$f":"IF(BN$41<-15,0,('BdD PAC split'!$C$9-'BdD PAC split'!$E$9)/14*BN$41+('BdD PAC split'!$E$9*(-7)-'BdD PAC split'!$C$9*7)/(-14))","v":12.66},{"$f":"IF(BO$41<-15,0,('BdD PAC split'!$C$9-'BdD PAC split'!$E$9)/14*BO$41+('BdD PAC split'!$E$9*(-7)-'BdD PAC split'!$C$9*7)/(-14))","v":12.66},{"$f":"IF(BP$41<-15,0,('BdD PAC split'!$C$9-'BdD PAC split'!$E$9)/14*BP$41+('BdD PAC split'!$E$9*(-7)-'BdD PAC split'!$C$9*7)/(-14))","v":12.66},{"$f":"IF(BQ$41<-15,0,('BdD PAC split'!$C$9-'BdD PAC split'!$E$9)/14*BQ$41+('BdD PAC split'!$E$9*(-7)-'BdD PAC split'!$C$9*7)/(-14))","v":12.66},{"$f":"IF(BR$41<-15,0,('BdD PAC split'!$C$9-'BdD PAC split'!$E$9)/14*BR$41+('BdD PAC split'!$E$9*(-7)-'BdD PAC split'!$C$9*7)/(-14))","v":12.66},{"$f":"IF(BS$41<-15,0,('BdD PAC split'!$C$9-'BdD PAC split'!$E$9)/14*BS$41+('BdD PAC split'!$E$9*(-7)-'BdD PAC split'!$C$9*7)/(-14))","v":12.66},{"$f":"IF(BT$41<-15,0,('BdD PAC split'!$C$9-'BdD PAC split'!$E$9)/14*BT$41+('BdD PAC split'!$E$9*(-7)-'BdD PAC split'!$C$9*7)/(-14))","v":12.66},{"$f":"IF(BU$41<-15,0,('BdD PAC split'!$C$9-'BdD PAC split'!$E$9)/14*BU$41+('BdD PAC split'!$E$9*(-7)-'BdD PAC split'!$C$9*7)/(-14))","v":12.66},{"$f":"IF(BV$41<-15,0,('BdD PAC split'!$C$9-'BdD PAC split'!$E$9)/14*BV$41+('BdD PAC split'!$E$9*(-7)-'BdD PAC split'!$C$9*7)/(-14))","v":12.66},{"$f":"IF(BW$41<-15,0,('BdD PAC split'!$C$9-'BdD PAC split'!$E$9)/14*BW$41+('BdD PAC split'!$E$9*(-7)-'BdD PAC split'!$C$9*7)/(-14))","v":12.66},{"$f":"IF(BX$41<-15,0,('BdD PAC split'!$C$9-'BdD PAC split'!$E$9)/14*BX$41+('BdD PAC split'!$E$9*(-7)-'BdD PAC split'!$C$9*7)/(-14))","v":12.66},{"$f":"IF(BY$41<-15,0,('BdD PAC split'!$C$9-'BdD PAC split'!$E$9)/14*BY$41+('BdD PAC split'!$E$9*(-7)-'BdD PAC split'!$C$9*7)/(-14))","v":12.66},{"$f":"IF(BZ$41<-15,0,('BdD PAC split'!$C$9-'BdD PAC split'!$E$9)/14*BZ$41+('BdD PAC split'!$E$9*(-7)-'BdD PAC split'!$C$9*7)/(-14))","v":12.66},{"$f":"IF(CA$41<-15,0,('BdD PAC split'!$C$9-'BdD PAC split'!$E$9)/14*CA$41+('BdD PAC split'!$E$9*(-7)-'BdD PAC split'!$C$9*7)/(-14))","v":12.66},{"$f":"IF(CB$41<-15,0,('BdD PAC split'!$C$9-'BdD PAC split'!$E$9)/14*CB$41+('BdD PAC split'!$E$9*(-7)-'BdD PAC split'!$C$9*7)/(-14))","v":12.66},{"$f":"IF(CC$41<-15,0,('BdD PAC split'!$C$9-'BdD PAC split'!$E$9)/14*CC$41+('BdD PAC split'!$E$9*(-7)-'BdD PAC split'!$C$9*7)/(-14))","v":12.66},{"$f":"IF(CD$41<-15,0,('BdD PAC split'!$C$9-'BdD PAC split'!$E$9)/14*CD$41+('BdD PAC split'!$E$9*(-7)-'BdD PAC split'!$C$9*7)/(-14))","v":12.66},{"$f":"IF(CE$41<-15,0,('BdD PAC split'!$C$9-'BdD PAC split'!$E$9)/14*CE$41+('BdD PAC split'!$E$9*(-7)-'BdD PAC split'!$C$9*7)/(-14))","v":12.66},{"$f":"IF(CF$41<-15,0,('BdD PAC split'!$C$9-'BdD PAC split'!$E$9)/14*CF$41+('BdD PAC split'!$E$9*(-7)-'BdD PAC split'!$C$9*7)/(-14))","v":12.66},{"$f":"IF(CG$41<-15,0,('BdD PAC split'!$C$9-'BdD PAC split'!$E$9)/14*CG$41+('BdD PAC split'!$E$9*(-7)-'BdD PAC split'!$C$9*7)/(-14))","v":12.66},{"$f":"IF(CH$41<-15,0,('BdD PAC split'!$C$9-'BdD PAC split'!$E$9)/14*CH$41+('BdD PAC split'!$E$9*(-7)-'BdD PAC split'!$C$9*7)/(-14))","v":12.66},{"$f":"IF(CI$41<-15,0,('BdD PAC split'!$C$9-'BdD PAC split'!$E$9)/14*CI$41+('BdD PAC split'!$E$9*(-7)-'BdD PAC split'!$C$9*7)/(-14))","v":12.66},{"$f":"IF(CJ$41<-15,0,('BdD PAC split'!$C$9-'BdD PAC split'!$E$9)/14*CJ$41+('BdD PAC split'!$E$9*(-7)-'BdD PAC split'!$C$9*7)/(-14))","v":12.66},{"$f":"IF(CK$41<-15,0,('BdD PAC split'!$C$9-'BdD PAC split'!$E$9)/14*CK$41+('BdD PAC split'!$E$9*(-7)-'BdD PAC split'!$C$9*7)/(-14))","v":12.66},{"$f":"IF(CL$41<-15,0,('BdD PAC split'!$C$9-'BdD PAC split'!$E$9)/14*CL$41+('BdD PAC split'!$E$9*(-7)-'BdD PAC split'!$C$9*7)/(-14))","v":12.66},{"$f":"IF(CM$41<-15,0,('BdD PAC split'!$C$9-'BdD PAC split'!$E$9)/14*CM$41+('BdD PAC split'!$E$9*(-7)-'BdD PAC split'!$C$9*7)/(-14))","v":12.66},{"$f":"IF(CN$41<-15,0,('BdD PAC split'!$C$9-'BdD PAC split'!$E$9)/14*CN$41+('BdD PAC split'!$E$9*(-7)-'BdD PAC split'!$C$9*7)/(-14))","v":12.66},{"$f":"IF(CO$41<-15,0,('BdD PAC split'!$C$9-'BdD PAC split'!$E$9)/14*CO$41+('BdD PAC split'!$E$9*(-7)-'BdD PAC split'!$C$9*7)/(-14))","v":12.66},{"$f":"IF(CP$41<-15,0,('BdD PAC split'!$C$9-'BdD PAC split'!$E$9)/14*CP$41+('BdD PAC split'!$E$9*(-7)-'BdD PAC split'!$C$9*7)/(-14))","v":12.66},{"$f":"IF(CQ$41<-15,0,('BdD PAC split'!$C$9-'BdD PAC split'!$E$9)/14*CQ$41+('BdD PAC split'!$E$9*(-7)-'BdD PAC split'!$C$9*7)/(-14))","v":12.66},{"$f":"IF(CR$41<-15,0,('BdD PAC split'!$C$9-'BdD PAC split'!$E$9)/14*CR$41+('BdD PAC split'!$E$9*(-7)-'BdD PAC split'!$C$9*7)/(-14))","v":12.66},{"$f":"IF(CS$41<-15,0,('BdD PAC split'!$C$9-'BdD PAC split'!$E$9)/14*CS$41+('BdD PAC split'!$E$9*(-7)-'BdD PAC split'!$C$9*7)/(-14))","v":12.66},{"$f":"IF(CT$41<-15,0,('BdD PAC split'!$C$9-'BdD PAC split'!$E$9)/14*CT$41+('BdD PAC split'!$E$9*(-7)-'BdD PAC split'!$C$9*7)/(-14))","v":12.66},{"$f":"IF(CU$41<-15,0,('BdD PAC split'!$C$9-'BdD PAC split'!$E$9)/14*CU$41+('BdD PAC split'!$E$9*(-7)-'BdD PAC split'!$C$9*7)/(-14))","v":12.66},{"$f":"IF(CV$41<-15,0,('BdD PAC split'!$C$9-'BdD PAC split'!$E$9)/14*CV$41+('BdD PAC split'!$E$9*(-7)-'BdD PAC split'!$C$9*7)/(-14))","v":12.66},{"$f":"IF(CW$41<-15,0,('BdD PAC split'!$C$9-'BdD PAC split'!$E$9)/14*CW$41+('BdD PAC split'!$E$9*(-7)-'BdD PAC split'!$C$9*7)/(-14))","v":12.66},{"$f":"IF(CX$41<-15,0,('BdD PAC split'!$C$9-'BdD PAC split'!$E$9)/14*CX$41+('BdD PAC split'!$E$9*(-7)-'BdD PAC split'!$C$9*7)/(-14))","v":12.66},{"$f":"IF(CY$41<-15,0,('BdD PAC split'!$C$9-'BdD PAC split'!$E$9)/14*CY$41+('BdD PAC split'!$E$9*(-7)-'BdD PAC split'!$C$9*7)/(-14))","v":12.66},{"$f":"IF(CZ$41<-15,0,('BdD PAC split'!$C$9-'BdD PAC split'!$E$9)/14*CZ$41+('BdD PAC split'!$E$9*(-7)-'BdD PAC split'!$C$9*7)/(-14))","v":12.66},{"$f":"IF(DA$41<-15,0,('BdD PAC split'!$C$9-'BdD PAC split'!$E$9)/14*DA$41+('BdD PAC split'!$E$9*(-7)-'BdD PAC split'!$C$9*7)/(-14))","v":12.66}]
[null,null,-4,3.7,3.45,3.7,2.82,3.7,2.63,3.7,2.3199999999999998,3.63,1.97,3.5,1.62,"-","-",null,null,null,null,null,null,null,null,null,null,-5,18,{"$f":"IF(Résultats!$V$28>60,60,IF(AND(Résultats!$V$28=0,AB55>0),AB55,Résultats!$V$28))","v":32.24137931034484},35,1,"-",0,"-",0,"-",0,35,{"$f":"IFERROR(IF(AND($Y$48=1,num_tab=2),HLOOKUP(AM55,'BdD PAC monobloc'!$C$20:$P$62,AC55,FALSE),IF(AND($Y$48=1,num_tab=3),HLOOKUP(AM55,'BdD PAC monobloc'!$C$67:$P$109,FALSE),IF(AND($Y$48=1,num_tab=4),HLOOKUP(AM55,'BdD PAC monobloc'!$C$114:$P$156,FALSE),IF(num_tab=1,HLOOKUP(AM55,$D$37:$Q$79,AC55,FALSE),IF(num_tab=2,HLOOKUP(AM55,$D$84:$Q$126,AC55,FALSE),IF(num_tab=3,HLOOKUP(AM55,$D$131:$Q$173,AC55,FALSE),IF(num_tab=4,HLOOKUP(AM55,$D$178:$Q$220,AC55,FALSE),IF(num_tab=5,HLOOKUP(AM55,$D$225:$Q$267,AC55,FALSE),IF(num_tab=6,HLOOKUP(AM55,$D$272:$Q$314,AC55,FALSE),IF(num_tab=7,HLOOKUP(AM55,$D$319:$Q$361,AC55,FALSE))))))))))),\"-\")","v":7.7555555555555555},{"$f":"IFERROR(IF(AND(Dimensionnement!$F$62=ChoixPAC!$G$6,ChoixPAC!$E$39=ChoixPAC!$G$12),AN55*2,AN55),\"-\")","v":7.7555555555555555},{"$f":"IFERROR(IF(AND($Y$48=1,num_tab=2),HLOOKUP(AM55+1,'BdD PAC monobloc'!$C$20:$P$62,AC55,FALSE),IF(AND($Y$48=1,num_tab=3),HLOOKUP(AM55+1,'BdD PAC monobloc'!$C$67:$P$109,FALSE),IF(AND($Y$48=1,num_tab=4),HLOOKUP(AM55+1,'BdD PAC monobloc'!$C$114:$P$156,FALSE),IF(num_tab=1,HLOOKUP(AM55+1,$D$37:$Q$79,AC55,FALSE),IF(num_tab=2,HLOOKUP(AM55+1,$D$84:$Q$126,AC55,FALSE),IF(num_tab=3,HLOOKUP(AM55+1,$D$131:$Q$173,AC55,FALSE),IF(num_tab=4,HLOOKUP(AM55+1,$D$178:$Q$220,AC55,FALSE),IF(num_tab=5,HLOOKUP(AM55+1,$D$225:$Q$267,AC55,FALSE),IF(num_tab=6,HLOOKUP(AM55+1,$D$272:$Q$314,AC55,FALSE),IF(num_tab=7,HLOOKUP(AM55+1,$D$319:$Q$361,AC55,FALSE))))))))))),\"-\")","v":2.8355555555555556},2.7351097178683386,null,null,null,null,null,"Puiss PAC à T°ext/50",{"$f":"IF(AX$41<-15,0,('BdD PAC split'!$I$9-'BdD PAC split'!$K$9)/14*AX$41+('BdD PAC split'!$K$9*(-7)-'BdD PAC split'!$I$9*7)/(-14))","v":0},{"$f":"IF(AY$41<-15,0,('BdD PAC split'!$I$9-'BdD PAC split'!$K$9)/14*AY$41+('BdD PAC split'!$K$9*(-7)-'BdD PAC split'!$I$9*7)/(-14))","v":0},{"$f":"IF(AZ$41<-15,0,('BdD PAC split'!$I$9-'BdD PAC split'!$K$9)/14*AZ$41+('BdD PAC split'!$K$9*(-7)-'BdD PAC split'!$I$9*7)/(-14))","v":0},{"$f":"IF(BA$41<-15,0,('BdD PAC split'!$I$9-'BdD PAC split'!$K$9)/14*BA$41+('BdD PAC split'!$K$9*(-7)-'BdD PAC split'!$I$9*7)/(-14))","v":0},{"$f":"IF(BB$41<-15,0,('BdD PAC split'!$I$9-'BdD PAC split'!$K$9)/14*BB$41+('BdD PAC split'!$K$9*(-7)-'BdD PAC split'!$I$9*7)/(-14))","v":0},{"$f":"IF(BC$41<-15,0,('BdD PAC split'!$I$9-'BdD PAC split'!$K$9)/14*BC$41+('BdD PAC split'!$K$9*(-7)-'BdD PAC split'!$I$9*7)/(-14))","v":0},{"$f":"IF(BD$41<-15,0,('BdD PAC split'!$I$9-'BdD PAC split'!$K$9)/14*BD$41+('BdD PAC split'!$K$9*(-7)-'BdD PAC split'!$I$9*7)/(-14))","v":0},{"$f":"IF(BE$41<-15,0,('BdD PAC split'!$I$9-'BdD PAC split'!$K$9)/14*BE$41+('BdD PAC split'!$K$9*(-7)-'BdD PAC split'!$I$9*7)/(-14))","v":0},{"$f":"IF(BF$41<-15,0,('BdD PAC split'!$I$9-'BdD PAC split'!$K$9)/14*BF$41+('BdD PAC split'!$K$9*(-7)-'BdD PAC split'!$I$9*7)/(-14))","v":0},{"$f":"IF(BG$41<-15,0,('BdD PAC split'!$I$9-'BdD PAC split'!$K$9)/14*BG$41+('BdD PAC split'!$K$9*(-7)-'BdD PAC split'!$I$9*7)/(-14))","v":0},{"$f":"IF(BH$41<-15,0,('BdD PAC split'!$I$9-'BdD PAC split'!$K$9)/14*BH$41+('BdD PAC split'!$K$9*(-7)-'BdD PAC split'!$I$9*7)/(-14))","v":12.209999999999999},{"$f":"IF(BI$41<-15,0,('BdD PAC split'!$I$9-'BdD PAC split'!$K$9)/14*BI$41+('BdD PAC split'!$K$9*(-7)-'BdD PAC split'!$I$9*7)/(-14))","v":12.209999999999999},{"$f":"IF(BJ$41<-15,0,('BdD PAC split'!$I$9-'BdD PAC split'!$K$9)/14*BJ$41+('BdD PAC split'!$K$9*(-7)-'BdD PAC split'!$I$9*7)/(-14))","v":12.209999999999999},{"$f":"IF(BK$41<-15,0,('BdD PAC split'!$I$9-'BdD PAC split'!$K$9)/14*BK$41+('BdD PAC split'!$K$9*(-7)-'BdD PAC split'!$I$9*7)/(-14))","v":12.209999999999999},{"$f":"IF(BL$41<-15,0,('BdD PAC split'!$I$9-'BdD PAC split'!$K$9)/14*BL$41+('BdD PAC split'!$K$9*(-7)-'BdD PAC split'!$I$9*7)/(-14))","v":12.209999999999999},{"$f":"IF(BM$41<-15,0,('BdD PAC split'!$I$9-'BdD PAC split'!$K$9)/14*BM$41+('BdD PAC split'!$K$9*(-7)-'BdD PAC split'!$I$9*7)/(-14))","v":12.209999999999999},{"$f":"IF(BN$41<-15,0,('BdD PAC split'!$I$9-'BdD PAC split'!$K$9)/14*BN$41+('BdD PAC split'!$K$9*(-7)-'BdD PAC split'!$I$9*7)/(-14))","v":12.209999999999999},{"$f":"IF(BO$41<-15,0,('BdD PAC split'!$I$9-'BdD PAC split'!$K$9)/14*BO$41+('BdD PAC split'!$K$9*(-7)-'BdD PAC split'!$I$9*7)/(-14))","v":12.209999999999999},{"$f":"IF(BP$41<-15,0,('BdD PAC split'!$I$9-'BdD PAC split'!$K$9)/14*BP$41+('BdD PAC split'!$K$9*(-7)-'BdD PAC split'!$I$9*7)/(-14))","v":12.209999999999999},{"$f":"IF(BQ$41<-15,0,('BdD PAC split'!$I$9-'BdD PAC split'!$K$9)/14*BQ$41+('BdD PAC split'!$K$9*(-7)-'BdD PAC split'!$I$9*7)/(-14))","v":12.209999999999999},{"$f":"IF(BR$41<-15,0,('BdD PAC split'!$I$9-'BdD PAC split'!$K$9)/14*BR$41+('BdD PAC split'!$K$9*(-7)-'BdD PAC split'!$I$9*7)/(-14))","v":12.209999999999999},{"$f":"IF(BS$41<-15,0,('BdD PAC split'!$I$9-'BdD PAC split'!$K$9)/14*BS$41+('BdD PAC split'!$K$9*(-7)-'BdD PAC split'!$I$9*7)/(-14))","v":12.209999999999999},{"$f":"IF(BT$41<-15,0,('BdD PAC split'!$I$9-'BdD PAC split'!$K$9)/14*BT$41+('BdD PAC split'!$K$9*(-7)-'BdD PAC split'!$I$9*7)/(-14))","v":12.209999999999999},{"$f":"IF(BU$41<-15,0,('BdD PAC split'!$I$9-'BdD PAC split'!$K$9)/14*BU$41+('BdD PAC split'!$K$9*(-7)-'BdD PAC split'!$I$9*7)/(-14))","v":12.209999999999999},{"$f":"IF(BV$41<-15,0,('BdD PAC split'!$I$9-'BdD PAC split'!$K$9)/14*BV$41+('BdD PAC split'!$K$9*(-7)-'BdD PAC split'!$I$9*7)/(-14))","v":12.209999999999999},{"$f":"IF(BW$41<-15,0,('BdD PAC split'!$I$9-'BdD PAC split'!$K$9)/14*BW$41+('BdD PAC split'!$K$9*(-7)-'BdD PAC split'!$I$9*7)/(-14))","v":12.209999999999999},{"$f":"IF(BX$41<-15,0,('BdD PAC split'!$I$9-'BdD PAC split'!$K$9)/14*BX$41+('BdD PAC split'!$K$9*(-7)-'BdD PAC split'!$I$9*7)/(-14))","v":12.209999999999999},{"$f":"IF(BY$41<-15,0,('BdD PAC split'!$I$9-'BdD PAC split'!$K$9)/14*BY$41+('BdD PAC split'!$K$9*(-7)-'BdD PAC split'!$I$9*7)/(-14))","v":12.209999999999999},{"$f":"IF(BZ$41<-15,0,('BdD PAC split'!$I$9-'BdD PAC split'!$K$9)/14*BZ$41+('BdD PAC split'!$K$9*(-7)-'BdD PAC split'!$I$9*7)/(-14))","v":12.209999999999999},{"$f":"IF(CA$41<-15,0,('BdD PAC split'!$I$9-'BdD PAC split'!$K$9)/14*CA$41+('BdD PAC split'!$K$9*(-7)-'BdD PAC split'!$I$9*7)/(-14))","v":12.209999999999999},{"$f":"IF(CB$41<-15,0,('BdD PAC split'!$I$9-'BdD PAC split'!$K$9)/14*CB$41+('BdD PAC split'!$K$9*(-7)-'BdD PAC split'!$I$9*7)/(-14))","v":12.209999999999999},{"$f":"IF(CC$41<-15,0,('BdD PAC split'!$I$9-'BdD PAC split'!$K$9)/14*CC$41+('BdD PAC split'!$K$9*(-7)-'BdD PAC split'!$I$9*7)/(-14))","v":12.209999999999999},{"$f":"IF(CD$41<-15,0,('BdD PAC split'!$I$9-'BdD PAC split'!$K$9)/14*CD$41+('BdD PAC split'!$K$9*(-7)-'BdD PAC split'!$I$9*7)/(-14))","v":12.209999999999999},{"$f":"IF(CE$41<-15,0,('BdD PAC split'!$I$9-'BdD PAC split'!$K$9)/14*CE$41+('BdD PAC split'!$K$9*(-7)-'BdD PAC split'!$I$9*7)/(-14))","v":12.209999999999999},{"$f":"IF(CF$41<-15,0,('BdD PAC split'!$I$9-'BdD PAC split'!$K$9)/14*CF$41+('BdD PAC split'!$K$9*(-7)-'BdD PAC split'!$I$9*7)/(-14))","v":12.209999999999999},{"$f":"IF(CG$41<-15,0,('BdD PAC split'!$I$9-'BdD PAC split'!$K$9)/14*CG$41+('BdD PAC split'!$K$9*(-7)-'BdD PAC split'!$I$9*7)/(-14))","v":12.209999999999999},{"$f":"IF(CH$41<-15,0,('BdD PAC split'!$I$9-'BdD PAC split'!$K$9)/14*CH$41+('BdD PAC split'!$K$9*(-7)-'BdD PAC split'!$I$9*7)/(-14))","v":12.209999999999999},{"$f":"IF(CI$41<-15,0,('BdD PAC split'!$I$9-'BdD PAC split'!$K$9)/14*CI$41+('BdD PAC split'!$K$9*(-7)-'BdD PAC split'!$I$9*7)/(-14))","v":12.209999999999999},{"$f":"IF(CJ$41<-15,0,('BdD PAC split'!$I$9-'BdD PAC split'!$K$9)/14*CJ$41+('BdD PAC split'!$K$9*(-7)-'BdD PAC split'!$I$9*7)/(-14))","v":12.209999999999999},{"$f":"IF(CK$41<-15,0,('BdD PAC split'!$I$9-'BdD PAC split'!$K$9)/14*CK$41+('BdD PAC split'!$K$9*(-7)-'BdD PAC split'!$I$9*7)/(-14))","v":12.209999999999999},{"$f":"IF(CL$41<-15,0,('BdD PAC split'!$I$9-'BdD PAC split'!$K$9)/14*CL$41+('BdD PAC split'!$K$9*(-7)-'BdD PAC split'!$I$9*7)/(-14))","v":12.209999999999999},{"$f":"IF(CM$41<-15,0,('BdD PAC split'!$I$9-'BdD PAC split'!$K$9)/14*CM$41+('BdD PAC split'!$K$9*(-7)-'BdD PAC split'!$I$9*7)/(-14))","v":12.209999999999999},{"$f":"IF(CN$41<-15,0,('BdD PAC split'!$I$9-'BdD PAC split'!$K$9)/14*CN$41+('BdD PAC split'!$K$9*(-7)-'BdD PAC split'!$I$9*7)/(-14))","v":12.209999999999999},{"$f":"IF(CO$41<-15,0,('BdD PAC split'!$I$9-'BdD PAC split'!$K$9)/14*CO$41+('BdD PAC split'!$K$9*(-7)-'BdD PAC split'!$I$9*7)/(-14))","v":12.209999999999999},{"$f":"IF(CP$41<-15,0,('BdD PAC split'!$I$9-'BdD PAC split'!$K$9)/14*CP$41+('BdD PAC split'!$K$9*(-7)-'BdD PAC split'!$I$9*7)/(-14))","v":12.209999999999999},{"$f":"IF(CQ$41<-15,0,('BdD PAC split'!$I$9-'BdD PAC split'!$K$9)/14*CQ$41+('BdD PAC split'!$K$9*(-7)-'BdD PAC split'!$I$9*7)/(-14))","v":12.209999999999999},{"$f":"IF(CR$41<-15,0,('BdD PAC split'!$I$9-'BdD PAC split'!$K$9)/14*CR$41+('BdD PAC split'!$K$9*(-7)-'BdD PAC split'!$I$9*7)/(-14))","v":12.209999999999999},{"$f":"IF(CS$41<-15,0,('BdD PAC split'!$I$9-'BdD PAC split'!$K$9)/14*CS$41+('BdD PAC split'!$K$9*(-7)-'BdD PAC split'!$I$9*7)/(-14))","v":12.209999999999999},{"$f":"IF(CT$41<-15,0,('BdD PAC split'!$I$9-'BdD PAC split'!$K$9)/14*CT$41+('BdD PAC split'!$K$9*(-7)-'BdD PAC split'!$I$9*7)/(-14))","v":12.209999999999999},{"$f":"IF(CU$41<-15,0,('BdD PAC split'!$I$9-'BdD PAC split'!$K$9)/14*CU$41+('BdD PAC split'!$K$9*(-7)-'BdD PAC split'!$I$9*7)/(-14))","v":12.209999999999999},{"$f":"IF(CV$41<-15,0,('BdD PAC split'!$I$9-'BdD PAC split'!$K$9)/14*CV$41+('BdD PAC split'!$K$9*(-7)-'BdD PAC split'!$I$9*7)/(-14))","v":12.209999999999999},{"$f":"IF(CW$41<-15,0,('BdD PAC split'!$I$9-'BdD PAC split'!$K$9)/14*CW$41+('BdD PAC split'!$K$9*(-7)-'BdD PAC split'!$I$9*7)/(-14))","v":12.209999999999999},{"$f":"IF(CX$41<-15,0,('BdD PAC split'!$I$9-'BdD PAC split'!$K$9)/14*CX$41+('BdD PAC split'!$K$9*(-7)-'BdD PAC split'!$I$9*7)/(-14))","v":12.209999999999999},{"$f":"IF(CY$41<-15,0,('BdD PAC split'!$I$9-'BdD PAC split'!$K$9)/14*CY$41+('BdD PAC split'!$K$9*(-7)-'BdD PAC split'!$I$9*7)/(-14))","v":12.209999999999999},{"$f":"IF(CZ$41<-15,0,('BdD PAC split'!$I$9-'BdD PAC split'!$K$9)/14*CZ$41+('BdD PAC split'!$K$9*(-7)-'BdD PAC split'!$I$9*7)/(-14))","v":12.209999999999999},{"$f":"IF(DA$41<-15,0,('BdD PAC split'!$I$9-'BdD PAC split'!$K$9)/14*DA$41+('BdD PAC split'!$K$9*(-7)-'BdD PAC split'!$I$9*7)/(-14))","v":12.209999999999999}]
[null,null,-3,3.67,3.54,3.67,2.86,3.67,2.71,3.67,2.4,3.61,2.04,3.5,1.69,"-","-",null,null,null,null,null,null,"Modèle","Numéro","T° coupure",null,-4,19,{"$f":"IF(Résultats!$W$28>60,60,IF(AND(Résultats!$W$28=0,AB56>0),AB56,Résultats!$W$28))","v":31.689655172413804},35,1,"-",0,"-",0,"-",0,35,{"$f":"IFERROR(IF(AND($Y$48=1,num_tab=2),HLOOKUP(AM56,'BdD PAC monobloc'!$C$20:$P$62,AC56,FALSE),IF(AND($Y$48=1,num_tab=3),HLOOKUP(AM56,'BdD PAC monobloc'!$C$67:$P$109,FALSE),IF(AND($Y$48=1,num_tab=4),HLOOKUP(AM56,'BdD PAC monobloc'!$C$114:$P$156,FALSE),IF(num_tab=1,HLOOKUP(AM56,$D$37:$Q$79,AC56,FALSE),IF(num_tab=2,HLOOKUP(AM56,$D$84:$Q$126,AC56,FALSE),IF(num_tab=3,HLOOKUP(AM56,$D$131:$Q$173,AC56,FALSE),IF(num_tab=4,HLOOKUP(AM56,$D$178:$Q$220,AC56,FALSE),IF(num_tab=5,HLOOKUP(AM56,$D$225:$Q$267,AC56,FALSE),IF(num_tab=6,HLOOKUP(AM56,$D$272:$Q$314,AC56,FALSE),IF(num_tab=7,HLOOKUP(AM56,$D$319:$Q$361,AC56,FALSE))))))))))),\"-\")","v":7.9333333333333336},{"$f":"IFERROR(IF(AND(Dimensionnement!$F$62=ChoixPAC!$G$6,ChoixPAC!$E$39=ChoixPAC!$G$12),AN56*2,AN56),\"-\")","v":7.9333333333333336},{"$f":"IFERROR(IF(AND($Y$48=1,num_tab=2),HLOOKUP(AM56+1,'BdD PAC monobloc'!$C$20:$P$62,AC56,FALSE),IF(AND($Y$48=1,num_tab=3),HLOOKUP(AM56+1,'BdD PAC monobloc'!$C$67:$P$109,FALSE),IF(AND($Y$48=1,num_tab=4),HLOOKUP(AM56+1,'BdD PAC monobloc'!$C$114:$P$156,FALSE),IF(num_tab=1,HLOOKUP(AM56+1,$D$37:$Q$79,AC56,FALSE),IF(num_tab=2,HLOOKUP(AM56+1,$D$84:$Q$126,AC56,FALSE),IF(num_tab=3,HLOOKUP(AM56+1,$D$131:$Q$173,AC56,FALSE),IF(num_tab=4,HLOOKUP(AM56+1,$D$178:$Q$220,AC56,FALSE),IF(num_tab=5,HLOOKUP(AM56+1,$D$225:$Q$267,AC56,FALSE),IF(num_tab=6,HLOOKUP(AM56+1,$D$272:$Q$314,AC56,FALSE),IF(num_tab=7,HLOOKUP(AM56+1,$D$319:$Q$361,AC56,FALSE))))))))))),\"-\")","v":2.9033333333333333},2.7324913892078073,null,null,null,null,null,"Puiss PAC à T°ext/Tdep",{"$f":"AX54+(Résultats!B$28-35)*('BdD PAC split'!AX55-'BdD PAC split'!AX54)/15","v":0},{"$f":"AY54+(Résultats!C$28-35)*('BdD PAC split'!AY55-'BdD PAC split'!AY54)/15","v":0},{"$f":"AZ54+(Résultats!D$28-35)*('BdD PAC split'!AZ55-'BdD PAC split'!AZ54)/15","v":0},{"$f":"BA54+(Résultats!E$28-35)*('BdD PAC split'!BA55-'BdD PAC split'!BA54)/15","v":0},{"$f":"BB54+(Résultats!F$28-35)*('BdD PAC split'!BB55-'BdD PAC split'!BB54)/15","v":0},{"$f":"BC54+(Résultats!G$28-35)*('BdD PAC split'!BC55-'BdD PAC split'!BC54)/15","v":0},{"$f":"BD54+(Résultats!H$28-35)*('BdD PAC split'!BD55-'BdD PAC split'!BD54)/15","v":0},{"$f":"BE54+(Résultats!I$28-35)*('BdD PAC split'!BE55-'BdD PAC split'!BE54)/15","v":0},{"$f":"BF54+(Résultats!J$28-35)*('BdD PAC split'!BF55-'BdD PAC split'!BF54)/15","v":0},{"$f":"BG54+(Résultats!K$28-35)*('BdD PAC split'!BG55-'BdD PAC split'!BG54)/15","v":0},{"$f":"BH54+(Résultats!L$28-35)*('BdD PAC split'!BH55-'BdD PAC split'!BH54)/15","v":12.66},{"$f":"BI54+(Résultats!M$28-35)*('BdD PAC split'!BI55-'BdD PAC split'!BI54)/15","v":12.66},{"$f":"BJ54+(Résultats!N$28-35)*('BdD PAC split'!BJ55-'BdD PAC split'!BJ54)/15","v":12.66},{"$f":"BK54+(Résultats!O$28-35)*('BdD PAC split'!BK55-'BdD PAC split'!BK54)/15","v":12.66},{"$f":"BL54+(Résultats!P$28-35)*('BdD PAC split'!BL55-'BdD PAC split'!BL54)/15","v":12.66},{"$f":"BM54+(Résultats!Q$28-35)*('BdD PAC split'!BM55-'BdD PAC split'!BM54)/15","v":12.66},{"$f":"BN54+(Résultats!R$28-35)*('BdD PAC split'!BN55-'BdD PAC split'!BN54)/15","v":12.676551724137932},{"$f":"BO54+(Résultats!S$28-35)*('BdD PAC split'!BO55-'BdD PAC split'!BO54)/15","v":12.693103448275862},{"$f":"BP54+(Résultats!T$28-35)*('BdD PAC split'!BP55-'BdD PAC split'!BP54)/15","v":12.709655172413793},{"$f":"BQ54+(Résultats!U$28-35)*('BdD PAC split'!BQ55-'BdD PAC split'!BQ54)/15","v":12.726206896551725},{"$f":"BR54+(Résultats!V$28-35)*('BdD PAC split'!BR55-'BdD PAC split'!BR54)/15","v":12.742758620689655},{"$f":"BS54+(Résultats!W$28-35)*('BdD PAC split'!BS55-'BdD PAC split'!BS54)/15","v":12.759310344827586},{"$f":"BT54+(Résultats!X$28-35)*('BdD PAC split'!BT55-'BdD PAC split'!BT54)/15","v":12.775862068965518},{"$f":"BU54+(Résultats!Y$28-35)*('BdD PAC split'!BU55-'BdD PAC split'!BU54)/15","v":12.792413793103448},{"$f":"BV54+(Résultats!Z$28-35)*('BdD PAC split'!BV55-'BdD PAC split'!BV54)/15","v":12.808965517241379},{"$f":"BW54+(Résultats!AA$28-35)*('BdD PAC split'!BW55-'BdD PAC split'!BW54)/15","v":12.825517241379311},{"$f":"BX54+(Résultats!AB$28-35)*('BdD PAC split'!BX55-'BdD PAC split'!BX54)/15","v":12.842068965517242},{"$f":"BY54+(Résultats!AC$28-35)*('BdD PAC split'!BY55-'BdD PAC split'!BY54)/15","v":12.858620689655172},{"$f":"BZ54+(Résultats!AD$28-35)*('BdD PAC split'!BZ55-'BdD PAC split'!BZ54)/15","v":12.875172413793104},{"$f":"CA54+(Résultats!AE$28-35)*('BdD PAC split'!CA55-'BdD PAC split'!CA54)/15","v":12.891724137931035},{"$f":"CB54+(Résultats!AF$28-35)*('BdD PAC split'!CB55-'BdD PAC split'!CB54)/15","v":12.908275862068967},{"$f":"CC54+(Résultats!AG$28-35)*('BdD PAC split'!CC55-'BdD PAC split'!CC54)/15","v":12.924827586206897},{"$f":"CD54+(Résultats!AH$28-35)*('BdD PAC split'!CD55-'BdD PAC split'!CD54)/15","v":12.941379310344828},{"$f":"CE54+(Résultats!AI$28-35)*('BdD PAC split'!CE55-'BdD PAC split'!CE54)/15","v":12.95793103448276},{"$f":"CF54+(Résultats!AJ$28-35)*('BdD PAC split'!CF55-'BdD PAC split'!CF54)/15","v":12.97448275862069},{"$f":"CG54+(Résultats!AK$28-35)*('BdD PAC split'!CG55-'BdD PAC split'!CG54)/15","v":12.991034482758621},{"$f":"CH54+(Résultats!AL$28-35)*('BdD PAC split'!CH55-'BdD PAC split'!CH54)/15","v":13.007586206896553},{"$f":"CI54+(Résultats!AM$28-35)*('BdD PAC split'!CI55-'BdD PAC split'!CI54)/15","v":13.024137931034485},{"$f":"CJ54+(Résultats!AN$28-35)*('BdD PAC split'!CJ55-'BdD PAC split'!CJ54)/15","v":13.040689655172415},{"$f":"CK54+(Résultats!AO$28-35)*('BdD PAC split'!CK55-'BdD PAC split'!CK54)/15","v":13.057241379310346},{"$f":"CL54+(Résultats!AP$28-35)*('BdD PAC split'!CL55-'BdD PAC split'!CL54)/15","v":13.073793103448278},{"$f":"CM54+(Résultats!AQ$28-35)*('BdD PAC split'!CM55-'BdD PAC split'!CM54)/15","v":13.090344827586208},{"$f":"CN54+(Résultats!AR$28-35)*('BdD PAC split'!CN55-'BdD PAC split'!CN54)/15","v":13.106896551724139},{"$f":"CO54+(Résultats!AS$28-35)*('BdD PAC split'!CO55-'BdD PAC split'!CO54)/15","v":13.123448275862071},{"$f":"CP54+(Résultats!AT$28-35)*('BdD PAC split'!CP55-'BdD PAC split'!CP54)/15","v":13.140000000000002},{"$f":"CQ54+(Résultats!AU$28-35)*('BdD PAC split'!CQ55-'BdD PAC split'!CQ54)/15","v":13.710000000000003},{"$f":"CR54+(Résultats!AV$28-35)*('BdD PAC split'!CR55-'BdD PAC split'!CR54)/15","v":13.710000000000003},{"$f":"CS54+(Résultats!AW$28-35)*('BdD PAC split'!CS55-'BdD PAC split'!CS54)/15","v":13.710000000000003},{"$f":"CT54+(Résultats!AX$28-35)*('BdD PAC split'!CT55-'BdD PAC split'!CT54)/15","v":13.710000000000003},{"$f":"CU54+(Résultats!AY$28-35)*('BdD PAC split'!CU55-'BdD PAC split'!CU54)/15","v":13.710000000000003},{"$f":"CV54+(Résultats!AZ$28-35)*('BdD PAC split'!CV55-'BdD PAC split'!CV54)/15","v":13.710000000000003},{"$f":"CW54+(Résultats!BA$28-35)*('BdD PAC split'!CW55-'BdD PAC split'!CW54)/15","v":13.710000000000003},{"$f":"CX54+(Résultats!BB$28-35)*('BdD PAC split'!CX55-'BdD PAC split'!CX54)/15","v":13.710000000000003},{"$f":"CY54+(Résultats!BC$28-35)*('BdD PAC split'!CY55-'BdD PAC split'!CY54)/15","v":13.710000000000003},{"$f":"CZ54+(Résultats!BD$28-35)*('BdD PAC split'!CZ55-'BdD PAC split'!CZ54)/15","v":13.710000000000003},{"$f":"DA54+(Résultats!BE$28-35)*('BdD PAC split'!DA55-'BdD PAC split'!DA54)/15","v":13.710000000000003}]
[null,null,-2,3.63,3.63,3.63,2.89,3.63,2.79,3.63,2.48,3.59,2.12,3.5,1.76,"-","-",null,null,null,null,null,null,4.5,1,-15,null,-3,20,{"$f":"IF(Résultats!$X$28>60,60,IF(AND(Résultats!$X$28=0,AB57>0),AB57,Résultats!$X$28))","v":31.137931034482769},35,1,"-",0,"-",0,"-",0,35,{"$f":"IFERROR(IF(AND($Y$48=1,num_tab=2),HLOOKUP(AM57,'BdD PAC monobloc'!$C$20:$P$62,AC57,FALSE),IF(AND($Y$48=1,num_tab=3),HLOOKUP(AM57,'BdD PAC monobloc'!$C$67:$P$109,FALSE),IF(AND($Y$48=1,num_tab=4),HLOOKUP(AM57,'BdD PAC monobloc'!$C$114:$P$156,FALSE),IF(num_tab=1,HLOOKUP(AM57,$D$37:$Q$79,AC57,FALSE),IF(num_tab=2,HLOOKUP(AM57,$D$84:$Q$126,AC57,FALSE),IF(num_tab=3,HLOOKUP(AM57,$D$131:$Q$173,AC57,FALSE),IF(num_tab=4,HLOOKUP(AM57,$D$178:$Q$220,AC57,FALSE),IF(num_tab=5,HLOOKUP(AM57,$D$225:$Q$267,AC57,FALSE),IF(num_tab=6,HLOOKUP(AM57,$D$272:$Q$314,AC57,FALSE),IF(num_tab=7,HLOOKUP(AM57,$D$319:$Q$361,AC57,FALSE))))))))))),\"-\")","v":8.1111111111111107},{"$f":"IFERROR(IF(AND(Dimensionnement!$F$62=ChoixPAC!$G$6,ChoixPAC!$E$39=ChoixPAC!$G$12),AN57*2,AN57),\"-\")","v":8.1111111111111107},{"$f":"IFERROR(IF(AND($Y$48=1,num_tab=2),HLOOKUP(AM57+1,'BdD PAC monobloc'!$C$20:$P$62,AC57,FALSE),IF(AND($Y$48=1,num_tab=3),HLOOKUP(AM57+1,'BdD PAC monobloc'!$C$67:$P$109,FALSE),IF(AND($Y$48=1,num_tab=4),HLOOKUP(AM57+1,'BdD PAC monobloc'!$C$114:$P$156,FALSE),IF(num_tab=1,HLOOKUP(AM57+1,$D$37:$Q$79,AC57,FALSE),IF(num_tab=2,HLOOKUP(AM57+1,$D$84:$Q$126,AC57,FALSE),IF(num_tab=3,HLOOKUP(AM57+1,$D$131:$Q$173,AC57,FALSE),IF(num_tab=4,HLOOKUP(AM57+1,$D$178:$Q$220,AC57,FALSE),IF(num_tab=5,HLOOKUP(AM57+1,$D$225:$Q$267,AC57,FALSE),IF(num_tab=6,HLOOKUP(AM57+1,$D$272:$Q$314,AC57,FALSE),IF(num_tab=7,HLOOKUP(AM57+1,$D$319:$Q$361,AC57,FALSE))))))))))),\"-\")","v":2.971111111111111},2.7299925205684366,null,null,null,null,null,"COP PAC à T°ext/35",{"$f":"IF(AX$41<-15,0,('BdD PAC split'!$D$9-'BdD PAC split'!$F$9)/14*AX$41+('BdD PAC split'!$F$9*(-7)-'BdD PAC split'!$D$9*7)/(-14))","v":0},{"$f":"IF(AY$41<-15,0,('BdD PAC split'!$D$9-'BdD PAC split'!$F$9)/14*AY$41+('BdD PAC split'!$F$9*(-7)-'BdD PAC split'!$D$9*7)/(-14))","v":0},{"$f":"IF(AZ$41<-15,0,('BdD PAC split'!$D$9-'BdD PAC split'!$F$9)/14*AZ$41+('BdD PAC split'!$F$9*(-7)-'BdD PAC split'!$D$9*7)/(-14))","v":0},{"$f":"IF(BA$41<-15,0,('BdD PAC split'!$D$9-'BdD PAC split'!$F$9)/14*BA$41+('BdD PAC split'!$F$9*(-7)-'BdD PAC split'!$D$9*7)/(-14))","v":0},{"$f":"IF(BB$41<-15,0,('BdD PAC split'!$D$9-'BdD PAC split'!$F$9)/14*BB$41+('BdD PAC split'!$F$9*(-7)-'BdD PAC split'!$D$9*7)/(-14))","v":0},{"$f":"IF(BC$41<-15,0,('BdD PAC split'!$D$9-'BdD PAC split'!$F$9)/14*BC$41+('BdD PAC split'!$F$9*(-7)-'BdD PAC split'!$D$9*7)/(-14))","v":0},{"$f":"IF(BD$41<-15,0,('BdD PAC split'!$D$9-'BdD PAC split'!$F$9)/14*BD$41+('BdD PAC split'!$F$9*(-7)-'BdD PAC split'!$D$9*7)/(-14))","v":0},{"$f":"IF(BE$41<-15,0,('BdD PAC split'!$D$9-'BdD PAC split'!$F$9)/14*BE$41+('BdD PAC split'!$F$9*(-7)-'BdD PAC split'!$D$9*7)/(-14))","v":0},{"$f":"IF(BF$41<-15,0,('BdD PAC split'!$D$9-'BdD PAC split'!$F$9)/14*BF$41+('BdD PAC split'!$F$9*(-7)-'BdD PAC split'!$D$9*7)/(-14))","v":0},{"$f":"IF(BG$41<-15,0,('BdD PAC split'!$D$9-'BdD PAC split'!$F$9)/14*BG$41+('BdD PAC split'!$F$9*(-7)-'BdD PAC split'!$D$9*7)/(-14))","v":0},{"$f":"IF(BH$41<-15,0,('BdD PAC split'!$D$9-'BdD PAC split'!$F$9)/14*BH$41+('BdD PAC split'!$F$9*(-7)-'BdD PAC split'!$D$9*7)/(-14))","v":4.3499999999999996},{"$f":"IF(BI$41<-15,0,('BdD PAC split'!$D$9-'BdD PAC split'!$F$9)/14*BI$41+('BdD PAC split'!$F$9*(-7)-'BdD PAC split'!$D$9*7)/(-14))","v":4.3499999999999996},{"$f":"IF(BJ$41<-15,0,('BdD PAC split'!$D$9-'BdD PAC split'!$F$9)/14*BJ$41+('BdD PAC split'!$F$9*(-7)-'BdD PAC split'!$D$9*7)/(-14))","v":4.3499999999999996},{"$f":"IF(BK$41<-15,0,('BdD PAC split'!$D$9-'BdD PAC split'!$F$9)/14*BK$41+('BdD PAC split'!$F$9*(-7)-'BdD PAC split'!$D$9*7)/(-14))","v":4.3499999999999996},{"$f":"IF(BL$41<-15,0,('BdD PAC split'!$D$9-'BdD PAC split'!$F$9)/14*BL$41+('BdD PAC split'!$F$9*(-7)-'BdD PAC split'!$D$9*7)/(-14))","v":4.3499999999999996},{"$f":"IF(BM$41<-15,0,('BdD PAC split'!$D$9-'BdD PAC split'!$F$9)/14*BM$41+('BdD PAC split'!$F$9*(-7)-'BdD PAC split'!$D$9*7)/(-14))","v":4.3499999999999996},{"$f":"IF(BN$41<-15,0,('BdD PAC split'!$D$9-'BdD PAC split'!$F$9)/14*BN$41+('BdD PAC split'!$F$9*(-7)-'BdD PAC split'!$D$9*7)/(-14))","v":4.3499999999999996},{"$f":"IF(BO$41<-15,0,('BdD PAC split'!$D$9-'BdD PAC split'!$F$9)/14*BO$41+('BdD PAC split'!$F$9*(-7)-'BdD PAC split'!$D$9*7)/(-14))","v":4.3499999999999996},{"$f":"IF(BP$41<-15,0,('BdD PAC split'!$D$9-'BdD PAC split'!$F$9)/14*BP$41+('BdD PAC split'!$F$9*(-7)-'BdD PAC split'!$D$9*7)/(-14))","v":4.3499999999999996},{"$f":"IF(BQ$41<-15,0,('BdD PAC split'!$D$9-'BdD PAC split'!$F$9)/14*BQ$41+('BdD PAC split'!$F$9*(-7)-'BdD PAC split'!$D$9*7)/(-14))","v":4.3499999999999996},{"$f":"IF(BR$41<-15,0,('BdD PAC split'!$D$9-'BdD PAC split'!$F$9)/14*BR$41+('BdD PAC split'!$F$9*(-7)-'BdD PAC split'!$D$9*7)/(-14))","v":4.3499999999999996},{"$f":"IF(BS$41<-15,0,('BdD PAC split'!$D$9-'BdD PAC split'!$F$9)/14*BS$41+('BdD PAC split'!$F$9*(-7)-'BdD PAC split'!$D$9*7)/(-14))","v":4.3499999999999996},{"$f":"IF(BT$41<-15,0,('BdD PAC split'!$D$9-'BdD PAC split'!$F$9)/14*BT$41+('BdD PAC split'!$F$9*(-7)-'BdD PAC split'!$D$9*7)/(-14))","v":4.3499999999999996},{"$f":"IF(BU$41<-15,0,('BdD PAC split'!$D$9-'BdD PAC split'!$F$9)/14*BU$41+('BdD PAC split'!$F$9*(-7)-'BdD PAC split'!$D$9*7)/(-14))","v":4.3499999999999996},{"$f":"IF(BV$41<-15,0,('BdD PAC split'!$D$9-'BdD PAC split'!$F$9)/14*BV$41+('BdD PAC split'!$F$9*(-7)-'BdD PAC split'!$D$9*7)/(-14))","v":4.3499999999999996},{"$f":"IF(BW$41<-15,0,('BdD PAC split'!$D$9-'BdD PAC split'!$F$9)/14*BW$41+('BdD PAC split'!$F$9*(-7)-'BdD PAC split'!$D$9*7)/(-14))","v":4.3499999999999996},{"$f":"IF(BX$41<-15,0,('BdD PAC split'!$D$9-'BdD PAC split'!$F$9)/14*BX$41+('BdD PAC split'!$F$9*(-7)-'BdD PAC split'!$D$9*7)/(-14))","v":4.3499999999999996},{"$f":"IF(BY$41<-15,0,('BdD PAC split'!$D$9-'BdD PAC split'!$F$9)/14*BY$41+('BdD PAC split'!$F$9*(-7)-'BdD PAC split'!$D$9*7)/(-14))","v":4.3499999999999996},{"$f":"IF(BZ$41<-15,0,('BdD PAC split'!$D$9-'BdD PAC split'!$F$9)/14*BZ$41+('BdD PAC split'!$F$9*(-7)-'BdD PAC split'!$D$9*7)/(-14))","v":4.3499999999999996},{"$f":"IF(CA$41<-15,0,('BdD PAC split'!$D$9-'BdD PAC split'!$F$9)/14*CA$41+('BdD PAC split'!$F$9*(-7)-'BdD PAC split'!$D$9*7)/(-14))","v":4.3499999999999996},{"$f":"IF(CB$41<-15,0,('BdD PAC split'!$D$9-'BdD PAC split'!$F$9)/14*CB$41+('BdD PAC split'!$F$9*(-7)-'BdD PAC split'!$D$9*7)/(-14))","v":4.3499999999999996},{"$f":"IF(CC$41<-15,0,('BdD PAC split'!$D$9-'BdD PAC split'!$F$9)/14*CC$41+('BdD PAC split'!$F$9*(-7)-'BdD PAC split'!$D$9*7)/(-14))","v":4.3499999999999996},{"$f":"IF(CD$41<-15,0,('BdD PAC split'!$D$9-'BdD PAC split'!$F$9)/14*CD$41+('BdD PAC split'!$F$9*(-7)-'BdD PAC split'!$D$9*7)/(-14))","v":4.3499999999999996},{"$f":"IF(CE$41<-15,0,('BdD PAC split'!$D$9-'BdD PAC split'!$F$9)/14*CE$41+('BdD PAC split'!$F$9*(-7)-'BdD PAC split'!$D$9*7)/(-14))","v":4.3499999999999996},{"$f":"IF(CF$41<-15,0,('BdD PAC split'!$D$9-'BdD PAC split'!$F$9)/14*CF$41+('BdD PAC split'!$F$9*(-7)-'BdD PAC split'!$D$9*7)/(-14))","v":4.3499999999999996},{"$f":"IF(CG$41<-15,0,('BdD PAC split'!$D$9-'BdD PAC split'!$F$9)/14*CG$41+('BdD PAC split'!$F$9*(-7)-'BdD PAC split'!$D$9*7)/(-14))","v":4.3499999999999996},{"$f":"IF(CH$41<-15,0,('BdD PAC split'!$D$9-'BdD PAC split'!$F$9)/14*CH$41+('BdD PAC split'!$F$9*(-7)-'BdD PAC split'!$D$9*7)/(-14))","v":4.3499999999999996},{"$f":"IF(CI$41<-15,0,('BdD PAC split'!$D$9-'BdD PAC split'!$F$9)/14*CI$41+('BdD PAC split'!$F$9*(-7)-'BdD PAC split'!$D$9*7)/(-14))","v":4.3499999999999996},{"$f":"IF(CJ$41<-15,0,('BdD PAC split'!$D$9-'BdD PAC split'!$F$9)/14*CJ$41+('BdD PAC split'!$F$9*(-7)-'BdD PAC split'!$D$9*7)/(-14))","v":4.3499999999999996},{"$f":"IF(CK$41<-15,0,('BdD PAC split'!$D$9-'BdD PAC split'!$F$9)/14*CK$41+('BdD PAC split'!$F$9*(-7)-'BdD PAC split'!$D$9*7)/(-14))","v":4.3499999999999996},{"$f":"IF(CL$41<-15,0,('BdD PAC split'!$D$9-'BdD PAC split'!$F$9)/14*CL$41+('BdD PAC split'!$F$9*(-7)-'BdD PAC split'!$D$9*7)/(-14))","v":4.3499999999999996},{"$f":"IF(CM$41<-15,0,('BdD PAC split'!$D$9-'BdD PAC split'!$F$9)/14*CM$41+('BdD PAC split'!$F$9*(-7)-'BdD PAC split'!$D$9*7)/(-14))","v":4.3499999999999996},{"$f":"IF(CN$41<-15,0,('BdD PAC split'!$D$9-'BdD PAC split'!$F$9)/14*CN$41+('BdD PAC split'!$F$9*(-7)-'BdD PAC split'!$D$9*7)/(-14))","v":4.3499999999999996},{"$f":"IF(CO$41<-15,0,('BdD PAC split'!$D$9-'BdD PAC split'!$F$9)/14*CO$41+('BdD PAC split'!$F$9*(-7)-'BdD PAC split'!$D$9*7)/(-14))","v":4.3499999999999996},{"$f":"IF(CP$41<-15,0,('BdD PAC split'!$D$9-'BdD PAC split'!$F$9)/14*CP$41+('BdD PAC split'!$F$9*(-7)-'BdD PAC split'!$D$9*7)/(-14))","v":4.3499999999999996},{"$f":"IF(CQ$41<-15,0,('BdD PAC split'!$D$9-'BdD PAC split'!$F$9)/14*CQ$41+('BdD PAC split'!$F$9*(-7)-'BdD PAC split'!$D$9*7)/(-14))","v":4.3499999999999996},{"$f":"IF(CR$41<-15,0,('BdD PAC split'!$D$9-'BdD PAC split'!$F$9)/14*CR$41+('BdD PAC split'!$F$9*(-7)-'BdD PAC split'!$D$9*7)/(-14))","v":4.3499999999999996},{"$f":"IF(CS$41<-15,0,('BdD PAC split'!$D$9-'BdD PAC split'!$F$9)/14*CS$41+('BdD PAC split'!$F$9*(-7)-'BdD PAC split'!$D$9*7)/(-14))","v":4.3499999999999996},{"$f":"IF(CT$41<-15,0,('BdD PAC split'!$D$9-'BdD PAC split'!$F$9)/14*CT$41+('BdD PAC split'!$F$9*(-7)-'BdD PAC split'!$D$9*7)/(-14))","v":4.3499999999999996},{"$f":"IF(CU$41<-15,0,('BdD PAC split'!$D$9-'BdD PAC split'!$F$9)/14*CU$41+('BdD PAC split'!$F$9*(-7)-'BdD PAC split'!$D$9*7)/(-14))","v":4.3499999999999996},{"$f":"IF(CV$41<-15,0,('BdD PAC split'!$D$9-'BdD PAC split'!$F$9)/14*CV$41+('BdD PAC split'!$F$9*(-7)-'BdD PAC split'!$D$9*7)/(-14))","v":4.3499999999999996},{"$f":"IF(CW$41<-15,0,('BdD PAC split'!$D$9-'BdD PAC split'!$F$9)/14*CW$41+('BdD PAC split'!$F$9*(-7)-'BdD PAC split'!$D$9*7)/(-14))","v":4.3499999999999996},{"$f":"IF(CX$41<-15,0,('BdD PAC split'!$D$9-'BdD PAC split'!$F$9)/14*CX$41+('BdD PAC split'!$F$9*(-7)-'BdD PAC split'!$D$9*7)/(-14))","v":4.3499999999999996},{"$f":"IF(CY$41<-15,0,('BdD PAC split'!$D$9-'BdD PAC split'!$F$9)/14*CY$41+('BdD PAC split'!$F$9*(-7)-'BdD PAC split'!$D$9*7)/(-14))","v":4.3499999999999996},{"$f":"IF(CZ$41<-15,0,('BdD PAC split'!$D$9-'BdD PAC split'!$F$9)/14*CZ$41+('BdD PAC split'!$F$9*(-7)-'BdD PAC split'!$D$9*7)/(-14))","v":4.3499999999999996},{"$f":"IF(DA$41<-15,0,('BdD PAC split'!$D$9-'BdD PAC split'!$F$9)/14*DA$41+('BdD PAC split'!$F$9*(-7)-'BdD PAC split'!$D$9*7)/(-14))","v":4.3499999999999996}]
[null,null,-1,3.6,3.72,3.6,2.93,3.6,2.87,3.6,2.56,3.57,2.19,3.5,1.83,"-","-",null,null,null,null,null,null,6,2,-15,null,-2,21,{"$f":"IF(Résultats!$Y$28>60,60,IF(AND(Résultats!$Y$28=0,AB58>0),AB58,Résultats!$Y$28))","v":30.586206896551733},35,1,"-",0,"-",0,"-",0,35,{"$f":"IFERROR(IF(AND($Y$48=1,num_tab=2),HLOOKUP(AM58,'BdD PAC monobloc'!$C$20:$P$62,AC58,FALSE),IF(AND($Y$48=1,num_tab=3),HLOOKUP(AM58,'BdD PAC monobloc'!$C$67:$P$109,FALSE),IF(AND($Y$48=1,num_tab=4),HLOOKUP(AM58,'BdD PAC monobloc'!$C$114:$P$156,FALSE),IF(num_tab=1,HLOOKUP(AM58,$D$37:$Q$79,AC58,FALSE),IF(num_tab=2,HLOOKUP(AM58,$D$84:$Q$126,AC58,FALSE),IF(num_tab=3,HLOOKUP(AM58,$D$131:$Q$173,AC58,FALSE),IF(num_tab=4,HLOOKUP(AM58,$D$178:$Q$220,AC58,FALSE),IF(num_tab=5,HLOOKUP(AM58,$D$225:$Q$267,AC58,FALSE),IF(num_tab=6,HLOOKUP(AM58,$D$272:$Q$314,AC58,FALSE),IF(num_tab=7,HLOOKUP(AM58,$D$319:$Q$361,AC58,FALSE))))))))))),\"-\")","v":8.2888888888888896},{"$f":"IFERROR(IF(AND(Dimensionnement!$F$62=ChoixPAC!$G$6,ChoixPAC!$E$39=ChoixPAC!$G$12),AN58*2,AN58),\"-\")","v":8.2888888888888896},{"$f":"IFERROR(IF(AND($Y$48=1,num_tab=2),HLOOKUP(AM58+1,'BdD PAC monobloc'!$C$20:$P$62,AC58,FALSE),IF(AND($Y$48=1,num_tab=3),HLOOKUP(AM58+1,'BdD PAC monobloc'!$C$67:$P$109,FALSE),IF(AND($Y$48=1,num_tab=4),HLOOKUP(AM58+1,'BdD PAC monobloc'!$C$114:$P$156,FALSE),IF(num_tab=1,HLOOKUP(AM58+1,$D$37:$Q$79,AC58,FALSE),IF(num_tab=2,HLOOKUP(AM58+1,$D$84:$Q$126,AC58,FALSE),IF(num_tab=3,HLOOKUP(AM58+1,$D$131:$Q$173,AC58,FALSE),IF(num_tab=4,HLOOKUP(AM58+1,$D$178:$Q$220,AC58,FALSE),IF(num_tab=5,HLOOKUP(AM58+1,$D$225:$Q$267,AC58,FALSE),IF(num_tab=6,HLOOKUP(AM58+1,$D$272:$Q$314,AC58,FALSE),IF(num_tab=7,HLOOKUP(AM58+1,$D$319:$Q$361,AC58,FALSE))))))))))),\"-\")","v":3.0388888888888892},2.7276051188299819,null,null,null,null,null,"COP PAC à T°ext/50",{"$f":"IF(AX$41<-15,0,('BdD PAC split'!$J$9-'BdD PAC split'!$L$9)/14*AX$41+('BdD PAC split'!$L$9*(-7)-'BdD PAC split'!$J$9*7)/(-14))","v":0},{"$f":"IF(AY$41<-15,0,('BdD PAC split'!$J$9-'BdD PAC split'!$L$9)/14*AY$41+('BdD PAC split'!$L$9*(-7)-'BdD PAC split'!$J$9*7)/(-14))","v":0},{"$f":"IF(AZ$41<-15,0,('BdD PAC split'!$J$9-'BdD PAC split'!$L$9)/14*AZ$41+('BdD PAC split'!$L$9*(-7)-'BdD PAC split'!$J$9*7)/(-14))","v":0},{"$f":"IF(BA$41<-15,0,('BdD PAC split'!$J$9-'BdD PAC split'!$L$9)/14*BA$41+('BdD PAC split'!$L$9*(-7)-'BdD PAC split'!$J$9*7)/(-14))","v":0},{"$f":"IF(BB$41<-15,0,('BdD PAC split'!$J$9-'BdD PAC split'!$L$9)/14*BB$41+('BdD PAC split'!$L$9*(-7)-'BdD PAC split'!$J$9*7)/(-14))","v":0},{"$f":"IF(BC$41<-15,0,('BdD PAC split'!$J$9-'BdD PAC split'!$L$9)/14*BC$41+('BdD PAC split'!$L$9*(-7)-'BdD PAC split'!$J$9*7)/(-14))","v":0},{"$f":"IF(BD$41<-15,0,('BdD PAC split'!$J$9-'BdD PAC split'!$L$9)/14*BD$41+('BdD PAC split'!$L$9*(-7)-'BdD PAC split'!$J$9*7)/(-14))","v":0},{"$f":"IF(BE$41<-15,0,('BdD PAC split'!$J$9-'BdD PAC split'!$L$9)/14*BE$41+('BdD PAC split'!$L$9*(-7)-'BdD PAC split'!$J$9*7)/(-14))","v":0},{"$f":"IF(BF$41<-15,0,('BdD PAC split'!$J$9-'BdD PAC split'!$L$9)/14*BF$41+('BdD PAC split'!$L$9*(-7)-'BdD PAC split'!$J$9*7)/(-14))","v":0},{"$f":"IF(BG$41<-15,0,('BdD PAC split'!$J$9-'BdD PAC split'!$L$9)/14*BG$41+('BdD PAC split'!$L$9*(-7)-'BdD PAC split'!$J$9*7)/(-14))","v":0},{"$f":"IF(BH$41<-15,0,('BdD PAC split'!$J$9-'BdD PAC split'!$L$9)/14*BH$41+('BdD PAC split'!$L$9*(-7)-'BdD PAC split'!$J$9*7)/(-14))","v":3.4199999999999995},{"$f":"IF(BI$41<-15,0,('BdD PAC split'!$J$9-'BdD PAC split'!$L$9)/14*BI$41+('BdD PAC split'!$L$9*(-7)-'BdD PAC split'!$J$9*7)/(-14))","v":3.4199999999999995},{"$f":"IF(BJ$41<-15,0,('BdD PAC split'!$J$9-'BdD PAC split'!$L$9)/14*BJ$41+('BdD PAC split'!$L$9*(-7)-'BdD PAC split'!$J$9*7)/(-14))","v":3.4199999999999995},{"$f":"IF(BK$41<-15,0,('BdD PAC split'!$J$9-'BdD PAC split'!$L$9)/14*BK$41+('BdD PAC split'!$L$9*(-7)-'BdD PAC split'!$J$9*7)/(-14))","v":3.4199999999999995},{"$f":"IF(BL$41<-15,0,('BdD PAC split'!$J$9-'BdD PAC split'!$L$9)/14*BL$41+('BdD PAC split'!$L$9*(-7)-'BdD PAC split'!$J$9*7)/(-14))","v":3.4199999999999995},{"$f":"IF(BM$41<-15,0,('BdD PAC split'!$J$9-'BdD PAC split'!$L$9)/14*BM$41+('BdD PAC split'!$L$9*(-7)-'BdD PAC split'!$J$9*7)/(-14))","v":3.4199999999999995},{"$f":"IF(BN$41<-15,0,('BdD PAC split'!$J$9-'BdD PAC split'!$L$9)/14*BN$41+('BdD PAC split'!$L$9*(-7)-'BdD PAC split'!$J$9*7)/(-14))","v":3.4199999999999995},{"$f":"IF(BO$41<-15,0,('BdD PAC split'!$J$9-'BdD PAC split'!$L$9)/14*BO$41+('BdD PAC split'!$L$9*(-7)-'BdD PAC split'!$J$9*7)/(-14))","v":3.4199999999999995},{"$f":"IF(BP$41<-15,0,('BdD PAC split'!$J$9-'BdD PAC split'!$L$9)/14*BP$41+('BdD PAC split'!$L$9*(-7)-'BdD PAC split'!$J$9*7)/(-14))","v":3.4199999999999995},{"$f":"IF(BQ$41<-15,0,('BdD PAC split'!$J$9-'BdD PAC split'!$L$9)/14*BQ$41+('BdD PAC split'!$L$9*(-7)-'BdD PAC split'!$J$9*7)/(-14))","v":3.4199999999999995},{"$f":"IF(BR$41<-15,0,('BdD PAC split'!$J$9-'BdD PAC split'!$L$9)/14*BR$41+('BdD PAC split'!$L$9*(-7)-'BdD PAC split'!$J$9*7)/(-14))","v":3.4199999999999995},{"$f":"IF(BS$41<-15,0,('BdD PAC split'!$J$9-'BdD PAC split'!$L$9)/14*BS$41+('BdD PAC split'!$L$9*(-7)-'BdD PAC split'!$J$9*7)/(-14))","v":3.4199999999999995},{"$f":"IF(BT$41<-15,0,('BdD PAC split'!$J$9-'BdD PAC split'!$L$9)/14*BT$41+('BdD PAC split'!$L$9*(-7)-'BdD PAC split'!$J$9*7)/(-14))","v":3.4199999999999995},{"$f":"IF(BU$41<-15,0,('BdD PAC split'!$J$9-'BdD PAC split'!$L$9)/14*BU$41+('BdD PAC split'!$L$9*(-7)-'BdD PAC split'!$J$9*7)/(-14))","v":3.4199999999999995},{"$f":"IF(BV$41<-15,0,('BdD PAC split'!$J$9-'BdD PAC split'!$L$9)/14*BV$41+('BdD PAC split'!$L$9*(-7)-'BdD PAC split'!$J$9*7)/(-14))","v":3.4199999999999995},{"$f":"IF(BW$41<-15,0,('BdD PAC split'!$J$9-'BdD PAC split'!$L$9)/14*BW$41+('BdD PAC split'!$L$9*(-7)-'BdD PAC split'!$J$9*7)/(-14))","v":3.4199999999999995},{"$f":"IF(BX$41<-15,0,('BdD PAC split'!$J$9-'BdD PAC split'!$L$9)/14*BX$41+('BdD PAC split'!$L$9*(-7)-'BdD PAC split'!$J$9*7)/(-14))","v":3.4199999999999995},{"$f":"IF(BY$41<-15,0,('BdD PAC split'!$J$9-'BdD PAC split'!$L$9)/14*BY$41+('BdD PAC split'!$L$9*(-7)-'BdD PAC split'!$J$9*7)/(-14))","v":3.4199999999999995},{"$f":"IF(BZ$41<-15,0,('BdD PAC split'!$J$9-'BdD PAC split'!$L$9)/14*BZ$41+('BdD PAC split'!$L$9*(-7)-'BdD PAC split'!$J$9*7)/(-14))","v":3.4199999999999995},{"$f":"IF(CA$41<-15,0,('BdD PAC split'!$J$9-'BdD PAC split'!$L$9)/14*CA$41+('BdD PAC split'!$L$9*(-7)-'BdD PAC split'!$J$9*7)/(-14))","v":3.4199999999999995},{"$f":"IF(CB$41<-15,0,('BdD PAC split'!$J$9-'BdD PAC split'!$L$9)/14*CB$41+('BdD PAC split'!$L$9*(-7)-'BdD PAC split'!$J$9*7)/(-14))","v":3.4199999999999995},{"$f":"IF(CC$41<-15,0,('BdD PAC split'!$J$9-'BdD PAC split'!$L$9)/14*CC$41+('BdD PAC split'!$L$9*(-7)-'BdD PAC split'!$J$9*7)/(-14))","v":3.4199999999999995},{"$f":"IF(CD$41<-15,0,('BdD PAC split'!$J$9-'BdD PAC split'!$L$9)/14*CD$41+('BdD PAC split'!$L$9*(-7)-'BdD PAC split'!$J$9*7)/(-14))","v":3.4199999999999995},{"$f":"IF(CE$41<-15,0,('BdD PAC split'!$J$9-'BdD PAC split'!$L$9)/14*CE$41+('BdD PAC split'!$L$9*(-7)-'BdD PAC split'!$J$9*7)/(-14))","v":3.4199999999999995},{"$f":"IF(CF$41<-15,0,('BdD PAC split'!$J$9-'BdD PAC split'!$L$9)/14*CF$41+('BdD PAC split'!$L$9*(-7)-'BdD PAC split'!$J$9*7)/(-14))","v":3.4199999999999995},{"$f":"IF(CG$41<-15,0,('BdD PAC split'!$J$9-'BdD PAC split'!$L$9)/14*CG$41+('BdD PAC split'!$L$9*(-7)-'BdD PAC split'!$J$9*7)/(-14))","v":3.4199999999999995},{"$f":"IF(CH$41<-15,0,('BdD PAC split'!$J$9-'BdD PAC split'!$L$9)/14*CH$41+('BdD PAC split'!$L$9*(-7)-'BdD PAC split'!$J$9*7)/(-14))","v":3.4199999999999995},{"$f":"IF(CI$41<-15,0,('BdD PAC split'!$J$9-'BdD PAC split'!$L$9)/14*CI$41+('BdD PAC split'!$L$9*(-7)-'BdD PAC split'!$J$9*7)/(-14))","v":3.4199999999999995},{"$f":"IF(CJ$41<-15,0,('BdD PAC split'!$J$9-'BdD PAC split'!$L$9)/14*CJ$41+('BdD PAC split'!$L$9*(-7)-'BdD PAC split'!$J$9*7)/(-14))","v":3.4199999999999995},{"$f":"IF(CK$41<-15,0,('BdD PAC split'!$J$9-'BdD PAC split'!$L$9)/14*CK$41+('BdD PAC split'!$L$9*(-7)-'BdD PAC split'!$J$9*7)/(-14))","v":3.4199999999999995},{"$f":"IF(CL$41<-15,0,('BdD PAC split'!$J$9-'BdD PAC split'!$L$9)/14*CL$41+('BdD PAC split'!$L$9*(-7)-'BdD PAC split'!$J$9*7)/(-14))","v":3.4199999999999995},{"$f":"IF(CM$41<-15,0,('BdD PAC split'!$J$9-'BdD PAC split'!$L$9)/14*CM$41+('BdD PAC split'!$L$9*(-7)-'BdD PAC split'!$J$9*7)/(-14))","v":3.4199999999999995},{"$f":"IF(CN$41<-15,0,('BdD PAC split'!$J$9-'BdD PAC split'!$L$9)/14*CN$41+('BdD PAC split'!$L$9*(-7)-'BdD PAC split'!$J$9*7)/(-14))","v":3.4199999999999995},{"$f":"IF(CO$41<-15,0,('BdD PAC split'!$J$9-'BdD PAC split'!$L$9)/14*CO$41+('BdD PAC split'!$L$9*(-7)-'BdD PAC split'!$J$9*7)/(-14))","v":3.4199999999999995},{"$f":"IF(CP$41<-15,0,('BdD PAC split'!$J$9-'BdD PAC split'!$L$9)/14*CP$41+('BdD PAC split'!$L$9*(-7)-'BdD PAC split'!$J$9*7)/(-14))","v":3.4199999999999995},{"$f":"IF(CQ$41<-15,0,('BdD PAC split'!$J$9-'BdD PAC split'!$L$9)/14*CQ$41+('BdD PAC split'!$L$9*(-7)-'BdD PAC split'!$J$9*7)/(-14))","v":3.4199999999999995},{"$f":"IF(CR$41<-15,0,('BdD PAC split'!$J$9-'BdD PAC split'!$L$9)/14*CR$41+('BdD PAC split'!$L$9*(-7)-'BdD PAC split'!$J$9*7)/(-14))","v":3.4199999999999995},{"$f":"IF(CS$41<-15,0,('BdD PAC split'!$J$9-'BdD PAC split'!$L$9)/14*CS$41+('BdD PAC split'!$L$9*(-7)-'BdD PAC split'!$J$9*7)/(-14))","v":3.4199999999999995},{"$f":"IF(CT$41<-15,0,('BdD PAC split'!$J$9-'BdD PAC split'!$L$9)/14*CT$41+('BdD PAC split'!$L$9*(-7)-'BdD PAC split'!$J$9*7)/(-14))","v":3.4199999999999995},{"$f":"IF(CU$41<-15,0,('BdD PAC split'!$J$9-'BdD PAC split'!$L$9)/14*CU$41+('BdD PAC split'!$L$9*(-7)-'BdD PAC split'!$J$9*7)/(-14))","v":3.4199999999999995},{"$f":"IF(CV$41<-15,0,('BdD PAC split'!$J$9-'BdD PAC split'!$L$9)/14*CV$41+('BdD PAC split'!$L$9*(-7)-'BdD PAC split'!$J$9*7)/(-14))","v":3.4199999999999995},{"$f":"IF(CW$41<-15,0,('BdD PAC split'!$J$9-'BdD PAC split'!$L$9)/14*CW$41+('BdD PAC split'!$L$9*(-7)-'BdD PAC split'!$J$9*7)/(-14))","v":3.4199999999999995},{"$f":"IF(CX$41<-15,0,('BdD PAC split'!$J$9-'BdD PAC split'!$L$9)/14*CX$41+('BdD PAC split'!$L$9*(-7)-'BdD PAC split'!$J$9*7)/(-14))","v":3.4199999999999995},{"$f":"IF(CY$41<-15,0,('BdD PAC split'!$J$9-'BdD PAC split'!$L$9)/14*CY$41+('BdD PAC split'!$L$9*(-7)-'BdD PAC split'!$J$9*7)/(-14))","v":3.4199999999999995},{"$f":"IF(CZ$41<-15,0,('BdD PAC split'!$J$9-'BdD PAC split'!$L$9)/14*CZ$41+('BdD PAC split'!$L$9*(-7)-'BdD PAC split'!$J$9*7)/(-14))","v":3.4199999999999995},{"$f":"IF(DA$41<-15,0,('BdD PAC split'!$J$9-'BdD PAC split'!$L$9)/14*DA$41+('BdD PAC split'!$L$9*(-7)-'BdD PAC split'!$J$9*7)/(-14))","v":3.4199999999999995}]
[null,null,0,3.57,3.82,3.57,2.97,3.57,2.94,3.57,2.64,3.54,2.27,3.5,1.9,"-","-",null,null,null,null,null,null,8,3,-20,null,-1,22,{"$f":"IF(Résultats!$Z$28>60,60,IF(AND(Résultats!$Z$28=0,AB59>0),AB59,Résultats!$Z$28))","v":30.034482758620697},35,1,"-",0,"-",0,"-",0,35,{"$f":"IFERROR(IF(AND($Y$48=1,num_tab=2),HLOOKUP(AM59,'BdD PAC monobloc'!$C$20:$P$62,AC59,FALSE),IF(AND($Y$48=1,num_tab=3),HLOOKUP(AM59,'BdD PAC monobloc'!$C$67:$P$109,FALSE),IF(AND($Y$48=1,num_tab=4),HLOOKUP(AM59,'BdD PAC monobloc'!$C$114:$P$156,FALSE),IF(num_tab=1,HLOOKUP(AM59,$D$37:$Q$79,AC59,FALSE),IF(num_tab=2,HLOOKUP(AM59,$D$84:$Q$126,AC59,FALSE),IF(num_tab=3,HLOOKUP(AM59,$D$131:$Q$173,AC59,FALSE),IF(num_tab=4,HLOOKUP(AM59,$D$178:$Q$220,AC59,FALSE),IF(num_tab=5,HLOOKUP(AM59,$D$225:$Q$267,AC59,FALSE),IF(num_tab=6,HLOOKUP(AM59,$D$272:$Q$314,AC59,FALSE),IF(num_tab=7,HLOOKUP(AM59,$D$319:$Q$361,AC59,FALSE))))))))))),\"-\")","v":8.4666666666666668},{"$f":"IFERROR(IF(AND(Dimensionnement!$F$62=ChoixPAC!$G$6,ChoixPAC!$E$39=ChoixPAC!$G$12),AN59*2,AN59),\"-\")","v":8.4666666666666668},{"$f":"IFERROR(IF(AND($Y$48=1,num_tab=2),HLOOKUP(AM59+1,'BdD PAC monobloc'!$C$20:$P$62,AC59,FALSE),IF(AND($Y$48=1,num_tab=3),HLOOKUP(AM59+1,'BdD PAC monobloc'!$C$67:$P$109,FALSE),IF(AND($Y$48=1,num_tab=4),HLOOKUP(AM59+1,'BdD PAC monobloc'!$C$114:$P$156,FALSE),IF(num_tab=1,HLOOKUP(AM59+1,$D$37:$Q$79,AC59,FALSE),IF(num_tab=2,HLOOKUP(AM59+1,$D$84:$Q$126,AC59,FALSE),IF(num_tab=3,HLOOKUP(AM59+1,$D$131:$Q$173,AC59,FALSE),IF(num_tab=4,HLOOKUP(AM59+1,$D$178:$Q$220,AC59,FALSE),IF(num_tab=5,HLOOKUP(AM59+1,$D$225:$Q$267,AC59,FALSE),IF(num_tab=6,HLOOKUP(AM59+1,$D$272:$Q$314,AC59,FALSE),IF(num_tab=7,HLOOKUP(AM59+1,$D$319:$Q$361,AC59,FALSE))))))))))),\"-\")","v":3.1066666666666669},2.7253218884120169,null,null,null,null,null,"COP PAC à T°ext/Tdep",{"$f":"AX57+(Résultats!B$28-35)*('BdD PAC split'!AX58-'BdD PAC split'!AX57)/15","v":0},{"$f":"AY57+(Résultats!C$28-35)*('BdD PAC split'!AY58-'BdD PAC split'!AY57)/15","v":0},{"$f":"AZ57+(Résultats!D$28-35)*('BdD PAC split'!AZ58-'BdD PAC split'!AZ57)/15","v":0},{"$f":"BA57+(Résultats!E$28-35)*('BdD PAC split'!BA58-'BdD PAC split'!BA57)/15","v":0},{"$f":"BB57+(Résultats!F$28-35)*('BdD PAC split'!BB58-'BdD PAC split'!BB57)/15","v":0},{"$f":"BC57+(Résultats!G$28-35)*('BdD PAC split'!BC58-'BdD PAC split'!BC57)/15","v":0},{"$f":"BD57+(Résultats!H$28-35)*('BdD PAC split'!BD58-'BdD PAC split'!BD57)/15","v":0},{"$f":"BE57+(Résultats!I$28-35)*('BdD PAC split'!BE58-'BdD PAC split'!BE57)/15","v":0},{"$f":"BF57+(Résultats!J$28-35)*('BdD PAC split'!BF58-'BdD PAC split'!BF57)/15","v":0},{"$f":"BG57+(Résultats!K$28-35)*('BdD PAC split'!BG58-'BdD PAC split'!BG57)/15","v":0},{"$f":"BH57+(Résultats!L$28-35)*('BdD PAC split'!BH58-'BdD PAC split'!BH57)/15","v":4.3499999999999996},{"$f":"BI57+(Résultats!M$28-35)*('BdD PAC split'!BI58-'BdD PAC split'!BI57)/15","v":4.3499999999999996},{"$f":"BJ57+(Résultats!N$28-35)*('BdD PAC split'!BJ58-'BdD PAC split'!BJ57)/15","v":4.3499999999999996},{"$f":"BK57+(Résultats!O$28-35)*('BdD PAC split'!BK58-'BdD PAC split'!BK57)/15","v":4.3499999999999996},{"$f":"BL57+(Résultats!P$28-35)*('BdD PAC split'!BL58-'BdD PAC split'!BL57)/15","v":4.3499999999999996},{"$f":"BM57+(Résultats!Q$28-35)*('BdD PAC split'!BM58-'BdD PAC split'!BM57)/15","v":4.3499999999999996},{"$f":"BN57+(Résultats!R$28-35)*('BdD PAC split'!BN58-'BdD PAC split'!BN57)/15","v":4.3842068965517234},{"$f":"BO57+(Résultats!S$28-35)*('BdD PAC split'!BO58-'BdD PAC split'!BO57)/15","v":4.418413793103448},{"$f":"BP57+(Résultats!T$28-35)*('BdD PAC split'!BP58-'BdD PAC split'!BP57)/15","v":4.4526206896551717},{"$f":"BQ57+(Résultats!U$28-35)*('BdD PAC split'!BQ58-'BdD PAC split'!BQ57)/15","v":4.4868275862068954},{"$f":"BR57+(Résultats!V$28-35)*('BdD PAC split'!BR58-'BdD PAC split'!BR57)/15","v":4.52103448275862},{"$f":"BS57+(Résultats!W$28-35)*('BdD PAC split'!BS58-'BdD PAC split'!BS57)/15","v":4.5552413793103437},{"$f":"BT57+(Résultats!X$28-35)*('BdD PAC split'!BT58-'BdD PAC split'!BT57)/15","v":4.5894482758620683},{"$f":"BU57+(Résultats!Y$28-35)*('BdD PAC split'!BU58-'BdD PAC split'!BU57)/15","v":4.623655172413792},{"$f":"BV57+(Résultats!Z$28-35)*('BdD PAC split'!BV58-'BdD PAC split'!BV57)/15","v":4.6578620689655166},{"$f":"BW57+(Résultats!AA$28-35)*('BdD PAC split'!BW58-'BdD PAC split'!BW57)/15","v":4.6920689655172403},{"$f":"BX57+(Résultats!AB$28-35)*('BdD PAC split'!BX58-'BdD PAC split'!BX57)/15","v":4.7262758620689649},{"$f":"BY57+(Résultats!AC$28-35)*('BdD PAC split'!BY58-'BdD PAC split'!BY57)/15","v":4.7604827586206895},{"$f":"BZ57+(Résultats!AD$28-35)*('BdD PAC split'!BZ58-'BdD PAC split'!BZ57)/15","v":4.7946896551724132},{"$f":"CA57+(Résultats!AE$28-35)*('BdD PAC split'!CA58-'BdD PAC split'!CA57)/15","v":4.8288965517241378},{"$f":"CB57+(Résultats!AF$28-35)*('BdD PAC split'!CB58-'BdD PAC split'!CB57)/15","v":4.8631034482758615},{"$f":"CC57+(Résultats!AG$28-35)*('BdD PAC split'!CC58-'BdD PAC split'!CC57)/15","v":4.8973103448275861},{"$f":"CD57+(Résultats!AH$28-35)*('BdD PAC split'!CD58-'BdD PAC split'!CD57)/15","v":4.9315172413793098},{"$f":"CE57+(Résultats!AI$28-35)*('BdD PAC split'!CE58-'BdD PAC split'!CE57)/15","v":4.9657241379310344},{"$f":"CF57+(Résultats!AJ$28-35)*('BdD PAC split'!CF58-'BdD PAC split'!CF57)/15","v":4.9999310344827581},{"$f":"CG57+(Résultats!AK$28-35)*('BdD PAC split'!CG58-'BdD PAC split'!CG57)/15","v":5.0341379310344827},{"$f":"CH57+(Résultats!AL$28-35)*('BdD PAC split'!CH58-'BdD PAC split'!CH57)/15","v":5.0683448275862073},{"$f":"CI57+(Résultats!AM$28-35)*('BdD PAC split'!CI58-'BdD PAC split'!CI57)/15","v":5.102551724137931},{"$f":"CJ57+(Résultats!AN$28-35)*('BdD PAC split'!CJ58-'BdD PAC split'!CJ57)/15","v":5.1367586206896556},{"$f":"CK57+(Résultats!AO$28-35)*('BdD PAC split'!CK58-'BdD PAC split'!CK57)/15","v":5.1709655172413793},{"$f":"CL57+(Résultats!AP$28-35)*('BdD PAC split'!CL58-'BdD PAC split'!CL57)/15","v":5.2051724137931039},{"$f":"CM57+(Résultats!AQ$28-35)*('BdD PAC split'!CM58-'BdD PAC split'!CM57)/15","v":5.2393793103448285},{"$f":"CN57+(Résultats!AR$28-35)*('BdD PAC split'!CN58-'BdD PAC split'!CN57)/15","v":5.2735862068965522},{"$f":"CO57+(Résultats!AS$28-35)*('BdD PAC split'!CO58-'BdD PAC split'!CO57)/15","v":5.3077931034482768},{"$f":"CP57+(Résultats!AT$28-35)*('BdD PAC split'!CP58-'BdD PAC split'!CP57)/15","v":5.3420000000000005},{"$f":"CQ57+(Résultats!AU$28-35)*('BdD PAC split'!CQ58-'BdD PAC split'!CQ57)/15","v":6.52},{"$f":"CR57+(Résultats!AV$28-35)*('BdD PAC split'!CR58-'BdD PAC split'!CR57)/15","v":6.52},{"$f":"CS57+(Résultats!AW$28-35)*('BdD PAC split'!CS58-'BdD PAC split'!CS57)/15","v":6.52},{"$f":"CT57+(Résultats!AX$28-35)*('BdD PAC split'!CT58-'BdD PAC split'!CT57)/15","v":6.52},{"$f":"CU57+(Résultats!AY$28-35)*('BdD PAC split'!CU58-'BdD PAC split'!CU57)/15","v":6.52},{"$f":"CV57+(Résultats!AZ$28-35)*('BdD PAC split'!CV58-'BdD PAC split'!CV57)/15","v":6.52},{"$f":"CW57+(Résultats!BA$28-35)*('BdD PAC split'!CW58-'BdD PAC split'!CW57)/15","v":6.52},{"$f":"CX57+(Résultats!BB$28-35)*('BdD PAC split'!CX58-'BdD PAC split'!CX57)/15","v":6.52},{"$f":"CY57+(Résultats!BC$28-35)*('BdD PAC split'!CY58-'BdD PAC split'!CY57)/15","v":6.52},{"$f":"CZ57+(Résultats!BD$28-35)*('BdD PAC split'!CZ58-'BdD PAC split'!CZ57)/15","v":6.52},{"$f":"DA57+(Résultats!BE$28-35)*('BdD PAC split'!DA58-'BdD PAC split'!DA57)/15","v":6.52}]
[null,null,1,3.53,3.91,3.53,3,3.53,3.02,3.53,2.72,3.52,2.34,3.5,1.97,"-","-",null,null,null,null,null,null,11,4,-20,null,0,23,{"$f":"IF(Résultats!$AA$28>60,60,IF(AND(Résultats!$AA$28=0,AB60>0),AB60,Résultats!$AA$28))","v":29.482758620689662},35,1,"-",0,"-",0,"-",0,35,{"$f":"IFERROR(IF(AND($Y$48=1,num_tab=2),HLOOKUP(AM60,'BdD PAC monobloc'!$C$20:$P$62,AC60,FALSE),IF(AND($Y$48=1,num_tab=3),HLOOKUP(AM60,'BdD PAC monobloc'!$C$67:$P$109,FALSE),IF(AND($Y$48=1,num_tab=4),HLOOKUP(AM60,'BdD PAC monobloc'!$C$114:$P$156,FALSE),IF(num_tab=1,HLOOKUP(AM60,$D$37:$Q$79,AC60,FALSE),IF(num_tab=2,HLOOKUP(AM60,$D$84:$Q$126,AC60,FALSE),IF(num_tab=3,HLOOKUP(AM60,$D$131:$Q$173,AC60,FALSE),IF(num_tab=4,HLOOKUP(AM60,$D$178:$Q$220,AC60,FALSE),IF(num_tab=5,HLOOKUP(AM60,$D$225:$Q$267,AC60,FALSE),IF(num_tab=6,HLOOKUP(AM60,$D$272:$Q$314,AC60,FALSE),IF(num_tab=7,HLOOKUP(AM60,$D$319:$Q$361,AC60,FALSE))))))))))),\"-\")","v":8.6444444444444439},{"$f":"IFERROR(IF(AND(Dimensionnement!$F$62=ChoixPAC!$G$6,ChoixPAC!$E$39=ChoixPAC!$G$12),AN60*2,AN60),\"-\")","v":8.6444444444444439},{"$f":"IFERROR(IF(AND($Y$48=1,num_tab=2),HLOOKUP(AM60+1,'BdD PAC monobloc'!$C$20:$P$62,AC60,FALSE),IF(AND($Y$48=1,num_tab=3),HLOOKUP(AM60+1,'BdD PAC monobloc'!$C$67:$P$109,FALSE),IF(AND($Y$48=1,num_tab=4),HLOOKUP(AM60+1,'BdD PAC monobloc'!$C$114:$P$156,FALSE),IF(num_tab=1,HLOOKUP(AM60+1,$D$37:$Q$79,AC60,FALSE),IF(num_tab=2,HLOOKUP(AM60+1,$D$84:$Q$126,AC60,FALSE),IF(num_tab=3,HLOOKUP(AM60+1,$D$131:$Q$173,AC60,FALSE),IF(num_tab=4,HLOOKUP(AM60+1,$D$178:$Q$220,AC60,FALSE),IF(num_tab=5,HLOOKUP(AM60+1,$D$225:$Q$267,AC60,FALSE),IF(num_tab=6,HLOOKUP(AM60+1,$D$272:$Q$314,AC60,FALSE),IF(num_tab=7,HLOOKUP(AM60+1,$D$319:$Q$361,AC60,FALSE))))))))))),\"-\")","v":3.1744444444444446},2.7231361568078403,null,null,null,null,"15MR","Puiss PAC à T°ext/35",{"$f":"IF(AX$41<-15,0,('BdD PAC split'!$C$11-'BdD PAC split'!$E$11)/14*AX$41+('BdD PAC split'!$E$11*(-7)-'BdD PAC split'!$C$11*7)/(-14))","v":0},{"$f":"IF(AY$41<-15,0,('BdD PAC split'!$C$11-'BdD PAC split'!$E$11)/14*AY$41+('BdD PAC split'!$E$11*(-7)-'BdD PAC split'!$C$11*7)/(-14))","v":0},{"$f":"IF(AZ$41<-15,0,('BdD PAC split'!$C$11-'BdD PAC split'!$E$11)/14*AZ$41+('BdD PAC split'!$E$11*(-7)-'BdD PAC split'!$C$11*7)/(-14))","v":0},{"$f":"IF(BA$41<-15,0,('BdD PAC split'!$C$11-'BdD PAC split'!$E$11)/14*BA$41+('BdD PAC split'!$E$11*(-7)-'BdD PAC split'!$C$11*7)/(-14))","v":0},{"$f":"IF(BB$41<-15,0,('BdD PAC split'!$C$11-'BdD PAC split'!$E$11)/14*BB$41+('BdD PAC split'!$E$11*(-7)-'BdD PAC split'!$C$11*7)/(-14))","v":0},{"$f":"IF(BC$41<-15,0,('BdD PAC split'!$C$11-'BdD PAC split'!$E$11)/14*BC$41+('BdD PAC split'!$E$11*(-7)-'BdD PAC split'!$C$11*7)/(-14))","v":0},{"$f":"IF(BD$41<-15,0,('BdD PAC split'!$C$11-'BdD PAC split'!$E$11)/14*BD$41+('BdD PAC split'!$E$11*(-7)-'BdD PAC split'!$C$11*7)/(-14))","v":0},{"$f":"IF(BE$41<-15,0,('BdD PAC split'!$C$11-'BdD PAC split'!$E$11)/14*BE$41+('BdD PAC split'!$E$11*(-7)-'BdD PAC split'!$C$11*7)/(-14))","v":0},{"$f":"IF(BF$41<-15,0,('BdD PAC split'!$C$11-'BdD PAC split'!$E$11)/14*BF$41+('BdD PAC split'!$E$11*(-7)-'BdD PAC split'!$C$11*7)/(-14))","v":0},{"$f":"IF(BG$41<-15,0,('BdD PAC split'!$C$11-'BdD PAC split'!$E$11)/14*BG$41+('BdD PAC split'!$E$11*(-7)-'BdD PAC split'!$C$11*7)/(-14))","v":0},{"$f":"IF(BH$41<-15,0,('BdD PAC split'!$C$11-'BdD PAC split'!$E$11)/14*BH$41+('BdD PAC split'!$E$11*(-7)-'BdD PAC split'!$C$11*7)/(-14))","v":17.09},{"$f":"IF(BI$41<-15,0,('BdD PAC split'!$C$11-'BdD PAC split'!$E$11)/14*BI$41+('BdD PAC split'!$E$11*(-7)-'BdD PAC split'!$C$11*7)/(-14))","v":17.09},{"$f":"IF(BJ$41<-15,0,('BdD PAC split'!$C$11-'BdD PAC split'!$E$11)/14*BJ$41+('BdD PAC split'!$E$11*(-7)-'BdD PAC split'!$C$11*7)/(-14))","v":17.09},{"$f":"IF(BK$41<-15,0,('BdD PAC split'!$C$11-'BdD PAC split'!$E$11)/14*BK$41+('BdD PAC split'!$E$11*(-7)-'BdD PAC split'!$C$11*7)/(-14))","v":17.09},{"$f":"IF(BL$41<-15,0,('BdD PAC split'!$C$11-'BdD PAC split'!$E$11)/14*BL$41+('BdD PAC split'!$E$11*(-7)-'BdD PAC split'!$C$11*7)/(-14))","v":17.09},{"$f":"IF(BM$41<-15,0,('BdD PAC split'!$C$11-'BdD PAC split'!$E$11)/14*BM$41+('BdD PAC split'!$E$11*(-7)-'BdD PAC split'!$C$11*7)/(-14))","v":17.09},{"$f":"IF(BN$41<-15,0,('BdD PAC split'!$C$11-'BdD PAC split'!$E$11)/14*BN$41+('BdD PAC split'!$E$11*(-7)-'BdD PAC split'!$C$11*7)/(-14))","v":17.09},{"$f":"IF(BO$41<-15,0,('BdD PAC split'!$C$11-'BdD PAC split'!$E$11)/14*BO$41+('BdD PAC split'!$E$11*(-7)-'BdD PAC split'!$C$11*7)/(-14))","v":17.09},{"$f":"IF(BP$41<-15,0,('BdD PAC split'!$C$11-'BdD PAC split'!$E$11)/14*BP$41+('BdD PAC split'!$E$11*(-7)-'BdD PAC split'!$C$11*7)/(-14))","v":17.09},{"$f":"IF(BQ$41<-15,0,('BdD PAC split'!$C$11-'BdD PAC split'!$E$11)/14*BQ$41+('BdD PAC split'!$E$11*(-7)-'BdD PAC split'!$C$11*7)/(-14))","v":17.09},{"$f":"IF(BR$41<-15,0,('BdD PAC split'!$C$11-'BdD PAC split'!$E$11)/14*BR$41+('BdD PAC split'!$E$11*(-7)-'BdD PAC split'!$C$11*7)/(-14))","v":17.09},{"$f":"IF(BS$41<-15,0,('BdD PAC split'!$C$11-'BdD PAC split'!$E$11)/14*BS$41+('BdD PAC split'!$E$11*(-7)-'BdD PAC split'!$C$11*7)/(-14))","v":17.09},{"$f":"IF(BT$41<-15,0,('BdD PAC split'!$C$11-'BdD PAC split'!$E$11)/14*BT$41+('BdD PAC split'!$E$11*(-7)-'BdD PAC split'!$C$11*7)/(-14))","v":17.09},{"$f":"IF(BU$41<-15,0,('BdD PAC split'!$C$11-'BdD PAC split'!$E$11)/14*BU$41+('BdD PAC split'!$E$11*(-7)-'BdD PAC split'!$C$11*7)/(-14))","v":17.09},{"$f":"IF(BV$41<-15,0,('BdD PAC split'!$C$11-'BdD PAC split'!$E$11)/14*BV$41+('BdD PAC split'!$E$11*(-7)-'BdD PAC split'!$C$11*7)/(-14))","v":17.09},{"$f":"IF(BW$41<-15,0,('BdD PAC split'!$C$11-'BdD PAC split'!$E$11)/14*BW$41+('BdD PAC split'!$E$11*(-7)-'BdD PAC split'!$C$11*7)/(-14))","v":17.09},{"$f":"IF(BX$41<-15,0,('BdD PAC split'!$C$11-'BdD PAC split'!$E$11)/14*BX$41+('BdD PAC split'!$E$11*(-7)-'BdD PAC split'!$C$11*7)/(-14))","v":17.09},{"$f":"IF(BY$41<-15,0,('BdD PAC split'!$C$11-'BdD PAC split'!$E$11)/14*BY$41+('BdD PAC split'!$E$11*(-7)-'BdD PAC split'!$C$11*7)/(-14))","v":17.09},{"$f":"IF(BZ$41<-15,0,('BdD PAC split'!$C$11-'BdD PAC split'!$E$11)/14*BZ$41+('BdD PAC split'!$E$11*(-7)-'BdD PAC split'!$C$11*7)/(-14))","v":17.09},{"$f":"IF(CA$41<-15,0,('BdD PAC split'!$C$11-'BdD PAC split'!$E$11)/14*CA$41+('BdD PAC split'!$E$11*(-7)-'BdD PAC split'!$C$11*7)/(-14))","v":17.09},{"$f":"IF(CB$41<-15,0,('BdD PAC split'!$C$11-'BdD PAC split'!$E$11)/14*CB$41+('BdD PAC split'!$E$11*(-7)-'BdD PAC split'!$C$11*7)/(-14))","v":17.09},{"$f":"IF(CC$41<-15,0,('BdD PAC split'!$C$11-'BdD PAC split'!$E$11)/14*CC$41+('BdD PAC split'!$E$11*(-7)-'BdD PAC split'!$C$11*7)/(-14))","v":17.09},{"$f":"IF(CD$41<-15,0,('BdD PAC split'!$C$11-'BdD PAC split'!$E$11)/14*CD$41+('BdD PAC split'!$E$11*(-7)-'BdD PAC split'!$C$11*7)/(-14))","v":17.09},{"$f":"IF(CE$41<-15,0,('BdD PAC split'!$C$11-'BdD PAC split'!$E$11)/14*CE$41+('BdD PAC split'!$E$11*(-7)-'BdD PAC split'!$C$11*7)/(-14))","v":17.09},{"$f":"IF(CF$41<-15,0,('BdD PAC split'!$C$11-'BdD PAC split'!$E$11)/14*CF$41+('BdD PAC split'!$E$11*(-7)-'BdD PAC split'!$C$11*7)/(-14))","v":17.09},{"$f":"IF(CG$41<-15,0,('BdD PAC split'!$C$11-'BdD PAC split'!$E$11)/14*CG$41+('BdD PAC split'!$E$11*(-7)-'BdD PAC split'!$C$11*7)/(-14))","v":17.09},{"$f":"IF(CH$41<-15,0,('BdD PAC split'!$C$11-'BdD PAC split'!$E$11)/14*CH$41+('BdD PAC split'!$E$11*(-7)-'BdD PAC split'!$C$11*7)/(-14))","v":17.09},{"$f":"IF(CI$41<-15,0,('BdD PAC split'!$C$11-'BdD PAC split'!$E$11)/14*CI$41+('BdD PAC split'!$E$11*(-7)-'BdD PAC split'!$C$11*7)/(-14))","v":17.09},{"$f":"IF(CJ$41<-15,0,('BdD PAC split'!$C$11-'BdD PAC split'!$E$11)/14*CJ$41+('BdD PAC split'!$E$11*(-7)-'BdD PAC split'!$C$11*7)/(-14))","v":17.09},{"$f":"IF(CK$41<-15,0,('BdD PAC split'!$C$11-'BdD PAC split'!$E$11)/14*CK$41+('BdD PAC split'!$E$11*(-7)-'BdD PAC split'!$C$11*7)/(-14))","v":17.09},{"$f":"IF(CL$41<-15,0,('BdD PAC split'!$C$11-'BdD PAC split'!$E$11)/14*CL$41+('BdD PAC split'!$E$11*(-7)-'BdD PAC split'!$C$11*7)/(-14))","v":17.09},{"$f":"IF(CM$41<-15,0,('BdD PAC split'!$C$11-'BdD PAC split'!$E$11)/14*CM$41+('BdD PAC split'!$E$11*(-7)-'BdD PAC split'!$C$11*7)/(-14))","v":17.09},{"$f":"IF(CN$41<-15,0,('BdD PAC split'!$C$11-'BdD PAC split'!$E$11)/14*CN$41+('BdD PAC split'!$E$11*(-7)-'BdD PAC split'!$C$11*7)/(-14))","v":17.09},{"$f":"IF(CO$41<-15,0,('BdD PAC split'!$C$11-'BdD PAC split'!$E$11)/14*CO$41+('BdD PAC split'!$E$11*(-7)-'BdD PAC split'!$C$11*7)/(-14))","v":17.09},{"$f":"IF(CP$41<-15,0,('BdD PAC split'!$C$11-'BdD PAC split'!$E$11)/14*CP$41+('BdD PAC split'!$E$11*(-7)-'BdD PAC split'!$C$11*7)/(-14))","v":17.09},{"$f":"IF(CQ$41<-15,0,('BdD PAC split'!$C$11-'BdD PAC split'!$E$11)/14*CQ$41+('BdD PAC split'!$E$11*(-7)-'BdD PAC split'!$C$11*7)/(-14))","v":17.09},{"$f":"IF(CR$41<-15,0,('BdD PAC split'!$C$11-'BdD PAC split'!$E$11)/14*CR$41+('BdD PAC split'!$E$11*(-7)-'BdD PAC split'!$C$11*7)/(-14))","v":17.09},{"$f":"IF(CS$41<-15,0,('BdD PAC split'!$C$11-'BdD PAC split'!$E$11)/14*CS$41+('BdD PAC split'!$E$11*(-7)-'BdD PAC split'!$C$11*7)/(-14))","v":17.09},{"$f":"IF(CT$41<-15,0,('BdD PAC split'!$C$11-'BdD PAC split'!$E$11)/14*CT$41+('BdD PAC split'!$E$11*(-7)-'BdD PAC split'!$C$11*7)/(-14))","v":17.09},{"$f":"IF(CU$41<-15,0,('BdD PAC split'!$C$11-'BdD PAC split'!$E$11)/14*CU$41+('BdD PAC split'!$E$11*(-7)-'BdD PAC split'!$C$11*7)/(-14))","v":17.09},{"$f":"IF(CV$41<-15,0,('BdD PAC split'!$C$11-'BdD PAC split'!$E$11)/14*CV$41+('BdD PAC split'!$E$11*(-7)-'BdD PAC split'!$C$11*7)/(-14))","v":17.09},{"$f":"IF(CW$41<-15,0,('BdD PAC split'!$C$11-'BdD PAC split'!$E$11)/14*CW$41+('BdD PAC split'!$E$11*(-7)-'BdD PAC split'!$C$11*7)/(-14))","v":17.09},{"$f":"IF(CX$41<-15,0,('BdD PAC split'!$C$11-'BdD PAC split'!$E$11)/14*CX$41+('BdD PAC split'!$E$11*(-7)-'BdD PAC split'!$C$11*7)/(-14))","v":17.09},{"$f":"IF(CY$41<-15,0,('BdD PAC split'!$C$11-'BdD PAC split'!$E$11)/14*CY$41+('BdD PAC split'!$E$11*(-7)-'BdD PAC split'!$C$11*7)/(-14))","v":17.09},{"$f":"IF(CZ$41<-15,0,('BdD PAC split'!$C$11-'BdD PAC split'!$E$11)/14*CZ$41+('BdD PAC split'!$E$11*(-7)-'BdD PAC split'!$C$11*7)/(-14))","v":17.09},{"$f":"IF(DA$41<-15,0,('BdD PAC split'!$C$11-'BdD PAC split'!$E$11)/14*DA$41+('BdD PAC split'!$E$11*(-7)-'BdD PAC split'!$C$11*7)/(-14))","v":17.09}]
[null,null,2,3.5,4,3.5,3.04,3.5,3.1,3.5,2.8,3.5,2.42,3.5,2.04,"-","-",null,null,null,null,null,null,16,5,-20,null,1,24,{"$f":"IF(Résultats!$AB$28>60,60,IF(AND(Résultats!$AB$28=0,AB61>0),AB61,Résultats!$AB$28))","v":28.931034482758626},35,1,"-",0,"-",0,"-",0,35,{"$f":"IFERROR(IF(AND($Y$48=1,num_tab=2),HLOOKUP(AM61,'BdD PAC monobloc'!$C$20:$P$62,AC61,FALSE),IF(AND($Y$48=1,num_tab=3),HLOOKUP(AM61,'BdD PAC monobloc'!$C$67:$P$109,FALSE),IF(AND($Y$48=1,num_tab=4),HLOOKUP(AM61,'BdD PAC monobloc'!$C$114:$P$156,FALSE),IF(num_tab=1,HLOOKUP(AM61,$D$37:$Q$79,AC61,FALSE),IF(num_tab=2,HLOOKUP(AM61,$D$84:$Q$126,AC61,FALSE),IF(num_tab=3,HLOOKUP(AM61,$D$131:$Q$173,AC61,FALSE),IF(num_tab=4,HLOOKUP(AM61,$D$178:$Q$220,AC61,FALSE),IF(num_tab=5,HLOOKUP(AM61,$D$225:$Q$267,AC61,FALSE),IF(num_tab=6,HLOOKUP(AM61,$D$272:$Q$314,AC61,FALSE),IF(num_tab=7,HLOOKUP(AM61,$D$319:$Q$361,AC61,FALSE))))))))))),\"-\")","v":8.8222222222222229},{"$f":"IFERROR(IF(AND(Dimensionnement!$F$62=ChoixPAC!$G$6,ChoixPAC!$E$39=ChoixPAC!$G$12),AN61*2,AN61),\"-\")","v":8.8222222222222229},{"$f":"IFERROR(IF(AND($Y$48=1,num_tab=2),HLOOKUP(AM61+1,'BdD PAC monobloc'!$C$20:$P$62,AC61,FALSE),IF(AND($Y$48=1,num_tab=3),HLOOKUP(AM61+1,'BdD PAC monobloc'!$C$67:$P$109,FALSE),IF(AND($Y$48=1,num_tab=4),HLOOKUP(AM61+1,'BdD PAC monobloc'!$C$114:$P$156,FALSE),IF(num_tab=1,HLOOKUP(AM61+1,$D$37:$Q$79,AC61,FALSE),IF(num_tab=2,HLOOKUP(AM61+1,$D$84:$Q$126,AC61,FALSE),IF(num_tab=3,HLOOKUP(AM61+1,$D$131:$Q$173,AC61,FALSE),IF(num_tab=4,HLOOKUP(AM61+1,$D$178:$Q$220,AC61,FALSE),IF(num_tab=5,HLOOKUP(AM61+1,$D$225:$Q$267,AC61,FALSE),IF(num_tab=6,HLOOKUP(AM61+1,$D$272:$Q$314,AC61,FALSE),IF(num_tab=7,HLOOKUP(AM61+1,$D$319:$Q$361,AC61,FALSE))))))))))),\"-\")","v":3.2422222222222223},2.7210418094585331,null,null,null,null,null,"Puiss PAC à T°ext/50",{"$f":"IF(AX$41<-15,0,('BdD PAC split'!$I$11-'BdD PAC split'!$K$11)/14*AX$41+('BdD PAC split'!$K$11*(-7)-'BdD PAC split'!$I$11*7)/(-14))","v":0},{"$f":"IF(AY$41<-15,0,('BdD PAC split'!$I$11-'BdD PAC split'!$K$11)/14*AY$41+('BdD PAC split'!$K$11*(-7)-'BdD PAC split'!$I$11*7)/(-14))","v":0},{"$f":"IF(AZ$41<-15,0,('BdD PAC split'!$I$11-'BdD PAC split'!$K$11)/14*AZ$41+('BdD PAC split'!$K$11*(-7)-'BdD PAC split'!$I$11*7)/(-14))","v":0},{"$f":"IF(BA$41<-15,0,('BdD PAC split'!$I$11-'BdD PAC split'!$K$11)/14*BA$41+('BdD PAC split'!$K$11*(-7)-'BdD PAC split'!$I$11*7)/(-14))","v":0},{"$f":"IF(BB$41<-15,0,('BdD PAC split'!$I$11-'BdD PAC split'!$K$11)/14*BB$41+('BdD PAC split'!$K$11*(-7)-'BdD PAC split'!$I$11*7)/(-14))","v":0},{"$f":"IF(BC$41<-15,0,('BdD PAC split'!$I$11-'BdD PAC split'!$K$11)/14*BC$41+('BdD PAC split'!$K$11*(-7)-'BdD PAC split'!$I$11*7)/(-14))","v":0},{"$f":"IF(BD$41<-15,0,('BdD PAC split'!$I$11-'BdD PAC split'!$K$11)/14*BD$41+('BdD PAC split'!$K$11*(-7)-'BdD PAC split'!$I$11*7)/(-14))","v":0},{"$f":"IF(BE$41<-15,0,('BdD PAC split'!$I$11-'BdD PAC split'!$K$11)/14*BE$41+('BdD PAC split'!$K$11*(-7)-'BdD PAC split'!$I$11*7)/(-14))","v":0},{"$f":"IF(BF$41<-15,0,('BdD PAC split'!$I$11-'BdD PAC split'!$K$11)/14*BF$41+('BdD PAC split'!$K$11*(-7)-'BdD PAC split'!$I$11*7)/(-14))","v":0},{"$f":"IF(BG$41<-15,0,('BdD PAC split'!$I$11-'BdD PAC split'!$K$11)/14*BG$41+('BdD PAC split'!$K$11*(-7)-'BdD PAC split'!$I$11*7)/(-14))","v":0},{"$f":"IF(BH$41<-15,0,('BdD PAC split'!$I$11-'BdD PAC split'!$K$11)/14*BH$41+('BdD PAC split'!$K$11*(-7)-'BdD PAC split'!$I$11*7)/(-14))","v":16.350000000000001},{"$f":"IF(BI$41<-15,0,('BdD PAC split'!$I$11-'BdD PAC split'!$K$11)/14*BI$41+('BdD PAC split'!$K$11*(-7)-'BdD PAC split'!$I$11*7)/(-14))","v":16.350000000000001},{"$f":"IF(BJ$41<-15,0,('BdD PAC split'!$I$11-'BdD PAC split'!$K$11)/14*BJ$41+('BdD PAC split'!$K$11*(-7)-'BdD PAC split'!$I$11*7)/(-14))","v":16.350000000000001},{"$f":"IF(BK$41<-15,0,('BdD PAC split'!$I$11-'BdD PAC split'!$K$11)/14*BK$41+('BdD PAC split'!$K$11*(-7)-'BdD PAC split'!$I$11*7)/(-14))","v":16.350000000000001},{"$f":"IF(BL$41<-15,0,('BdD PAC split'!$I$11-'BdD PAC split'!$K$11)/14*BL$41+('BdD PAC split'!$K$11*(-7)-'BdD PAC split'!$I$11*7)/(-14))","v":16.350000000000001},{"$f":"IF(BM$41<-15,0,('BdD PAC split'!$I$11-'BdD PAC split'!$K$11)/14*BM$41+('BdD PAC split'!$K$11*(-7)-'BdD PAC split'!$I$11*7)/(-14))","v":16.350000000000001},{"$f":"IF(BN$41<-15,0,('BdD PAC split'!$I$11-'BdD PAC split'!$K$11)/14*BN$41+('BdD PAC split'!$K$11*(-7)-'BdD PAC split'!$I$11*7)/(-14))","v":16.350000000000001},{"$f":"IF(BO$41<-15,0,('BdD PAC split'!$I$11-'BdD PAC split'!$K$11)/14*BO$41+('BdD PAC split'!$K$11*(-7)-'BdD PAC split'!$I$11*7)/(-14))","v":16.350000000000001},{"$f":"IF(BP$41<-15,0,('BdD PAC split'!$I$11-'BdD PAC split'!$K$11)/14*BP$41+('BdD PAC split'!$K$11*(-7)-'BdD PAC split'!$I$11*7)/(-14))","v":16.350000000000001},{"$f":"IF(BQ$41<-15,0,('BdD PAC split'!$I$11-'BdD PAC split'!$K$11)/14*BQ$41+('BdD PAC split'!$K$11*(-7)-'BdD PAC split'!$I$11*7)/(-14))","v":16.350000000000001},{"$f":"IF(BR$41<-15,0,('BdD PAC split'!$I$11-'BdD PAC split'!$K$11)/14*BR$41+('BdD PAC split'!$K$11*(-7)-'BdD PAC split'!$I$11*7)/(-14))","v":16.350000000000001},{"$f":"IF(BS$41<-15,0,('BdD PAC split'!$I$11-'BdD PAC split'!$K$11)/14*BS$41+('BdD PAC split'!$K$11*(-7)-'BdD PAC split'!$I$11*7)/(-14))","v":16.350000000000001},{"$f":"IF(BT$41<-15,0,('BdD PAC split'!$I$11-'BdD PAC split'!$K$11)/14*BT$41+('BdD PAC split'!$K$11*(-7)-'BdD PAC split'!$I$11*7)/(-14))","v":16.350000000000001},{"$f":"IF(BU$41<-15,0,('BdD PAC split'!$I$11-'BdD PAC split'!$K$11)/14*BU$41+('BdD PAC split'!$K$11*(-7)-'BdD PAC split'!$I$11*7)/(-14))","v":16.350000000000001},{"$f":"IF(BV$41<-15,0,('BdD PAC split'!$I$11-'BdD PAC split'!$K$11)/14*BV$41+('BdD PAC split'!$K$11*(-7)-'BdD PAC split'!$I$11*7)/(-14))","v":16.350000000000001},{"$f":"IF(BW$41<-15,0,('BdD PAC split'!$I$11-'BdD PAC split'!$K$11)/14*BW$41+('BdD PAC split'!$K$11*(-7)-'BdD PAC split'!$I$11*7)/(-14))","v":16.350000000000001},{"$f":"IF(BX$41<-15,0,('BdD PAC split'!$I$11-'BdD PAC split'!$K$11)/14*BX$41+('BdD PAC split'!$K$11*(-7)-'BdD PAC split'!$I$11*7)/(-14))","v":16.350000000000001},{"$f":"IF(BY$41<-15,0,('BdD PAC split'!$I$11-'BdD PAC split'!$K$11)/14*BY$41+('BdD PAC split'!$K$11*(-7)-'BdD PAC split'!$I$11*7)/(-14))","v":16.350000000000001},{"$f":"IF(BZ$41<-15,0,('BdD PAC split'!$I$11-'BdD PAC split'!$K$11)/14*BZ$41+('BdD PAC split'!$K$11*(-7)-'BdD PAC split'!$I$11*7)/(-14))","v":16.350000000000001},{"$f":"IF(CA$41<-15,0,('BdD PAC split'!$I$11-'BdD PAC split'!$K$11)/14*CA$41+('BdD PAC split'!$K$11*(-7)-'BdD PAC split'!$I$11*7)/(-14))","v":16.350000000000001},{"$f":"IF(CB$41<-15,0,('BdD PAC split'!$I$11-'BdD PAC split'!$K$11)/14*CB$41+('BdD PAC split'!$K$11*(-7)-'BdD PAC split'!$I$11*7)/(-14))","v":16.350000000000001},{"$f":"IF(CC$41<-15,0,('BdD PAC split'!$I$11-'BdD PAC split'!$K$11)/14*CC$41+('BdD PAC split'!$K$11*(-7)-'BdD PAC split'!$I$11*7)/(-14))","v":16.350000000000001},{"$f":"IF(CD$41<-15,0,('BdD PAC split'!$I$11-'BdD PAC split'!$K$11)/14*CD$41+('BdD PAC split'!$K$11*(-7)-'BdD PAC split'!$I$11*7)/(-14))","v":16.350000000000001},{"$f":"IF(CE$41<-15,0,('BdD PAC split'!$I$11-'BdD PAC split'!$K$11)/14*CE$41+('BdD PAC split'!$K$11*(-7)-'BdD PAC split'!$I$11*7)/(-14))","v":16.350000000000001},{"$f":"IF(CF$41<-15,0,('BdD PAC split'!$I$11-'BdD PAC split'!$K$11)/14*CF$41+('BdD PAC split'!$K$11*(-7)-'BdD PAC split'!$I$11*7)/(-14))","v":16.350000000000001},{"$f":"IF(CG$41<-15,0,('BdD PAC split'!$I$11-'BdD PAC split'!$K$11)/14*CG$41+('BdD PAC split'!$K$11*(-7)-'BdD PAC split'!$I$11*7)/(-14))","v":16.350000000000001},{"$f":"IF(CH$41<-15,0,('BdD PAC split'!$I$11-'BdD PAC split'!$K$11)/14*CH$41+('BdD PAC split'!$K$11*(-7)-'BdD PAC split'!$I$11*7)/(-14))","v":16.350000000000001},{"$f":"IF(CI$41<-15,0,('BdD PAC split'!$I$11-'BdD PAC split'!$K$11)/14*CI$41+('BdD PAC split'!$K$11*(-7)-'BdD PAC split'!$I$11*7)/(-14))","v":16.350000000000001},{"$f":"IF(CJ$41<-15,0,('BdD PAC split'!$I$11-'BdD PAC split'!$K$11)/14*CJ$41+('BdD PAC split'!$K$11*(-7)-'BdD PAC split'!$I$11*7)/(-14))","v":16.350000000000001},{"$f":"IF(CK$41<-15,0,('BdD PAC split'!$I$11-'BdD PAC split'!$K$11)/14*CK$41+('BdD PAC split'!$K$11*(-7)-'BdD PAC split'!$I$11*7)/(-14))","v":16.350000000000001},{"$f":"IF(CL$41<-15,0,('BdD PAC split'!$I$11-'BdD PAC split'!$K$11)/14*CL$41+('BdD PAC split'!$K$11*(-7)-'BdD PAC split'!$I$11*7)/(-14))","v":16.350000000000001},{"$f":"IF(CM$41<-15,0,('BdD PAC split'!$I$11-'BdD PAC split'!$K$11)/14*CM$41+('BdD PAC split'!$K$11*(-7)-'BdD PAC split'!$I$11*7)/(-14))","v":16.350000000000001},{"$f":"IF(CN$41<-15,0,('BdD PAC split'!$I$11-'BdD PAC split'!$K$11)/14*CN$41+('BdD PAC split'!$K$11*(-7)-'BdD PAC split'!$I$11*7)/(-14))","v":16.350000000000001},{"$f":"IF(CO$41<-15,0,('BdD PAC split'!$I$11-'BdD PAC split'!$K$11)/14*CO$41+('BdD PAC split'!$K$11*(-7)-'BdD PAC split'!$I$11*7)/(-14))","v":16.350000000000001},{"$f":"IF(CP$41<-15,0,('BdD PAC split'!$I$11-'BdD PAC split'!$K$11)/14*CP$41+('BdD PAC split'!$K$11*(-7)-'BdD PAC split'!$I$11*7)/(-14))","v":16.350000000000001},{"$f":"IF(CQ$41<-15,0,('BdD PAC split'!$I$11-'BdD PAC split'!$K$11)/14*CQ$41+('BdD PAC split'!$K$11*(-7)-'BdD PAC split'!$I$11*7)/(-14))","v":16.350000000000001},{"$f":"IF(CR$41<-15,0,('BdD PAC split'!$I$11-'BdD PAC split'!$K$11)/14*CR$41+('BdD PAC split'!$K$11*(-7)-'BdD PAC split'!$I$11*7)/(-14))","v":16.350000000000001},{"$f":"IF(CS$41<-15,0,('BdD PAC split'!$I$11-'BdD PAC split'!$K$11)/14*CS$41+('BdD PAC split'!$K$11*(-7)-'BdD PAC split'!$I$11*7)/(-14))","v":16.350000000000001},{"$f":"IF(CT$41<-15,0,('BdD PAC split'!$I$11-'BdD PAC split'!$K$11)/14*CT$41+('BdD PAC split'!$K$11*(-7)-'BdD PAC split'!$I$11*7)/(-14))","v":16.350000000000001},{"$f":"IF(CU$41<-15,0,('BdD PAC split'!$I$11-'BdD PAC split'!$K$11)/14*CU$41+('BdD PAC split'!$K$11*(-7)-'BdD PAC split'!$I$11*7)/(-14))","v":16.350000000000001},{"$f":"IF(CV$41<-15,0,('BdD PAC split'!$I$11-'BdD PAC split'!$K$11)/14*CV$41+('BdD PAC split'!$K$11*(-7)-'BdD PAC split'!$I$11*7)/(-14))","v":16.350000000000001},{"$f":"IF(CW$41<-15,0,('BdD PAC split'!$I$11-'BdD PAC split'!$K$11)/14*CW$41+('BdD PAC split'!$K$11*(-7)-'BdD PAC split'!$I$11*7)/(-14))","v":16.350000000000001},{"$f":"IF(CX$41<-15,0,('BdD PAC split'!$I$11-'BdD PAC split'!$K$11)/14*CX$41+('BdD PAC split'!$K$11*(-7)-'BdD PAC split'!$I$11*7)/(-14))","v":16.350000000000001},{"$f":"IF(CY$41<-15,0,('BdD PAC split'!$I$11-'BdD PAC split'!$K$11)/14*CY$41+('BdD PAC split'!$K$11*(-7)-'BdD PAC split'!$I$11*7)/(-14))","v":16.350000000000001},{"$f":"IF(CZ$41<-15,0,('BdD PAC split'!$I$11-'BdD PAC split'!$K$11)/14*CZ$41+('BdD PAC split'!$K$11*(-7)-'BdD PAC split'!$I$11*7)/(-14))","v":16.350000000000001},{"$f":"IF(DA$41<-15,0,('BdD PAC split'!$I$11-'BdD PAC split'!$K$11)/14*DA$41+('BdD PAC split'!$K$11*(-7)-'BdD PAC split'!$I$11*7)/(-14))","v":16.350000000000001}]
[null,null,3,3.7,4.4800000000000004,3.7,3.44,3.7,3.36,3.7,2.98,3.7,2.58,3.7,2.17,"-","-",null,null,null,null,null,null,22,6,-20,null,2,25,{"$f":"IF(Résultats!$AC$28>60,60,IF(AND(Résultats!$AC$28=0,AB62>0),AB62,Résultats!$AC$28))","v":28.379310344827591},35,1,"-",0,"-",0,"-",0,35,{"$f":"IFERROR(IF(AND($Y$48=1,num_tab=2),HLOOKUP(AM62,'BdD PAC monobloc'!$C$20:$P$62,AC62,FALSE),IF(AND($Y$48=1,num_tab=3),HLOOKUP(AM62,'BdD PAC monobloc'!$C$67:$P$109,FALSE),IF(AND($Y$48=1,num_tab=4),HLOOKUP(AM62,'BdD PAC monobloc'!$C$114:$P$156,FALSE),IF(num_tab=1,HLOOKUP(AM62,$D$37:$Q$79,AC62,FALSE),IF(num_tab=2,HLOOKUP(AM62,$D$84:$Q$126,AC62,FALSE),IF(num_tab=3,HLOOKUP(AM62,$D$131:$Q$173,AC62,FALSE),IF(num_tab=4,HLOOKUP(AM62,$D$178:$Q$220,AC62,FALSE),IF(num_tab=5,HLOOKUP(AM62,$D$225:$Q$267,AC62,FALSE),IF(num_tab=6,HLOOKUP(AM62,$D$272:$Q$314,AC62,FALSE),IF(num_tab=7,HLOOKUP(AM62,$D$319:$Q$361,AC62,FALSE))))))))))),\"-\")","v":9},{"$f":"IFERROR(IF(AND(Dimensionnement!$F$62=ChoixPAC!$G$6,ChoixPAC!$E$39=ChoixPAC!$G$12),AN62*2,AN62),\"-\")","v":9},{"$f":"IFERROR(IF(AND($Y$48=1,num_tab=2),HLOOKUP(AM62+1,'BdD PAC monobloc'!$C$20:$P$62,AC62,FALSE),IF(AND($Y$48=1,num_tab=3),HLOOKUP(AM62+1,'BdD PAC monobloc'!$C$67:$P$109,FALSE),IF(AND($Y$48=1,num_tab=4),HLOOKUP(AM62+1,'BdD PAC monobloc'!$C$114:$P$156,FALSE),IF(num_tab=1,HLOOKUP(AM62+1,$D$37:$Q$79,AC62,FALSE),IF(num_tab=2,HLOOKUP(AM62+1,$D$84:$Q$126,AC62,FALSE),IF(num_tab=3,HLOOKUP(AM62+1,$D$131:$Q$173,AC62,FALSE),IF(num_tab=4,HLOOKUP(AM62+1,$D$178:$Q$220,AC62,FALSE),IF(num_tab=5,HLOOKUP(AM62+1,$D$225:$Q$267,AC62,FALSE),IF(num_tab=6,HLOOKUP(AM62+1,$D$272:$Q$314,AC62,FALSE),IF(num_tab=7,HLOOKUP(AM62+1,$D$319:$Q$361,AC62,FALSE))))))))))),\"-\")","v":3.31},2.7190332326283988,null,null,null,null,null,"Puiss PAC à T°ext/Tdep",{"$f":"AX60+(Résultats!B$28-35)*('BdD PAC split'!AX61-'BdD PAC split'!AX60)/15","v":0},{"$f":"AY60+(Résultats!C$28-35)*('BdD PAC split'!AY61-'BdD PAC split'!AY60)/15","v":0},{"$f":"AZ60+(Résultats!D$28-35)*('BdD PAC split'!AZ61-'BdD PAC split'!AZ60)/15","v":0},{"$f":"BA60+(Résultats!E$28-35)*('BdD PAC split'!BA61-'BdD PAC split'!BA60)/15","v":0},{"$f":"BB60+(Résultats!F$28-35)*('BdD PAC split'!BB61-'BdD PAC split'!BB60)/15","v":0},{"$f":"BC60+(Résultats!G$28-35)*('BdD PAC split'!BC61-'BdD PAC split'!BC60)/15","v":0},{"$f":"BD60+(Résultats!H$28-35)*('BdD PAC split'!BD61-'BdD PAC split'!BD60)/15","v":0},{"$f":"BE60+(Résultats!I$28-35)*('BdD PAC split'!BE61-'BdD PAC split'!BE60)/15","v":0},{"$f":"BF60+(Résultats!J$28-35)*('BdD PAC split'!BF61-'BdD PAC split'!BF60)/15","v":0},{"$f":"BG60+(Résultats!K$28-35)*('BdD PAC split'!BG61-'BdD PAC split'!BG60)/15","v":0},{"$f":"BH60+(Résultats!L$28-35)*('BdD PAC split'!BH61-'BdD PAC split'!BH60)/15","v":17.09},{"$f":"BI60+(Résultats!M$28-35)*('BdD PAC split'!BI61-'BdD PAC split'!BI60)/15","v":17.09},{"$f":"BJ60+(Résultats!N$28-35)*('BdD PAC split'!BJ61-'BdD PAC split'!BJ60)/15","v":17.09},{"$f":"BK60+(Résultats!O$28-35)*('BdD PAC split'!BK61-'BdD PAC split'!BK60)/15","v":17.09},{"$f":"BL60+(Résultats!P$28-35)*('BdD PAC split'!BL61-'BdD PAC split'!BL60)/15","v":17.09},{"$f":"BM60+(Résultats!Q$28-35)*('BdD PAC split'!BM61-'BdD PAC split'!BM60)/15","v":17.09},{"$f":"BN60+(Résultats!R$28-35)*('BdD PAC split'!BN61-'BdD PAC split'!BN60)/15","v":17.117218390804599},{"$f":"BO60+(Résultats!S$28-35)*('BdD PAC split'!BO61-'BdD PAC split'!BO60)/15","v":17.144436781609194},{"$f":"BP60+(Résultats!T$28-35)*('BdD PAC split'!BP61-'BdD PAC split'!BP60)/15","v":17.171655172413793},{"$f":"BQ60+(Résultats!U$28-35)*('BdD PAC split'!BQ61-'BdD PAC split'!BQ60)/15","v":17.198873563218388},{"$f":"BR60+(Résultats!V$28-35)*('BdD PAC split'!BR61-'BdD PAC split'!BR60)/15","v":17.226091954022987},{"$f":"BS60+(Résultats!W$28-35)*('BdD PAC split'!BS61-'BdD PAC split'!BS60)/15","v":17.253310344827586},{"$f":"BT60+(Résultats!X$28-35)*('BdD PAC split'!BT61-'BdD PAC split'!BT60)/15","v":17.280528735632181},{"$f":"BU60+(Résultats!Y$28-35)*('BdD PAC split'!BU61-'BdD PAC split'!BU60)/15","v":17.30774712643678},{"$f":"BV60+(Résultats!Z$28-35)*('BdD PAC split'!BV61-'BdD PAC split'!BV60)/15","v":17.334965517241379},{"$f":"BW60+(Résultats!AA$28-35)*('BdD PAC split'!BW61-'BdD PAC split'!BW60)/15","v":17.362183908045974},{"$f":"BX60+(Résultats!AB$28-35)*('BdD PAC split'!BX61-'BdD PAC split'!BX60)/15","v":17.389402298850573},{"$f":"BY60+(Résultats!AC$28-35)*('BdD PAC split'!BY61-'BdD PAC split'!BY60)/15","v":17.416620689655172},{"$f":"BZ60+(Résultats!AD$28-35)*('BdD PAC split'!BZ61-'BdD PAC split'!BZ60)/15","v":17.443839080459767},{"$f":"CA60+(Résultats!AE$28-35)*('BdD PAC split'!CA61-'BdD PAC split'!CA60)/15","v":17.471057471264366},{"$f":"CB60+(Résultats!AF$28-35)*('BdD PAC split'!CB61-'BdD PAC split'!CB60)/15","v":17.498275862068965},{"$f":"CC60+(Résultats!AG$28-35)*('BdD PAC split'!CC61-'BdD PAC split'!CC60)/15","v":17.52549425287356},{"$f":"CD60+(Résultats!AH$28-35)*('BdD PAC split'!CD61-'BdD PAC split'!CD60)/15","v":17.552712643678159},{"$f":"CE60+(Résultats!AI$28-35)*('BdD PAC split'!CE61-'BdD PAC split'!CE60)/15","v":17.579931034482758},{"$f":"CF60+(Résultats!AJ$28-35)*('BdD PAC split'!CF61-'BdD PAC split'!CF60)/15","v":17.607149425287353},{"$f":"CG60+(Résultats!AK$28-35)*('BdD PAC split'!CG61-'BdD PAC split'!CG60)/15","v":17.634367816091952},{"$f":"CH60+(Résultats!AL$28-35)*('BdD PAC split'!CH61-'BdD PAC split'!CH60)/15","v":17.661586206896551},{"$f":"CI60+(Résultats!AM$28-35)*('BdD PAC split'!CI61-'BdD PAC split'!CI60)/15","v":17.68880459770115},{"$f":"CJ60+(Résultats!AN$28-35)*('BdD PAC split'!CJ61-'BdD PAC split'!CJ60)/15","v":17.716022988505745},{"$f":"CK60+(Résultats!AO$28-35)*('BdD PAC split'!CK61-'BdD PAC split'!CK60)/15","v":17.743241379310344},{"$f":"CL60+(Résultats!AP$28-35)*('BdD PAC split'!CL61-'BdD PAC split'!CL60)/15","v":17.77045977011494},{"$f":"CM60+(Résultats!AQ$28-35)*('BdD PAC split'!CM61-'BdD PAC split'!CM60)/15","v":17.797678160919538},{"$f":"CN60+(Résultats!AR$28-35)*('BdD PAC split'!CN61-'BdD PAC split'!CN60)/15","v":17.824896551724137},{"$f":"CO60+(Résultats!AS$28-35)*('BdD PAC split'!CO61-'BdD PAC split'!CO60)/15","v":17.852114942528736},{"$f":"CP60+(Résultats!AT$28-35)*('BdD PAC split'!CP61-'BdD PAC split'!CP60)/15","v":17.879333333333332},{"$f":"CQ60+(Résultats!AU$28-35)*('BdD PAC split'!CQ61-'BdD PAC split'!CQ60)/15","v":18.816666666666663},{"$f":"CR60+(Résultats!AV$28-35)*('BdD PAC split'!CR61-'BdD PAC split'!CR60)/15","v":18.816666666666663},{"$f":"CS60+(Résultats!AW$28-35)*('BdD PAC split'!CS61-'BdD PAC split'!CS60)/15","v":18.816666666666663},{"$f":"CT60+(Résultats!AX$28-35)*('BdD PAC split'!CT61-'BdD PAC split'!CT60)/15","v":18.816666666666663},{"$f":"CU60+(Résultats!AY$28-35)*('BdD PAC split'!CU61-'BdD PAC split'!CU60)/15","v":18.816666666666663},{"$f":"CV60+(Résultats!AZ$28-35)*('BdD PAC split'!CV61-'BdD PAC split'!CV60)/15","v":18.816666666666663},{"$f":"CW60+(Résultats!BA$28-35)*('BdD PAC split'!CW61-'BdD PAC split'!CW60)/15","v":18.816666666666663},{"$f":"CX60+(Résultats!BB$28-35)*('BdD PAC split'!CX61-'BdD PAC split'!CX60)/15","v":18.816666666666663},{"$f":"CY60+(Résultats!BC$28-35)*('BdD PAC split'!CY61-'BdD PAC split'!CY60)/15","v":18.816666666666663},{"$f":"CZ60+(Résultats!BD$28-35)*('BdD PAC split'!CZ61-'BdD PAC split'!CZ60)/15","v":18.816666666666663},{"$f":"DA60+(Résultats!BE$28-35)*('BdD PAC split'!DA61-'BdD PAC split'!DA60)/15","v":18.816666666666663}]
[null,null,4,3.9,4.97,3.9,3.85,3.9,3.61,3.9,3.16,3.9,2.73,3.9,2.2999999999999998,"-","-",null,null,null,null,null,null,27,7,-20,null,3,26,{"$f":"IF(Résultats!$AD$28>60,60,IF(AND(Résultats!$AD$28=0,AB63>0),AB63,Résultats!$AD$28))","v":27.827586206896555},35,1,"-",0,"-",0,"-",0,35,{"$f":"IFERROR(IF(AND($Y$48=1,num_tab=2),HLOOKUP(AM63,'BdD PAC monobloc'!$C$20:$P$62,AC63,FALSE),IF(AND($Y$48=1,num_tab=3),HLOOKUP(AM63,'BdD PAC monobloc'!$C$67:$P$109,FALSE),IF(AND($Y$48=1,num_tab=4),HLOOKUP(AM63,'BdD PAC monobloc'!$C$114:$P$156,FALSE),IF(num_tab=1,HLOOKUP(AM63,$D$37:$Q$79,AC63,FALSE),IF(num_tab=2,HLOOKUP(AM63,$D$84:$Q$126,AC63,FALSE),IF(num_tab=3,HLOOKUP(AM63,$D$131:$Q$173,AC63,FALSE),IF(num_tab=4,HLOOKUP(AM63,$D$178:$Q$220,AC63,FALSE),IF(num_tab=5,HLOOKUP(AM63,$D$225:$Q$267,AC63,FALSE),IF(num_tab=6,HLOOKUP(AM63,$D$272:$Q$314,AC63,FALSE),IF(num_tab=7,HLOOKUP(AM63,$D$319:$Q$361,AC63,FALSE))))))))))),\"-\")","v":9.3000000000000007},{"$f":"IFERROR(IF(AND(Dimensionnement!$F$62=ChoixPAC!$G$6,ChoixPAC!$E$39=ChoixPAC!$G$12),AN63*2,AN63),\"-\")","v":9.3000000000000007},{"$f":"IFERROR(IF(AND($Y$48=1,num_tab=2),HLOOKUP(AM63+1,'BdD PAC monobloc'!$C$20:$P$62,AC63,FALSE),IF(AND($Y$48=1,num_tab=3),HLOOKUP(AM63+1,'BdD PAC monobloc'!$C$67:$P$109,FALSE),IF(AND($Y$48=1,num_tab=4),HLOOKUP(AM63+1,'BdD PAC monobloc'!$C$114:$P$156,FALSE),IF(num_tab=1,HLOOKUP(AM63+1,$D$37:$Q$79,AC63,FALSE),IF(num_tab=2,HLOOKUP(AM63+1,$D$84:$Q$126,AC63,FALSE),IF(num_tab=3,HLOOKUP(AM63+1,$D$131:$Q$173,AC63,FALSE),IF(num_tab=4,HLOOKUP(AM63+1,$D$178:$Q$220,AC63,FALSE),IF(num_tab=5,HLOOKUP(AM63+1,$D$225:$Q$267,AC63,FALSE),IF(num_tab=6,HLOOKUP(AM63+1,$D$272:$Q$314,AC63,FALSE),IF(num_tab=7,HLOOKUP(AM63+1,$D$319:$Q$361,AC63,FALSE))))))))))),\"-\")","v":3.5179999999999998},2.6435474701534964,null,null,null,null,null,"COP PAC à T°ext/35",{"$f":"IF(AX$41<-15,0,('BdD PAC split'!$D$11-'BdD PAC split'!$F$11)/14*AX$41+('BdD PAC split'!$F$11*(-7)-'BdD PAC split'!$D$11*7)/(-14))","v":0},{"$f":"IF(AY$41<-15,0,('BdD PAC split'!$D$11-'BdD PAC split'!$F$11)/14*AY$41+('BdD PAC split'!$F$11*(-7)-'BdD PAC split'!$D$11*7)/(-14))","v":0},{"$f":"IF(AZ$41<-15,0,('BdD PAC split'!$D$11-'BdD PAC split'!$F$11)/14*AZ$41+('BdD PAC split'!$F$11*(-7)-'BdD PAC split'!$D$11*7)/(-14))","v":0},{"$f":"IF(BA$41<-15,0,('BdD PAC split'!$D$11-'BdD PAC split'!$F$11)/14*BA$41+('BdD PAC split'!$F$11*(-7)-'BdD PAC split'!$D$11*7)/(-14))","v":0},{"$f":"IF(BB$41<-15,0,('BdD PAC split'!$D$11-'BdD PAC split'!$F$11)/14*BB$41+('BdD PAC split'!$F$11*(-7)-'BdD PAC split'!$D$11*7)/(-14))","v":0},{"$f":"IF(BC$41<-15,0,('BdD PAC split'!$D$11-'BdD PAC split'!$F$11)/14*BC$41+('BdD PAC split'!$F$11*(-7)-'BdD PAC split'!$D$11*7)/(-14))","v":0},{"$f":"IF(BD$41<-15,0,('BdD PAC split'!$D$11-'BdD PAC split'!$F$11)/14*BD$41+('BdD PAC split'!$F$11*(-7)-'BdD PAC split'!$D$11*7)/(-14))","v":0},{"$f":"IF(BE$41<-15,0,('BdD PAC split'!$D$11-'BdD PAC split'!$F$11)/14*BE$41+('BdD PAC split'!$F$11*(-7)-'BdD PAC split'!$D$11*7)/(-14))","v":0},{"$f":"IF(BF$41<-15,0,('BdD PAC split'!$D$11-'BdD PAC split'!$F$11)/14*BF$41+('BdD PAC split'!$F$11*(-7)-'BdD PAC split'!$D$11*7)/(-14))","v":0},{"$f":"IF(BG$41<-15,0,('BdD PAC split'!$D$11-'BdD PAC split'!$F$11)/14*BG$41+('BdD PAC split'!$F$11*(-7)-'BdD PAC split'!$D$11*7)/(-14))","v":0},{"$f":"IF(BH$41<-15,0,('BdD PAC split'!$D$11-'BdD PAC split'!$F$11)/14*BH$41+('BdD PAC split'!$F$11*(-7)-'BdD PAC split'!$D$11*7)/(-14))","v":4.5},{"$f":"IF(BI$41<-15,0,('BdD PAC split'!$D$11-'BdD PAC split'!$F$11)/14*BI$41+('BdD PAC split'!$F$11*(-7)-'BdD PAC split'!$D$11*7)/(-14))","v":4.5},{"$f":"IF(BJ$41<-15,0,('BdD PAC split'!$D$11-'BdD PAC split'!$F$11)/14*BJ$41+('BdD PAC split'!$F$11*(-7)-'BdD PAC split'!$D$11*7)/(-14))","v":4.5},{"$f":"IF(BK$41<-15,0,('BdD PAC split'!$D$11-'BdD PAC split'!$F$11)/14*BK$41+('BdD PAC split'!$F$11*(-7)-'BdD PAC split'!$D$11*7)/(-14))","v":4.5},{"$f":"IF(BL$41<-15,0,('BdD PAC split'!$D$11-'BdD PAC split'!$F$11)/14*BL$41+('BdD PAC split'!$F$11*(-7)-'BdD PAC split'!$D$11*7)/(-14))","v":4.5},{"$f":"IF(BM$41<-15,0,('BdD PAC split'!$D$11-'BdD PAC split'!$F$11)/14*BM$41+('BdD PAC split'!$F$11*(-7)-'BdD PAC split'!$D$11*7)/(-14))","v":4.5},{"$f":"IF(BN$41<-15,0,('BdD PAC split'!$D$11-'BdD PAC split'!$F$11)/14*BN$41+('BdD PAC split'!$F$11*(-7)-'BdD PAC split'!$D$11*7)/(-14))","v":4.5},{"$f":"IF(BO$41<-15,0,('BdD PAC split'!$D$11-'BdD PAC split'!$F$11)/14*BO$41+('BdD PAC split'!$F$11*(-7)-'BdD PAC split'!$D$11*7)/(-14))","v":4.5},{"$f":"IF(BP$41<-15,0,('BdD PAC split'!$D$11-'BdD PAC split'!$F$11)/14*BP$41+('BdD PAC split'!$F$11*(-7)-'BdD PAC split'!$D$11*7)/(-14))","v":4.5},{"$f":"IF(BQ$41<-15,0,('BdD PAC split'!$D$11-'BdD PAC split'!$F$11)/14*BQ$41+('BdD PAC split'!$F$11*(-7)-'BdD PAC split'!$D$11*7)/(-14))","v":4.5},{"$f":"IF(BR$41<-15,0,('BdD PAC split'!$D$11-'BdD PAC split'!$F$11)/14*BR$41+('BdD PAC split'!$F$11*(-7)-'BdD PAC split'!$D$11*7)/(-14))","v":4.5},{"$f":"IF(BS$41<-15,0,('BdD PAC split'!$D$11-'BdD PAC split'!$F$11)/14*BS$41+('BdD PAC split'!$F$11*(-7)-'BdD PAC split'!$D$11*7)/(-14))","v":4.5},{"$f":"IF(BT$41<-15,0,('BdD PAC split'!$D$11-'BdD PAC split'!$F$11)/14*BT$41+('BdD PAC split'!$F$11*(-7)-'BdD PAC split'!$D$11*7)/(-14))","v":4.5},{"$f":"IF(BU$41<-15,0,('BdD PAC split'!$D$11-'BdD PAC split'!$F$11)/14*BU$41+('BdD PAC split'!$F$11*(-7)-'BdD PAC split'!$D$11*7)/(-14))","v":4.5},{"$f":"IF(BV$41<-15,0,('BdD PAC split'!$D$11-'BdD PAC split'!$F$11)/14*BV$41+('BdD PAC split'!$F$11*(-7)-'BdD PAC split'!$D$11*7)/(-14))","v":4.5},{"$f":"IF(BW$41<-15,0,('BdD PAC split'!$D$11-'BdD PAC split'!$F$11)/14*BW$41+('BdD PAC split'!$F$11*(-7)-'BdD PAC split'!$D$11*7)/(-14))","v":4.5},{"$f":"IF(BX$41<-15,0,('BdD PAC split'!$D$11-'BdD PAC split'!$F$11)/14*BX$41+('BdD PAC split'!$F$11*(-7)-'BdD PAC split'!$D$11*7)/(-14))","v":4.5},{"$f":"IF(BY$41<-15,0,('BdD PAC split'!$D$11-'BdD PAC split'!$F$11)/14*BY$41+('BdD PAC split'!$F$11*(-7)-'BdD PAC split'!$D$11*7)/(-14))","v":4.5},{"$f":"IF(BZ$41<-15,0,('BdD PAC split'!$D$11-'BdD PAC split'!$F$11)/14*BZ$41+('BdD PAC split'!$F$11*(-7)-'BdD PAC split'!$D$11*7)/(-14))","v":4.5},{"$f":"IF(CA$41<-15,0,('BdD PAC split'!$D$11-'BdD PAC split'!$F$11)/14*CA$41+('BdD PAC split'!$F$11*(-7)-'BdD PAC split'!$D$11*7)/(-14))","v":4.5},{"$f":"IF(CB$41<-15,0,('BdD PAC split'!$D$11-'BdD PAC split'!$F$11)/14*CB$41+('BdD PAC split'!$F$11*(-7)-'BdD PAC split'!$D$11*7)/(-14))","v":4.5},{"$f":"IF(CC$41<-15,0,('BdD PAC split'!$D$11-'BdD PAC split'!$F$11)/14*CC$41+('BdD PAC split'!$F$11*(-7)-'BdD PAC split'!$D$11*7)/(-14))","v":4.5},{"$f":"IF(CD$41<-15,0,('BdD PAC split'!$D$11-'BdD PAC split'!$F$11)/14*CD$41+('BdD PAC split'!$F$11*(-7)-'BdD PAC split'!$D$11*7)/(-14))","v":4.5},{"$f":"IF(CE$41<-15,0,('BdD PAC split'!$D$11-'BdD PAC split'!$F$11)/14*CE$41+('BdD PAC split'!$F$11*(-7)-'BdD PAC split'!$D$11*7)/(-14))","v":4.5},{"$f":"IF(CF$41<-15,0,('BdD PAC split'!$D$11-'BdD PAC split'!$F$11)/14*CF$41+('BdD PAC split'!$F$11*(-7)-'BdD PAC split'!$D$11*7)/(-14))","v":4.5},{"$f":"IF(CG$41<-15,0,('BdD PAC split'!$D$11-'BdD PAC split'!$F$11)/14*CG$41+('BdD PAC split'!$F$11*(-7)-'BdD PAC split'!$D$11*7)/(-14))","v":4.5},{"$f":"IF(CH$41<-15,0,('BdD PAC split'!$D$11-'BdD PAC split'!$F$11)/14*CH$41+('BdD PAC split'!$F$11*(-7)-'BdD PAC split'!$D$11*7)/(-14))","v":4.5},{"$f":"IF(CI$41<-15,0,('BdD PAC split'!$D$11-'BdD PAC split'!$F$11)/14*CI$41+('BdD PAC split'!$F$11*(-7)-'BdD PAC split'!$D$11*7)/(-14))","v":4.5},{"$f":"IF(CJ$41<-15,0,('BdD PAC split'!$D$11-'BdD PAC split'!$F$11)/14*CJ$41+('BdD PAC split'!$F$11*(-7)-'BdD PAC split'!$D$11*7)/(-14))","v":4.5},{"$f":"IF(CK$41<-15,0,('BdD PAC split'!$D$11-'BdD PAC split'!$F$11)/14*CK$41+('BdD PAC split'!$F$11*(-7)-'BdD PAC split'!$D$11*7)/(-14))","v":4.5},{"$f":"IF(CL$41<-15,0,('BdD PAC split'!$D$11-'BdD PAC split'!$F$11)/14*CL$41+('BdD PAC split'!$F$11*(-7)-'BdD PAC split'!$D$11*7)/(-14))","v":4.5},{"$f":"IF(CM$41<-15,0,('BdD PAC split'!$D$11-'BdD PAC split'!$F$11)/14*CM$41+('BdD PAC split'!$F$11*(-7)-'BdD PAC split'!$D$11*7)/(-14))","v":4.5},{"$f":"IF(CN$41<-15,0,('BdD PAC split'!$D$11-'BdD PAC split'!$F$11)/14*CN$41+('BdD PAC split'!$F$11*(-7)-'BdD PAC split'!$D$11*7)/(-14))","v":4.5},{"$f":"IF(CO$41<-15,0,('BdD PAC split'!$D$11-'BdD PAC split'!$F$11)/14*CO$41+('BdD PAC split'!$F$11*(-7)-'BdD PAC split'!$D$11*7)/(-14))","v":4.5},{"$f":"IF(CP$41<-15,0,('BdD PAC split'!$D$11-'BdD PAC split'!$F$11)/14*CP$41+('BdD PAC split'!$F$11*(-7)-'BdD PAC split'!$D$11*7)/(-14))","v":4.5},{"$f":"IF(CQ$41<-15,0,('BdD PAC split'!$D$11-'BdD PAC split'!$F$11)/14*CQ$41+('BdD PAC split'!$F$11*(-7)-'BdD PAC split'!$D$11*7)/(-14))","v":4.5},{"$f":"IF(CR$41<-15,0,('BdD PAC split'!$D$11-'BdD PAC split'!$F$11)/14*CR$41+('BdD PAC split'!$F$11*(-7)-'BdD PAC split'!$D$11*7)/(-14))","v":4.5},{"$f":"IF(CS$41<-15,0,('BdD PAC split'!$D$11-'BdD PAC split'!$F$11)/14*CS$41+('BdD PAC split'!$F$11*(-7)-'BdD PAC split'!$D$11*7)/(-14))","v":4.5},{"$f":"IF(CT$41<-15,0,('BdD PAC split'!$D$11-'BdD PAC split'!$F$11)/14*CT$41+('BdD PAC split'!$F$11*(-7)-'BdD PAC split'!$D$11*7)/(-14))","v":4.5},{"$f":"IF(CU$41<-15,0,('BdD PAC split'!$D$11-'BdD PAC split'!$F$11)/14*CU$41+('BdD PAC split'!$F$11*(-7)-'BdD PAC split'!$D$11*7)/(-14))","v":4.5},{"$f":"IF(CV$41<-15,0,('BdD PAC split'!$D$11-'BdD PAC split'!$F$11)/14*CV$41+('BdD PAC split'!$F$11*(-7)-'BdD PAC split'!$D$11*7)/(-14))","v":4.5},{"$f":"IF(CW$41<-15,0,('BdD PAC split'!$D$11-'BdD PAC split'!$F$11)/14*CW$41+('BdD PAC split'!$F$11*(-7)-'BdD PAC split'!$D$11*7)/(-14))","v":4.5},{"$f":"IF(CX$41<-15,0,('BdD PAC split'!$D$11-'BdD PAC split'!$F$11)/14*CX$41+('BdD PAC split'!$F$11*(-7)-'BdD PAC split'!$D$11*7)/(-14))","v":4.5},{"$f":"IF(CY$41<-15,0,('BdD PAC split'!$D$11-'BdD PAC split'!$F$11)/14*CY$41+('BdD PAC split'!$F$11*(-7)-'BdD PAC split'!$D$11*7)/(-14))","v":4.5},{"$f":"IF(CZ$41<-15,0,('BdD PAC split'!$D$11-'BdD PAC split'!$F$11)/14*CZ$41+('BdD PAC split'!$F$11*(-7)-'BdD PAC split'!$D$11*7)/(-14))","v":4.5},{"$f":"IF(DA$41<-15,0,('BdD PAC split'!$D$11-'BdD PAC split'!$F$11)/14*DA$41+('BdD PAC split'!$F$11*(-7)-'BdD PAC split'!$D$11*7)/(-14))","v":4.5}]
[null,null,5,4.0999999999999996,5.45,4.0999999999999996,4.25,4.0999999999999996,3.87,4.0999999999999996,3.34,4.0999999999999996,2.89,4.0999999999999996,2.44,"-","-",null,null,null,null,null,null,null,null,null,null,4,27,{"$f":"IF(Résultats!$AE$28>60,60,IF(AND(Résultats!$AE$28=0,AB64>0),AB64,Résultats!$AE$28))","v":27.27586206896552},35,1,"-",0,"-",0,"-",0,35,{"$f":"IFERROR(IF(AND($Y$48=1,num_tab=2),HLOOKUP(AM64,'BdD PAC monobloc'!$C$20:$P$62,AC64,FALSE),IF(AND($Y$48=1,num_tab=3),HLOOKUP(AM64,'BdD PAC monobloc'!$C$67:$P$109,FALSE),IF(AND($Y$48=1,num_tab=4),HLOOKUP(AM64,'BdD PAC monobloc'!$C$114:$P$156,FALSE),IF(num_tab=1,HLOOKUP(AM64,$D$37:$Q$79,AC64,FALSE),IF(num_tab=2,HLOOKUP(AM64,$D$84:$Q$126,AC64,FALSE),IF(num_tab=3,HLOOKUP(AM64,$D$131:$Q$173,AC64,FALSE),IF(num_tab=4,HLOOKUP(AM64,$D$178:$Q$220,AC64,FALSE),IF(num_tab=5,HLOOKUP(AM64,$D$225:$Q$267,AC64,FALSE),IF(num_tab=6,HLOOKUP(AM64,$D$272:$Q$314,AC64,FALSE),IF(num_tab=7,HLOOKUP(AM64,$D$319:$Q$361,AC64,FALSE))))))))))),\"-\")","v":9.6},{"$f":"IFERROR(IF(AND(Dimensionnement!$F$62=ChoixPAC!$G$6,ChoixPAC!$E$39=ChoixPAC!$G$12),AN64*2,AN64),\"-\")","v":9.6},{"$f":"IFERROR(IF(AND($Y$48=1,num_tab=2),HLOOKUP(AM64+1,'BdD PAC monobloc'!$C$20:$P$62,AC64,FALSE),IF(AND($Y$48=1,num_tab=3),HLOOKUP(AM64+1,'BdD PAC monobloc'!$C$67:$P$109,FALSE),IF(AND($Y$48=1,num_tab=4),HLOOKUP(AM64+1,'BdD PAC monobloc'!$C$114:$P$156,FALSE),IF(num_tab=1,HLOOKUP(AM64+1,$D$37:$Q$79,AC64,FALSE),IF(num_tab=2,HLOOKUP(AM64+1,$D$84:$Q$126,AC64,FALSE),IF(num_tab=3,HLOOKUP(AM64+1,$D$131:$Q$173,AC64,FALSE),IF(num_tab=4,HLOOKUP(AM64+1,$D$178:$Q$220,AC64,FALSE),IF(num_tab=5,HLOOKUP(AM64+1,$D$225:$Q$267,AC64,FALSE),IF(num_tab=6,HLOOKUP(AM64+1,$D$272:$Q$314,AC64,FALSE),IF(num_tab=7,HLOOKUP(AM64+1,$D$319:$Q$361,AC64,FALSE))))))))))),\"-\")","v":3.726},2.576489533011272,null,null,null,null,null,"COP PAC à T°ext/50",{"$f":"IF(AX$41<-15,0,('BdD PAC split'!$J$11-'BdD PAC split'!$L$11)/14*AX$41+('BdD PAC split'!$L$11*(-7)-'BdD PAC split'!$J$11*7)/(-14))","v":0},{"$f":"IF(AY$41<-15,0,('BdD PAC split'!$J$11-'BdD PAC split'!$L$11)/14*AY$41+('BdD PAC split'!$L$11*(-7)-'BdD PAC split'!$J$11*7)/(-14))","v":0},{"$f":"IF(AZ$41<-15,0,('BdD PAC split'!$J$11-'BdD PAC split'!$L$11)/14*AZ$41+('BdD PAC split'!$L$11*(-7)-'BdD PAC split'!$J$11*7)/(-14))","v":0},{"$f":"IF(BA$41<-15,0,('BdD PAC split'!$J$11-'BdD PAC split'!$L$11)/14*BA$41+('BdD PAC split'!$L$11*(-7)-'BdD PAC split'!$J$11*7)/(-14))","v":0},{"$f":"IF(BB$41<-15,0,('BdD PAC split'!$J$11-'BdD PAC split'!$L$11)/14*BB$41+('BdD PAC split'!$L$11*(-7)-'BdD PAC split'!$J$11*7)/(-14))","v":0},{"$f":"IF(BC$41<-15,0,('BdD PAC split'!$J$11-'BdD PAC split'!$L$11)/14*BC$41+('BdD PAC split'!$L$11*(-7)-'BdD PAC split'!$J$11*7)/(-14))","v":0},{"$f":"IF(BD$41<-15,0,('BdD PAC split'!$J$11-'BdD PAC split'!$L$11)/14*BD$41+('BdD PAC split'!$L$11*(-7)-'BdD PAC split'!$J$11*7)/(-14))","v":0},{"$f":"IF(BE$41<-15,0,('BdD PAC split'!$J$11-'BdD PAC split'!$L$11)/14*BE$41+('BdD PAC split'!$L$11*(-7)-'BdD PAC split'!$J$11*7)/(-14))","v":0},{"$f":"IF(BF$41<-15,0,('BdD PAC split'!$J$11-'BdD PAC split'!$L$11)/14*BF$41+('BdD PAC split'!$L$11*(-7)-'BdD PAC split'!$J$11*7)/(-14))","v":0},{"$f":"IF(BG$41<-15,0,('BdD PAC split'!$J$11-'BdD PAC split'!$L$11)/14*BG$41+('BdD PAC split'!$L$11*(-7)-'BdD PAC split'!$J$11*7)/(-14))","v":0},{"$f":"IF(BH$41<-15,0,('BdD PAC split'!$J$11-'BdD PAC split'!$L$11)/14*BH$41+('BdD PAC split'!$L$11*(-7)-'BdD PAC split'!$J$11*7)/(-14))","v":3.53},{"$f":"IF(BI$41<-15,0,('BdD PAC split'!$J$11-'BdD PAC split'!$L$11)/14*BI$41+('BdD PAC split'!$L$11*(-7)-'BdD PAC split'!$J$11*7)/(-14))","v":3.53},{"$f":"IF(BJ$41<-15,0,('BdD PAC split'!$J$11-'BdD PAC split'!$L$11)/14*BJ$41+('BdD PAC split'!$L$11*(-7)-'BdD PAC split'!$J$11*7)/(-14))","v":3.53},{"$f":"IF(BK$41<-15,0,('BdD PAC split'!$J$11-'BdD PAC split'!$L$11)/14*BK$41+('BdD PAC split'!$L$11*(-7)-'BdD PAC split'!$J$11*7)/(-14))","v":3.53},{"$f":"IF(BL$41<-15,0,('BdD PAC split'!$J$11-'BdD PAC split'!$L$11)/14*BL$41+('BdD PAC split'!$L$11*(-7)-'BdD PAC split'!$J$11*7)/(-14))","v":3.53},{"$f":"IF(BM$41<-15,0,('BdD PAC split'!$J$11-'BdD PAC split'!$L$11)/14*BM$41+('BdD PAC split'!$L$11*(-7)-'BdD PAC split'!$J$11*7)/(-14))","v":3.53},{"$f":"IF(BN$41<-15,0,('BdD PAC split'!$J$11-'BdD PAC split'!$L$11)/14*BN$41+('BdD PAC split'!$L$11*(-7)-'BdD PAC split'!$J$11*7)/(-14))","v":3.53},{"$f":"IF(BO$41<-15,0,('BdD PAC split'!$J$11-'BdD PAC split'!$L$11)/14*BO$41+('BdD PAC split'!$L$11*(-7)-'BdD PAC split'!$J$11*7)/(-14))","v":3.53},{"$f":"IF(BP$41<-15,0,('BdD PAC split'!$J$11-'BdD PAC split'!$L$11)/14*BP$41+('BdD PAC split'!$L$11*(-7)-'BdD PAC split'!$J$11*7)/(-14))","v":3.53},{"$f":"IF(BQ$41<-15,0,('BdD PAC split'!$J$11-'BdD PAC split'!$L$11)/14*BQ$41+('BdD PAC split'!$L$11*(-7)-'BdD PAC split'!$J$11*7)/(-14))","v":3.53},{"$f":"IF(BR$41<-15,0,('BdD PAC split'!$J$11-'BdD PAC split'!$L$11)/14*BR$41+('BdD PAC split'!$L$11*(-7)-'BdD PAC split'!$J$11*7)/(-14))","v":3.53},{"$f":"IF(BS$41<-15,0,('BdD PAC split'!$J$11-'BdD PAC split'!$L$11)/14*BS$41+('BdD PAC split'!$L$11*(-7)-'BdD PAC split'!$J$11*7)/(-14))","v":3.53},{"$f":"IF(BT$41<-15,0,('BdD PAC split'!$J$11-'BdD PAC split'!$L$11)/14*BT$41+('BdD PAC split'!$L$11*(-7)-'BdD PAC split'!$J$11*7)/(-14))","v":3.53},{"$f":"IF(BU$41<-15,0,('BdD PAC split'!$J$11-'BdD PAC split'!$L$11)/14*BU$41+('BdD PAC split'!$L$11*(-7)-'BdD PAC split'!$J$11*7)/(-14))","v":3.53},{"$f":"IF(BV$41<-15,0,('BdD PAC split'!$J$11-'BdD PAC split'!$L$11)/14*BV$41+('BdD PAC split'!$L$11*(-7)-'BdD PAC split'!$J$11*7)/(-14))","v":3.53},{"$f":"IF(BW$41<-15,0,('BdD PAC split'!$J$11-'BdD PAC split'!$L$11)/14*BW$41+('BdD PAC split'!$L$11*(-7)-'BdD PAC split'!$J$11*7)/(-14))","v":3.53},{"$f":"IF(BX$41<-15,0,('BdD PAC split'!$J$11-'BdD PAC split'!$L$11)/14*BX$41+('BdD PAC split'!$L$11*(-7)-'BdD PAC split'!$J$11*7)/(-14))","v":3.53},{"$f":"IF(BY$41<-15,0,('BdD PAC split'!$J$11-'BdD PAC split'!$L$11)/14*BY$41+('BdD PAC split'!$L$11*(-7)-'BdD PAC split'!$J$11*7)/(-14))","v":3.53},{"$f":"IF(BZ$41<-15,0,('BdD PAC split'!$J$11-'BdD PAC split'!$L$11)/14*BZ$41+('BdD PAC split'!$L$11*(-7)-'BdD PAC split'!$J$11*7)/(-14))","v":3.53},{"$f":"IF(CA$41<-15,0,('BdD PAC split'!$J$11-'BdD PAC split'!$L$11)/14*CA$41+('BdD PAC split'!$L$11*(-7)-'BdD PAC split'!$J$11*7)/(-14))","v":3.53},{"$f":"IF(CB$41<-15,0,('BdD PAC split'!$J$11-'BdD PAC split'!$L$11)/14*CB$41+('BdD PAC split'!$L$11*(-7)-'BdD PAC split'!$J$11*7)/(-14))","v":3.53},{"$f":"IF(CC$41<-15,0,('BdD PAC split'!$J$11-'BdD PAC split'!$L$11)/14*CC$41+('BdD PAC split'!$L$11*(-7)-'BdD PAC split'!$J$11*7)/(-14))","v":3.53},{"$f":"IF(CD$41<-15,0,('BdD PAC split'!$J$11-'BdD PAC split'!$L$11)/14*CD$41+('BdD PAC split'!$L$11*(-7)-'BdD PAC split'!$J$11*7)/(-14))","v":3.53},{"$f":"IF(CE$41<-15,0,('BdD PAC split'!$J$11-'BdD PAC split'!$L$11)/14*CE$41+('BdD PAC split'!$L$11*(-7)-'BdD PAC split'!$J$11*7)/(-14))","v":3.53},{"$f":"IF(CF$41<-15,0,('BdD PAC split'!$J$11-'BdD PAC split'!$L$11)/14*CF$41+('BdD PAC split'!$L$11*(-7)-'BdD PAC split'!$J$11*7)/(-14))","v":3.53},{"$f":"IF(CG$41<-15,0,('BdD PAC split'!$J$11-'BdD PAC split'!$L$11)/14*CG$41+('BdD PAC split'!$L$11*(-7)-'BdD PAC split'!$J$11*7)/(-14))","v":3.53},{"$f":"IF(CH$41<-15,0,('BdD PAC split'!$J$11-'BdD PAC split'!$L$11)/14*CH$41+('BdD PAC split'!$L$11*(-7)-'BdD PAC split'!$J$11*7)/(-14))","v":3.53},{"$f":"IF(CI$41<-15,0,('BdD PAC split'!$J$11-'BdD PAC split'!$L$11)/14*CI$41+('BdD PAC split'!$L$11*(-7)-'BdD PAC split'!$J$11*7)/(-14))","v":3.53},{"$f":"IF(CJ$41<-15,0,('BdD PAC split'!$J$11-'BdD PAC split'!$L$11)/14*CJ$41+('BdD PAC split'!$L$11*(-7)-'BdD PAC split'!$J$11*7)/(-14))","v":3.53},{"$f":"IF(CK$41<-15,0,('BdD PAC split'!$J$11-'BdD PAC split'!$L$11)/14*CK$41+('BdD PAC split'!$L$11*(-7)-'BdD PAC split'!$J$11*7)/(-14))","v":3.53},{"$f":"IF(CL$41<-15,0,('BdD PAC split'!$J$11-'BdD PAC split'!$L$11)/14*CL$41+('BdD PAC split'!$L$11*(-7)-'BdD PAC split'!$J$11*7)/(-14))","v":3.53},{"$f":"IF(CM$41<-15,0,('BdD PAC split'!$J$11-'BdD PAC split'!$L$11)/14*CM$41+('BdD PAC split'!$L$11*(-7)-'BdD PAC split'!$J$11*7)/(-14))","v":3.53},{"$f":"IF(CN$41<-15,0,('BdD PAC split'!$J$11-'BdD PAC split'!$L$11)/14*CN$41+('BdD PAC split'!$L$11*(-7)-'BdD PAC split'!$J$11*7)/(-14))","v":3.53},{"$f":"IF(CO$41<-15,0,('BdD PAC split'!$J$11-'BdD PAC split'!$L$11)/14*CO$41+('BdD PAC split'!$L$11*(-7)-'BdD PAC split'!$J$11*7)/(-14))","v":3.53},{"$f":"IF(CP$41<-15,0,('BdD PAC split'!$J$11-'BdD PAC split'!$L$11)/14*CP$41+('BdD PAC split'!$L$11*(-7)-'BdD PAC split'!$J$11*7)/(-14))","v":3.53},{"$f":"IF(CQ$41<-15,0,('BdD PAC split'!$J$11-'BdD PAC split'!$L$11)/14*CQ$41+('BdD PAC split'!$L$11*(-7)-'BdD PAC split'!$J$11*7)/(-14))","v":3.53},{"$f":"IF(CR$41<-15,0,('BdD PAC split'!$J$11-'BdD PAC split'!$L$11)/14*CR$41+('BdD PAC split'!$L$11*(-7)-'BdD PAC split'!$J$11*7)/(-14))","v":3.53},{"$f":"IF(CS$41<-15,0,('BdD PAC split'!$J$11-'BdD PAC split'!$L$11)/14*CS$41+('BdD PAC split'!$L$11*(-7)-'BdD PAC split'!$J$11*7)/(-14))","v":3.53},{"$f":"IF(CT$41<-15,0,('BdD PAC split'!$J$11-'BdD PAC split'!$L$11)/14*CT$41+('BdD PAC split'!$L$11*(-7)-'BdD PAC split'!$J$11*7)/(-14))","v":3.53},{"$f":"IF(CU$41<-15,0,('BdD PAC split'!$J$11-'BdD PAC split'!$L$11)/14*CU$41+('BdD PAC split'!$L$11*(-7)-'BdD PAC split'!$J$11*7)/(-14))","v":3.53},{"$f":"IF(CV$41<-15,0,('BdD PAC split'!$J$11-'BdD PAC split'!$L$11)/14*CV$41+('BdD PAC split'!$L$11*(-7)-'BdD PAC split'!$J$11*7)/(-14))","v":3.53},{"$f":"IF(CW$41<-15,0,('BdD PAC split'!$J$11-'BdD PAC split'!$L$11)/14*CW$41+('BdD PAC split'!$L$11*(-7)-'BdD PAC split'!$J$11*7)/(-14))","v":3.53},{"$f":"IF(CX$41<-15,0,('BdD PAC split'!$J$11-'BdD PAC split'!$L$11)/14*CX$41+('BdD PAC split'!$L$11*(-7)-'BdD PAC split'!$J$11*7)/(-14))","v":3.53},{"$f":"IF(CY$41<-15,0,('BdD PAC split'!$J$11-'BdD PAC split'!$L$11)/14*CY$41+('BdD PAC split'!$L$11*(-7)-'BdD PAC split'!$J$11*7)/(-14))","v":3.53},{"$f":"IF(CZ$41<-15,0,('BdD PAC split'!$J$11-'BdD PAC split'!$L$11)/14*CZ$41+('BdD PAC split'!$L$11*(-7)-'BdD PAC split'!$J$11*7)/(-14))","v":3.53},{"$f":"IF(DA$41<-15,0,('BdD PAC split'!$J$11-'BdD PAC split'!$L$11)/14*DA$41+('BdD PAC split'!$L$11*(-7)-'BdD PAC split'!$J$11*7)/(-14))","v":3.53}]
[null,null,6,4.3,5.94,4.3,4.66,4.3,4.12,4.3,3.52,4.3,3.04,4.3,2.57,"-","-",null,null,null,null,null,null,null,null,null,null,5,28,{"$f":"IF(Résultats!$AF$28>60,60,IF(AND(Résultats!$AF$28=0,AB65>0),AB65,Résultats!$AF$28))","v":26.724137931034484},35,1,"-",0,"-",0,"-",0,35,{"$f":"IFERROR(IF(AND($Y$48=1,num_tab=2),HLOOKUP(AM65,'BdD PAC monobloc'!$C$20:$P$62,AC65,FALSE),IF(AND($Y$48=1,num_tab=3),HLOOKUP(AM65,'BdD PAC monobloc'!$C$67:$P$109,FALSE),IF(AND($Y$48=1,num_tab=4),HLOOKUP(AM65,'BdD PAC monobloc'!$C$114:$P$156,FALSE),IF(num_tab=1,HLOOKUP(AM65,$D$37:$Q$79,AC65,FALSE),IF(num_tab=2,HLOOKUP(AM65,$D$84:$Q$126,AC65,FALSE),IF(num_tab=3,HLOOKUP(AM65,$D$131:$Q$173,AC65,FALSE),IF(num_tab=4,HLOOKUP(AM65,$D$178:$Q$220,AC65,FALSE),IF(num_tab=5,HLOOKUP(AM65,$D$225:$Q$267,AC65,FALSE),IF(num_tab=6,HLOOKUP(AM65,$D$272:$Q$314,AC65,FALSE),IF(num_tab=7,HLOOKUP(AM65,$D$319:$Q$361,AC65,FALSE))))))))))),\"-\")","v":9.9},{"$f":"IFERROR(IF(AND(Dimensionnement!$F$62=ChoixPAC!$G$6,ChoixPAC!$E$39=ChoixPAC!$G$12),AN65*2,AN65),\"-\")","v":9.9},{"$f":"IFERROR(IF(AND($Y$48=1,num_tab=2),HLOOKUP(AM65+1,'BdD PAC monobloc'!$C$20:$P$62,AC65,FALSE),IF(AND($Y$48=1,num_tab=3),HLOOKUP(AM65+1,'BdD PAC monobloc'!$C$67:$P$109,FALSE),IF(AND($Y$48=1,num_tab=4),HLOOKUP(AM65+1,'BdD PAC monobloc'!$C$114:$P$156,FALSE),IF(num_tab=1,HLOOKUP(AM65+1,$D$37:$Q$79,AC65,FALSE),IF(num_tab=2,HLOOKUP(AM65+1,$D$84:$Q$126,AC65,FALSE),IF(num_tab=3,HLOOKUP(AM65+1,$D$131:$Q$173,AC65,FALSE),IF(num_tab=4,HLOOKUP(AM65+1,$D$178:$Q$220,AC65,FALSE),IF(num_tab=5,HLOOKUP(AM65+1,$D$225:$Q$267,AC65,FALSE),IF(num_tab=6,HLOOKUP(AM65+1,$D$272:$Q$314,AC65,FALSE),IF(num_tab=7,HLOOKUP(AM65+1,$D$319:$Q$361,AC65,FALSE))))))))))),\"-\")","v":3.9339999999999997},2.5165226232841893,null,null,null,null,null,"COP PAC à T°ext/Tdep",{"$f":"AX63+(Résultats!B$28-35)*('BdD PAC split'!AX64-'BdD PAC split'!AX63)/15","v":0},{"$f":"AY63+(Résultats!C$28-35)*('BdD PAC split'!AY64-'BdD PAC split'!AY63)/15","v":0},{"$f":"AZ63+(Résultats!D$28-35)*('BdD PAC split'!AZ64-'BdD PAC split'!AZ63)/15","v":0},{"$f":"BA63+(Résultats!E$28-35)*('BdD PAC split'!BA64-'BdD PAC split'!BA63)/15","v":0},{"$f":"BB63+(Résultats!F$28-35)*('BdD PAC split'!BB64-'BdD PAC split'!BB63)/15","v":0},{"$f":"BC63+(Résultats!G$28-35)*('BdD PAC split'!BC64-'BdD PAC split'!BC63)/15","v":0},{"$f":"BD63+(Résultats!H$28-35)*('BdD PAC split'!BD64-'BdD PAC split'!BD63)/15","v":0},{"$f":"BE63+(Résultats!I$28-35)*('BdD PAC split'!BE64-'BdD PAC split'!BE63)/15","v":0},{"$f":"BF63+(Résultats!J$28-35)*('BdD PAC split'!BF64-'BdD PAC split'!BF63)/15","v":0},{"$f":"BG63+(Résultats!K$28-35)*('BdD PAC split'!BG64-'BdD PAC split'!BG63)/15","v":0},{"$f":"BH63+(Résultats!L$28-35)*('BdD PAC split'!BH64-'BdD PAC split'!BH63)/15","v":4.5},{"$f":"BI63+(Résultats!M$28-35)*('BdD PAC split'!BI64-'BdD PAC split'!BI63)/15","v":4.5},{"$f":"BJ63+(Résultats!N$28-35)*('BdD PAC split'!BJ64-'BdD PAC split'!BJ63)/15","v":4.5},{"$f":"BK63+(Résultats!O$28-35)*('BdD PAC split'!BK64-'BdD PAC split'!BK63)/15","v":4.5},{"$f":"BL63+(Résultats!P$28-35)*('BdD PAC split'!BL64-'BdD PAC split'!BL63)/15","v":4.5},{"$f":"BM63+(Résultats!Q$28-35)*('BdD PAC split'!BM64-'BdD PAC split'!BM63)/15","v":4.5},{"$f":"BN63+(Résultats!R$28-35)*('BdD PAC split'!BN64-'BdD PAC split'!BN63)/15","v":4.5356781609195398},{"$f":"BO63+(Résultats!S$28-35)*('BdD PAC split'!BO64-'BdD PAC split'!BO63)/15","v":4.5713563218390805},{"$f":"BP63+(Résultats!T$28-35)*('BdD PAC split'!BP64-'BdD PAC split'!BP63)/15","v":4.6070344827586203},{"$f":"BQ63+(Résultats!U$28-35)*('BdD PAC split'!BQ64-'BdD PAC split'!BQ63)/15","v":4.6427126436781601},{"$f":"BR63+(Résultats!V$28-35)*('BdD PAC split'!BR64-'BdD PAC split'!BR63)/15","v":4.6783908045977007},{"$f":"BS63+(Résultats!W$28-35)*('BdD PAC split'!BS64-'BdD PAC split'!BS63)/15","v":4.7140689655172405},{"$f":"BT63+(Résultats!X$28-35)*('BdD PAC split'!BT64-'BdD PAC split'!BT63)/15","v":4.7497471264367812},{"$f":"BU63+(Résultats!Y$28-35)*('BdD PAC split'!BU64-'BdD PAC split'!BU63)/15","v":4.785425287356321},{"$f":"BV63+(Résultats!Z$28-35)*('BdD PAC split'!BV64-'BdD PAC split'!BV63)/15","v":4.8211034482758617},{"$f":"BW63+(Résultats!AA$28-35)*('BdD PAC split'!BW64-'BdD PAC split'!BW63)/15","v":4.8567816091954024},{"$f":"BX63+(Résultats!AB$28-35)*('BdD PAC split'!BX64-'BdD PAC split'!BX63)/15","v":4.8924597701149422},{"$f":"BY63+(Résultats!AC$28-35)*('BdD PAC split'!BY64-'BdD PAC split'!BY63)/15","v":4.9281379310344828},{"$f":"BZ63+(Résultats!AD$28-35)*('BdD PAC split'!BZ64-'BdD PAC split'!BZ63)/15","v":4.9638160919540226},{"$f":"CA63+(Résultats!AE$28-35)*('BdD PAC split'!CA64-'BdD PAC split'!CA63)/15","v":4.9994942528735633},{"$f":"CB63+(Résultats!AF$28-35)*('BdD PAC split'!CB64-'BdD PAC split'!CB63)/15","v":5.035172413793104},{"$f":"CC63+(Résultats!AG$28-35)*('BdD PAC split'!CC64-'BdD PAC split'!CC63)/15","v":5.0708505747126438},{"$f":"CD63+(Résultats!AH$28-35)*('BdD PAC split'!CD64-'BdD PAC split'!CD63)/15","v":5.1065287356321836},{"$f":"CE63+(Résultats!AI$28-35)*('BdD PAC split'!CE64-'BdD PAC split'!CE63)/15","v":5.1422068965517242},{"$f":"CF63+(Résultats!AJ$28-35)*('BdD PAC split'!CF64-'BdD PAC split'!CF63)/15","v":5.1778850574712649},{"$f":"CG63+(Résultats!AK$28-35)*('BdD PAC split'!CG64-'BdD PAC split'!CG63)/15","v":5.2135632183908047},{"$f":"CH63+(Résultats!AL$28-35)*('BdD PAC split'!CH64-'BdD PAC split'!CH63)/15","v":5.2492413793103454},{"$f":"CI63+(Résultats!AM$28-35)*('BdD PAC split'!CI64-'BdD PAC split'!CI63)/15","v":5.2849195402298861},{"$f":"CJ63+(Résultats!AN$28-35)*('BdD PAC split'!CJ64-'BdD PAC split'!CJ63)/15","v":5.3205977011494259},{"$f":"CK63+(Résultats!AO$28-35)*('BdD PAC split'!CK64-'BdD PAC split'!CK63)/15","v":5.3562758620689666},{"$f":"CL63+(Résultats!AP$28-35)*('BdD PAC split'!CL64-'BdD PAC split'!CL63)/15","v":5.3919540229885063},{"$f":"CM63+(Résultats!AQ$28-35)*('BdD PAC split'!CM64-'BdD PAC split'!CM63)/15","v":5.427632183908047},{"$f":"CN63+(Résultats!AR$28-35)*('BdD PAC split'!CN64-'BdD PAC split'!CN63)/15","v":5.4633103448275868},{"$f":"CO63+(Résultats!AS$28-35)*('BdD PAC split'!CO64-'BdD PAC split'!CO63)/15","v":5.4989885057471275},{"$f":"CP63+(Résultats!AT$28-35)*('BdD PAC split'!CP64-'BdD PAC split'!CP63)/15","v":5.5346666666666682},{"$f":"CQ63+(Résultats!AU$28-35)*('BdD PAC split'!CQ64-'BdD PAC split'!CQ63)/15","v":6.7633333333333336},{"$f":"CR63+(Résultats!AV$28-35)*('BdD PAC split'!CR64-'BdD PAC split'!CR63)/15","v":6.7633333333333336},{"$f":"CS63+(Résultats!AW$28-35)*('BdD PAC split'!CS64-'BdD PAC split'!CS63)/15","v":6.7633333333333336},{"$f":"CT63+(Résultats!AX$28-35)*('BdD PAC split'!CT64-'BdD PAC split'!CT63)/15","v":6.7633333333333336},{"$f":"CU63+(Résultats!AY$28-35)*('BdD PAC split'!CU64-'BdD PAC split'!CU63)/15","v":6.7633333333333336},{"$f":"CV63+(Résultats!AZ$28-35)*('BdD PAC split'!CV64-'BdD PAC split'!CV63)/15","v":6.7633333333333336},{"$f":"CW63+(Résultats!BA$28-35)*('BdD PAC split'!CW64-'BdD PAC split'!CW63)/15","v":6.7633333333333336},{"$f":"CX63+(Résultats!BB$28-35)*('BdD PAC split'!CX64-'BdD PAC split'!CX63)/15","v":6.7633333333333336},{"$f":"CY63+(Résultats!BC$28-35)*('BdD PAC split'!CY64-'BdD PAC split'!CY63)/15","v":6.7633333333333336},{"$f":"CZ63+(Résultats!BD$28-35)*('BdD PAC split'!CZ64-'BdD PAC split'!CZ63)/15","v":6.7633333333333336},{"$f":"DA63+(Résultats!BE$28-35)*('BdD PAC split'!DA64-'BdD PAC split'!DA63)/15","v":6.7633333333333336}]
[null,null,7,4.5,6.42,4.5,5.0599999999999996,4.5,4.38,4.5,3.7,4.5,3.2,4.5,2.7,"-","-",null,null,null,null,null,null,"Température de départ",{"$f":"Résultats!$A$4","v":35}," [°C]",null,6,29,{"$f":"IF(Résultats!$AG$28>60,60,IF(AND(Résultats!$AG$28=0,AB66>0),AB66,Résultats!$AG$28))","v":26.172413793103448},35,1,"-",0,"-",0,"-",0,35,{"$f":"IFERROR(IF(AND($Y$48=1,num_tab=2),HLOOKUP(AM66,'BdD PAC monobloc'!$C$20:$P$62,AC66,FALSE),IF(AND($Y$48=1,num_tab=3),HLOOKUP(AM66,'BdD PAC monobloc'!$C$67:$P$109,FALSE),IF(AND($Y$48=1,num_tab=4),HLOOKUP(AM66,'BdD PAC monobloc'!$C$114:$P$156,FALSE),IF(num_tab=1,HLOOKUP(AM66,$D$37:$Q$79,AC66,FALSE),IF(num_tab=2,HLOOKUP(AM66,$D$84:$Q$126,AC66,FALSE),IF(num_tab=3,HLOOKUP(AM66,$D$131:$Q$173,AC66,FALSE),IF(num_tab=4,HLOOKUP(AM66,$D$178:$Q$220,AC66,FALSE),IF(num_tab=5,HLOOKUP(AM66,$D$225:$Q$267,AC66,FALSE),IF(num_tab=6,HLOOKUP(AM66,$D$272:$Q$314,AC66,FALSE),IF(num_tab=7,HLOOKUP(AM66,$D$319:$Q$361,AC66,FALSE))))))))))),\"-\")","v":10.199999999999999},{"$f":"IFERROR(IF(AND(Dimensionnement!$F$62=ChoixPAC!$G$6,ChoixPAC!$E$39=ChoixPAC!$G$12),AN66*2,AN66),\"-\")","v":10.199999999999999},{"$f":"IFERROR(IF(AND($Y$48=1,num_tab=2),HLOOKUP(AM66+1,'BdD PAC monobloc'!$C$20:$P$62,AC66,FALSE),IF(AND($Y$48=1,num_tab=3),HLOOKUP(AM66+1,'BdD PAC monobloc'!$C$67:$P$109,FALSE),IF(AND($Y$48=1,num_tab=4),HLOOKUP(AM66+1,'BdD PAC monobloc'!$C$114:$P$156,FALSE),IF(num_tab=1,HLOOKUP(AM66+1,$D$37:$Q$79,AC66,FALSE),IF(num_tab=2,HLOOKUP(AM66+1,$D$84:$Q$126,AC66,FALSE),IF(num_tab=3,HLOOKUP(AM66+1,$D$131:$Q$173,AC66,FALSE),IF(num_tab=4,HLOOKUP(AM66+1,$D$178:$Q$220,AC66,FALSE),IF(num_tab=5,HLOOKUP(AM66+1,$D$225:$Q$267,AC66,FALSE),IF(num_tab=6,HLOOKUP(AM66+1,$D$272:$Q$314,AC66,FALSE),IF(num_tab=7,HLOOKUP(AM66+1,$D$319:$Q$361,AC66,FALSE))))))))))),\"-\")","v":4.1419999999999995},2.4625784645098987,null,null,null,null,"19TR","Puiss PAC à T°ext/35",{"$f":"IF(AX$41<-15,0,('BdD PAC split'!$C$12-'BdD PAC split'!$E$12)/14*AX$41+('BdD PAC split'!$E$12*(-7)-'BdD PAC split'!$C$12*7)/(-14))","v":0},{"$f":"IF(AY$41<-15,0,('BdD PAC split'!$C$12-'BdD PAC split'!$E$12)/14*AY$41+('BdD PAC split'!$E$12*(-7)-'BdD PAC split'!$C$12*7)/(-14))","v":0},{"$f":"IF(AZ$41<-15,0,('BdD PAC split'!$C$12-'BdD PAC split'!$E$12)/14*AZ$41+('BdD PAC split'!$E$12*(-7)-'BdD PAC split'!$C$12*7)/(-14))","v":0},{"$f":"IF(BA$41<-15,0,('BdD PAC split'!$C$12-'BdD PAC split'!$E$12)/14*BA$41+('BdD PAC split'!$E$12*(-7)-'BdD PAC split'!$C$12*7)/(-14))","v":0},{"$f":"IF(BB$41<-15,0,('BdD PAC split'!$C$12-'BdD PAC split'!$E$12)/14*BB$41+('BdD PAC split'!$E$12*(-7)-'BdD PAC split'!$C$12*7)/(-14))","v":0},{"$f":"IF(BC$41<-15,0,('BdD PAC split'!$C$12-'BdD PAC split'!$E$12)/14*BC$41+('BdD PAC split'!$E$12*(-7)-'BdD PAC split'!$C$12*7)/(-14))","v":0},{"$f":"IF(BD$41<-15,0,('BdD PAC split'!$C$12-'BdD PAC split'!$E$12)/14*BD$41+('BdD PAC split'!$E$12*(-7)-'BdD PAC split'!$C$12*7)/(-14))","v":0},{"$f":"IF(BE$41<-15,0,('BdD PAC split'!$C$12-'BdD PAC split'!$E$12)/14*BE$41+('BdD PAC split'!$E$12*(-7)-'BdD PAC split'!$C$12*7)/(-14))","v":0},{"$f":"IF(BF$41<-15,0,('BdD PAC split'!$C$12-'BdD PAC split'!$E$12)/14*BF$41+('BdD PAC split'!$E$12*(-7)-'BdD PAC split'!$C$12*7)/(-14))","v":0},{"$f":"IF(BG$41<-15,0,('BdD PAC split'!$C$12-'BdD PAC split'!$E$12)/14*BG$41+('BdD PAC split'!$E$12*(-7)-'BdD PAC split'!$C$12*7)/(-14))","v":0},{"$f":"IF(BH$41<-15,0,('BdD PAC split'!$C$12-'BdD PAC split'!$E$12)/14*BH$41+('BdD PAC split'!$E$12*(-7)-'BdD PAC split'!$C$12*7)/(-14))","v":20.399999999999999},{"$f":"IF(BI$41<-15,0,('BdD PAC split'!$C$12-'BdD PAC split'!$E$12)/14*BI$41+('BdD PAC split'!$E$12*(-7)-'BdD PAC split'!$C$12*7)/(-14))","v":20.399999999999999},{"$f":"IF(BJ$41<-15,0,('BdD PAC split'!$C$12-'BdD PAC split'!$E$12)/14*BJ$41+('BdD PAC split'!$E$12*(-7)-'BdD PAC split'!$C$12*7)/(-14))","v":20.399999999999999},{"$f":"IF(BK$41<-15,0,('BdD PAC split'!$C$12-'BdD PAC split'!$E$12)/14*BK$41+('BdD PAC split'!$E$12*(-7)-'BdD PAC split'!$C$12*7)/(-14))","v":20.399999999999999},{"$f":"IF(BL$41<-15,0,('BdD PAC split'!$C$12-'BdD PAC split'!$E$12)/14*BL$41+('BdD PAC split'!$E$12*(-7)-'BdD PAC split'!$C$12*7)/(-14))","v":20.399999999999999},{"$f":"IF(BM$41<-15,0,('BdD PAC split'!$C$12-'BdD PAC split'!$E$12)/14*BM$41+('BdD PAC split'!$E$12*(-7)-'BdD PAC split'!$C$12*7)/(-14))","v":20.399999999999999},{"$f":"IF(BN$41<-15,0,('BdD PAC split'!$C$12-'BdD PAC split'!$E$12)/14*BN$41+('BdD PAC split'!$E$12*(-7)-'BdD PAC split'!$C$12*7)/(-14))","v":20.399999999999999},{"$f":"IF(BO$41<-15,0,('BdD PAC split'!$C$12-'BdD PAC split'!$E$12)/14*BO$41+('BdD PAC split'!$E$12*(-7)-'BdD PAC split'!$C$12*7)/(-14))","v":20.399999999999999},{"$f":"IF(BP$41<-15,0,('BdD PAC split'!$C$12-'BdD PAC split'!$E$12)/14*BP$41+('BdD PAC split'!$E$12*(-7)-'BdD PAC split'!$C$12*7)/(-14))","v":20.399999999999999},{"$f":"IF(BQ$41<-15,0,('BdD PAC split'!$C$12-'BdD PAC split'!$E$12)/14*BQ$41+('BdD PAC split'!$E$12*(-7)-'BdD PAC split'!$C$12*7)/(-14))","v":20.399999999999999},{"$f":"IF(BR$41<-15,0,('BdD PAC split'!$C$12-'BdD PAC split'!$E$12)/14*BR$41+('BdD PAC split'!$E$12*(-7)-'BdD PAC split'!$C$12*7)/(-14))","v":20.399999999999999},{"$f":"IF(BS$41<-15,0,('BdD PAC split'!$C$12-'BdD PAC split'!$E$12)/14*BS$41+('BdD PAC split'!$E$12*(-7)-'BdD PAC split'!$C$12*7)/(-14))","v":20.399999999999999},{"$f":"IF(BT$41<-15,0,('BdD PAC split'!$C$12-'BdD PAC split'!$E$12)/14*BT$41+('BdD PAC split'!$E$12*(-7)-'BdD PAC split'!$C$12*7)/(-14))","v":20.399999999999999},{"$f":"IF(BU$41<-15,0,('BdD PAC split'!$C$12-'BdD PAC split'!$E$12)/14*BU$41+('BdD PAC split'!$E$12*(-7)-'BdD PAC split'!$C$12*7)/(-14))","v":20.399999999999999},{"$f":"IF(BV$41<-15,0,('BdD PAC split'!$C$12-'BdD PAC split'!$E$12)/14*BV$41+('BdD PAC split'!$E$12*(-7)-'BdD PAC split'!$C$12*7)/(-14))","v":20.399999999999999},{"$f":"IF(BW$41<-15,0,('BdD PAC split'!$C$12-'BdD PAC split'!$E$12)/14*BW$41+('BdD PAC split'!$E$12*(-7)-'BdD PAC split'!$C$12*7)/(-14))","v":20.399999999999999},{"$f":"IF(BX$41<-15,0,('BdD PAC split'!$C$12-'BdD PAC split'!$E$12)/14*BX$41+('BdD PAC split'!$E$12*(-7)-'BdD PAC split'!$C$12*7)/(-14))","v":20.399999999999999},{"$f":"IF(BY$41<-15,0,('BdD PAC split'!$C$12-'BdD PAC split'!$E$12)/14*BY$41+('BdD PAC split'!$E$12*(-7)-'BdD PAC split'!$C$12*7)/(-14))","v":20.399999999999999},{"$f":"IF(BZ$41<-15,0,('BdD PAC split'!$C$12-'BdD PAC split'!$E$12)/14*BZ$41+('BdD PAC split'!$E$12*(-7)-'BdD PAC split'!$C$12*7)/(-14))","v":20.399999999999999},{"$f":"IF(CA$41<-15,0,('BdD PAC split'!$C$12-'BdD PAC split'!$E$12)/14*CA$41+('BdD PAC split'!$E$12*(-7)-'BdD PAC split'!$C$12*7)/(-14))","v":20.399999999999999},{"$f":"IF(CB$41<-15,0,('BdD PAC split'!$C$12-'BdD PAC split'!$E$12)/14*CB$41+('BdD PAC split'!$E$12*(-7)-'BdD PAC split'!$C$12*7)/(-14))","v":20.399999999999999},{"$f":"IF(CC$41<-15,0,('BdD PAC split'!$C$12-'BdD PAC split'!$E$12)/14*CC$41+('BdD PAC split'!$E$12*(-7)-'BdD PAC split'!$C$12*7)/(-14))","v":20.399999999999999},{"$f":"IF(CD$41<-15,0,('BdD PAC split'!$C$12-'BdD PAC split'!$E$12)/14*CD$41+('BdD PAC split'!$E$12*(-7)-'BdD PAC split'!$C$12*7)/(-14))","v":20.399999999999999},{"$f":"IF(CE$41<-15,0,('BdD PAC split'!$C$12-'BdD PAC split'!$E$12)/14*CE$41+('BdD PAC split'!$E$12*(-7)-'BdD PAC split'!$C$12*7)/(-14))","v":20.399999999999999},{"$f":"IF(CF$41<-15,0,('BdD PAC split'!$C$12-'BdD PAC split'!$E$12)/14*CF$41+('BdD PAC split'!$E$12*(-7)-'BdD PAC split'!$C$12*7)/(-14))","v":20.399999999999999},{"$f":"IF(CG$41<-15,0,('BdD PAC split'!$C$12-'BdD PAC split'!$E$12)/14*CG$41+('BdD PAC split'!$E$12*(-7)-'BdD PAC split'!$C$12*7)/(-14))","v":20.399999999999999},{"$f":"IF(CH$41<-15,0,('BdD PAC split'!$C$12-'BdD PAC split'!$E$12)/14*CH$41+('BdD PAC split'!$E$12*(-7)-'BdD PAC split'!$C$12*7)/(-14))","v":20.399999999999999},{"$f":"IF(CI$41<-15,0,('BdD PAC split'!$C$12-'BdD PAC split'!$E$12)/14*CI$41+('BdD PAC split'!$E$12*(-7)-'BdD PAC split'!$C$12*7)/(-14))","v":20.399999999999999},{"$f":"IF(CJ$41<-15,0,('BdD PAC split'!$C$12-'BdD PAC split'!$E$12)/14*CJ$41+('BdD PAC split'!$E$12*(-7)-'BdD PAC split'!$C$12*7)/(-14))","v":20.399999999999999},{"$f":"IF(CK$41<-15,0,('BdD PAC split'!$C$12-'BdD PAC split'!$E$12)/14*CK$41+('BdD PAC split'!$E$12*(-7)-'BdD PAC split'!$C$12*7)/(-14))","v":20.399999999999999},{"$f":"IF(CL$41<-15,0,('BdD PAC split'!$C$12-'BdD PAC split'!$E$12)/14*CL$41+('BdD PAC split'!$E$12*(-7)-'BdD PAC split'!$C$12*7)/(-14))","v":20.399999999999999},{"$f":"IF(CM$41<-15,0,('BdD PAC split'!$C$12-'BdD PAC split'!$E$12)/14*CM$41+('BdD PAC split'!$E$12*(-7)-'BdD PAC split'!$C$12*7)/(-14))","v":20.399999999999999},{"$f":"IF(CN$41<-15,0,('BdD PAC split'!$C$12-'BdD PAC split'!$E$12)/14*CN$41+('BdD PAC split'!$E$12*(-7)-'BdD PAC split'!$C$12*7)/(-14))","v":20.399999999999999},{"$f":"IF(CO$41<-15,0,('BdD PAC split'!$C$12-'BdD PAC split'!$E$12)/14*CO$41+('BdD PAC split'!$E$12*(-7)-'BdD PAC split'!$C$12*7)/(-14))","v":20.399999999999999},{"$f":"IF(CP$41<-15,0,('BdD PAC split'!$C$12-'BdD PAC split'!$E$12)/14*CP$41+('BdD PAC split'!$E$12*(-7)-'BdD PAC split'!$C$12*7)/(-14))","v":20.399999999999999},{"$f":"IF(CQ$41<-15,0,('BdD PAC split'!$C$12-'BdD PAC split'!$E$12)/14*CQ$41+('BdD PAC split'!$E$12*(-7)-'BdD PAC split'!$C$12*7)/(-14))","v":20.399999999999999},{"$f":"IF(CR$41<-15,0,('BdD PAC split'!$C$12-'BdD PAC split'!$E$12)/14*CR$41+('BdD PAC split'!$E$12*(-7)-'BdD PAC split'!$C$12*7)/(-14))","v":20.399999999999999},{"$f":"IF(CS$41<-15,0,('BdD PAC split'!$C$12-'BdD PAC split'!$E$12)/14*CS$41+('BdD PAC split'!$E$12*(-7)-'BdD PAC split'!$C$12*7)/(-14))","v":20.399999999999999},{"$f":"IF(CT$41<-15,0,('BdD PAC split'!$C$12-'BdD PAC split'!$E$12)/14*CT$41+('BdD PAC split'!$E$12*(-7)-'BdD PAC split'!$C$12*7)/(-14))","v":20.399999999999999},{"$f":"IF(CU$41<-15,0,('BdD PAC split'!$C$12-'BdD PAC split'!$E$12)/14*CU$41+('BdD PAC split'!$E$12*(-7)-'BdD PAC split'!$C$12*7)/(-14))","v":20.399999999999999},{"$f":"IF(CV$41<-15,0,('BdD PAC split'!$C$12-'BdD PAC split'!$E$12)/14*CV$41+('BdD PAC split'!$E$12*(-7)-'BdD PAC split'!$C$12*7)/(-14))","v":20.399999999999999},{"$f":"IF(CW$41<-15,0,('BdD PAC split'!$C$12-'BdD PAC split'!$E$12)/14*CW$41+('BdD PAC split'!$E$12*(-7)-'BdD PAC split'!$C$12*7)/(-14))","v":20.399999999999999},{"$f":"IF(CX$41<-15,0,('BdD PAC split'!$C$12-'BdD PAC split'!$E$12)/14*CX$41+('BdD PAC split'!$E$12*(-7)-'BdD PAC split'!$C$12*7)/(-14))","v":20.399999999999999},{"$f":"IF(CY$41<-15,0,('BdD PAC split'!$C$12-'BdD PAC split'!$E$12)/14*CY$41+('BdD PAC split'!$E$12*(-7)-'BdD PAC split'!$C$12*7)/(-14))","v":20.399999999999999},{"$f":"IF(CZ$41<-15,0,('BdD PAC split'!$C$12-'BdD PAC split'!$E$12)/14*CZ$41+('BdD PAC split'!$E$12*(-7)-'BdD PAC split'!$C$12*7)/(-14))","v":20.399999999999999},{"$f":"IF(DA$41<-15,0,('BdD PAC split'!$C$12-'BdD PAC split'!$E$12)/14*DA$41+('BdD PAC split'!$E$12*(-7)-'BdD PAC split'!$C$12*7)/(-14))","v":20.399999999999999}]
[null,null,8,4.62,6.63,4.62,5.22,4.62,4.51,4.62,3.8,4.62,3.28,4.62,2.76,"-","-",null,null,null,null,null,null,"Température extérieure de base",{"$f":"Dimensionnement!$I$15","v":-10}," [°C]",null,7,30,{"$f":"IF(Résultats!$AH$28>60,60,IF(AND(Résultats!$AH$28=0,AB67>0),AB67,Résultats!$AH$28))","v":25.620689655172413},35,1,"-",0,"-",0,"-",0,35,{"$f":"IFERROR(IF(AND($Y$48=1,num_tab=2),HLOOKUP(AM67,'BdD PAC monobloc'!$C$20:$P$62,AC67,FALSE),IF(AND($Y$48=1,num_tab=3),HLOOKUP(AM67,'BdD PAC monobloc'!$C$67:$P$109,FALSE),IF(AND($Y$48=1,num_tab=4),HLOOKUP(AM67,'BdD PAC monobloc'!$C$114:$P$156,FALSE),IF(num_tab=1,HLOOKUP(AM67,$D$37:$Q$79,AC67,FALSE),IF(num_tab=2,HLOOKUP(AM67,$D$84:$Q$126,AC67,FALSE),IF(num_tab=3,HLOOKUP(AM67,$D$131:$Q$173,AC67,FALSE),IF(num_tab=4,HLOOKUP(AM67,$D$178:$Q$220,AC67,FALSE),IF(num_tab=5,HLOOKUP(AM67,$D$225:$Q$267,AC67,FALSE),IF(num_tab=6,HLOOKUP(AM67,$D$272:$Q$314,AC67,FALSE),IF(num_tab=7,HLOOKUP(AM67,$D$319:$Q$361,AC67,FALSE))))))))))),\"-\")","v":10.5},{"$f":"IFERROR(IF(AND(Dimensionnement!$F$62=ChoixPAC!$G$6,ChoixPAC!$E$39=ChoixPAC!$G$12),AN67*2,AN67),\"-\")","v":10.5},{"$f":"IFERROR(IF(AND($Y$48=1,num_tab=2),HLOOKUP(AM67+1,'BdD PAC monobloc'!$C$20:$P$62,AC67,FALSE),IF(AND($Y$48=1,num_tab=3),HLOOKUP(AM67+1,'BdD PAC monobloc'!$C$67:$P$109,FALSE),IF(AND($Y$48=1,num_tab=4),HLOOKUP(AM67+1,'BdD PAC monobloc'!$C$114:$P$156,FALSE),IF(num_tab=1,HLOOKUP(AM67+1,$D$37:$Q$79,AC67,FALSE),IF(num_tab=2,HLOOKUP(AM67+1,$D$84:$Q$126,AC67,FALSE),IF(num_tab=3,HLOOKUP(AM67+1,$D$131:$Q$173,AC67,FALSE),IF(num_tab=4,HLOOKUP(AM67+1,$D$178:$Q$220,AC67,FALSE),IF(num_tab=5,HLOOKUP(AM67+1,$D$225:$Q$267,AC67,FALSE),IF(num_tab=6,HLOOKUP(AM67+1,$D$272:$Q$314,AC67,FALSE),IF(num_tab=7,HLOOKUP(AM67+1,$D$319:$Q$361,AC67,FALSE))))))))))),\"-\")","v":4.3499999999999996},2.4137931034482762,null,null,null,null,null,"Puiss PAC à T°ext/50",{"$f":"IF(AX$41<-15,0,('BdD PAC split'!$I$12-'BdD PAC split'!$K$12)/14*AX$41+('BdD PAC split'!$K$12*(-7)-'BdD PAC split'!$I$12*7)/(-14))","v":0},{"$f":"IF(AY$41<-15,0,('BdD PAC split'!$I$12-'BdD PAC split'!$K$12)/14*AY$41+('BdD PAC split'!$K$12*(-7)-'BdD PAC split'!$I$12*7)/(-14))","v":0},{"$f":"IF(AZ$41<-15,0,('BdD PAC split'!$I$12-'BdD PAC split'!$K$12)/14*AZ$41+('BdD PAC split'!$K$12*(-7)-'BdD PAC split'!$I$12*7)/(-14))","v":0},{"$f":"IF(BA$41<-15,0,('BdD PAC split'!$I$12-'BdD PAC split'!$K$12)/14*BA$41+('BdD PAC split'!$K$12*(-7)-'BdD PAC split'!$I$12*7)/(-14))","v":0},{"$f":"IF(BB$41<-15,0,('BdD PAC split'!$I$12-'BdD PAC split'!$K$12)/14*BB$41+('BdD PAC split'!$K$12*(-7)-'BdD PAC split'!$I$12*7)/(-14))","v":0},{"$f":"IF(BC$41<-15,0,('BdD PAC split'!$I$12-'BdD PAC split'!$K$12)/14*BC$41+('BdD PAC split'!$K$12*(-7)-'BdD PAC split'!$I$12*7)/(-14))","v":0},{"$f":"IF(BD$41<-15,0,('BdD PAC split'!$I$12-'BdD PAC split'!$K$12)/14*BD$41+('BdD PAC split'!$K$12*(-7)-'BdD PAC split'!$I$12*7)/(-14))","v":0},{"$f":"IF(BE$41<-15,0,('BdD PAC split'!$I$12-'BdD PAC split'!$K$12)/14*BE$41+('BdD PAC split'!$K$12*(-7)-'BdD PAC split'!$I$12*7)/(-14))","v":0},{"$f":"IF(BF$41<-15,0,('BdD PAC split'!$I$12-'BdD PAC split'!$K$12)/14*BF$41+('BdD PAC split'!$K$12*(-7)-'BdD PAC split'!$I$12*7)/(-14))","v":0},{"$f":"IF(BG$41<-15,0,('BdD PAC split'!$I$12-'BdD PAC split'!$K$12)/14*BG$41+('BdD PAC split'!$K$12*(-7)-'BdD PAC split'!$I$12*7)/(-14))","v":0},{"$f":"IF(BH$41<-15,0,('BdD PAC split'!$I$12-'BdD PAC split'!$K$12)/14*BH$41+('BdD PAC split'!$K$12*(-7)-'BdD PAC split'!$I$12*7)/(-14))","v":20.05},{"$f":"IF(BI$41<-15,0,('BdD PAC split'!$I$12-'BdD PAC split'!$K$12)/14*BI$41+('BdD PAC split'!$K$12*(-7)-'BdD PAC split'!$I$12*7)/(-14))","v":20.05},{"$f":"IF(BJ$41<-15,0,('BdD PAC split'!$I$12-'BdD PAC split'!$K$12)/14*BJ$41+('BdD PAC split'!$K$12*(-7)-'BdD PAC split'!$I$12*7)/(-14))","v":20.05},{"$f":"IF(BK$41<-15,0,('BdD PAC split'!$I$12-'BdD PAC split'!$K$12)/14*BK$41+('BdD PAC split'!$K$12*(-7)-'BdD PAC split'!$I$12*7)/(-14))","v":20.05},{"$f":"IF(BL$41<-15,0,('BdD PAC split'!$I$12-'BdD PAC split'!$K$12)/14*BL$41+('BdD PAC split'!$K$12*(-7)-'BdD PAC split'!$I$12*7)/(-14))","v":20.05},{"$f":"IF(BM$41<-15,0,('BdD PAC split'!$I$12-'BdD PAC split'!$K$12)/14*BM$41+('BdD PAC split'!$K$12*(-7)-'BdD PAC split'!$I$12*7)/(-14))","v":20.05},{"$f":"IF(BN$41<-15,0,('BdD PAC split'!$I$12-'BdD PAC split'!$K$12)/14*BN$41+('BdD PAC split'!$K$12*(-7)-'BdD PAC split'!$I$12*7)/(-14))","v":20.05},{"$f":"IF(BO$41<-15,0,('BdD PAC split'!$I$12-'BdD PAC split'!$K$12)/14*BO$41+('BdD PAC split'!$K$12*(-7)-'BdD PAC split'!$I$12*7)/(-14))","v":20.05},{"$f":"IF(BP$41<-15,0,('BdD PAC split'!$I$12-'BdD PAC split'!$K$12)/14*BP$41+('BdD PAC split'!$K$12*(-7)-'BdD PAC split'!$I$12*7)/(-14))","v":20.05},{"$f":"IF(BQ$41<-15,0,('BdD PAC split'!$I$12-'BdD PAC split'!$K$12)/14*BQ$41+('BdD PAC split'!$K$12*(-7)-'BdD PAC split'!$I$12*7)/(-14))","v":20.05},{"$f":"IF(BR$41<-15,0,('BdD PAC split'!$I$12-'BdD PAC split'!$K$12)/14*BR$41+('BdD PAC split'!$K$12*(-7)-'BdD PAC split'!$I$12*7)/(-14))","v":20.05},{"$f":"IF(BS$41<-15,0,('BdD PAC split'!$I$12-'BdD PAC split'!$K$12)/14*BS$41+('BdD PAC split'!$K$12*(-7)-'BdD PAC split'!$I$12*7)/(-14))","v":20.05},{"$f":"IF(BT$41<-15,0,('BdD PAC split'!$I$12-'BdD PAC split'!$K$12)/14*BT$41+('BdD PAC split'!$K$12*(-7)-'BdD PAC split'!$I$12*7)/(-14))","v":20.05},{"$f":"IF(BU$41<-15,0,('BdD PAC split'!$I$12-'BdD PAC split'!$K$12)/14*BU$41+('BdD PAC split'!$K$12*(-7)-'BdD PAC split'!$I$12*7)/(-14))","v":20.05},{"$f":"IF(BV$41<-15,0,('BdD PAC split'!$I$12-'BdD PAC split'!$K$12)/14*BV$41+('BdD PAC split'!$K$12*(-7)-'BdD PAC split'!$I$12*7)/(-14))","v":20.05},{"$f":"IF(BW$41<-15,0,('BdD PAC split'!$I$12-'BdD PAC split'!$K$12)/14*BW$41+('BdD PAC split'!$K$12*(-7)-'BdD PAC split'!$I$12*7)/(-14))","v":20.05},{"$f":"IF(BX$41<-15,0,('BdD PAC split'!$I$12-'BdD PAC split'!$K$12)/14*BX$41+('BdD PAC split'!$K$12*(-7)-'BdD PAC split'!$I$12*7)/(-14))","v":20.05},{"$f":"IF(BY$41<-15,0,('BdD PAC split'!$I$12-'BdD PAC split'!$K$12)/14*BY$41+('BdD PAC split'!$K$12*(-7)-'BdD PAC split'!$I$12*7)/(-14))","v":20.05},{"$f":"IF(BZ$41<-15,0,('BdD PAC split'!$I$12-'BdD PAC split'!$K$12)/14*BZ$41+('BdD PAC split'!$K$12*(-7)-'BdD PAC split'!$I$12*7)/(-14))","v":20.05},{"$f":"IF(CA$41<-15,0,('BdD PAC split'!$I$12-'BdD PAC split'!$K$12)/14*CA$41+('BdD PAC split'!$K$12*(-7)-'BdD PAC split'!$I$12*7)/(-14))","v":20.05},{"$f":"IF(CB$41<-15,0,('BdD PAC split'!$I$12-'BdD PAC split'!$K$12)/14*CB$41+('BdD PAC split'!$K$12*(-7)-'BdD PAC split'!$I$12*7)/(-14))","v":20.05},{"$f":"IF(CC$41<-15,0,('BdD PAC split'!$I$12-'BdD PAC split'!$K$12)/14*CC$41+('BdD PAC split'!$K$12*(-7)-'BdD PAC split'!$I$12*7)/(-14))","v":20.05},{"$f":"IF(CD$41<-15,0,('BdD PAC split'!$I$12-'BdD PAC split'!$K$12)/14*CD$41+('BdD PAC split'!$K$12*(-7)-'BdD PAC split'!$I$12*7)/(-14))","v":20.05},{"$f":"IF(CE$41<-15,0,('BdD PAC split'!$I$12-'BdD PAC split'!$K$12)/14*CE$41+('BdD PAC split'!$K$12*(-7)-'BdD PAC split'!$I$12*7)/(-14))","v":20.05},{"$f":"IF(CF$41<-15,0,('BdD PAC split'!$I$12-'BdD PAC split'!$K$12)/14*CF$41+('BdD PAC split'!$K$12*(-7)-'BdD PAC split'!$I$12*7)/(-14))","v":20.05},{"$f":"IF(CG$41<-15,0,('BdD PAC split'!$I$12-'BdD PAC split'!$K$12)/14*CG$41+('BdD PAC split'!$K$12*(-7)-'BdD PAC split'!$I$12*7)/(-14))","v":20.05},{"$f":"IF(CH$41<-15,0,('BdD PAC split'!$I$12-'BdD PAC split'!$K$12)/14*CH$41+('BdD PAC split'!$K$12*(-7)-'BdD PAC split'!$I$12*7)/(-14))","v":20.05},{"$f":"IF(CI$41<-15,0,('BdD PAC split'!$I$12-'BdD PAC split'!$K$12)/14*CI$41+('BdD PAC split'!$K$12*(-7)-'BdD PAC split'!$I$12*7)/(-14))","v":20.05},{"$f":"IF(CJ$41<-15,0,('BdD PAC split'!$I$12-'BdD PAC split'!$K$12)/14*CJ$41+('BdD PAC split'!$K$12*(-7)-'BdD PAC split'!$I$12*7)/(-14))","v":20.05},{"$f":"IF(CK$41<-15,0,('BdD PAC split'!$I$12-'BdD PAC split'!$K$12)/14*CK$41+('BdD PAC split'!$K$12*(-7)-'BdD PAC split'!$I$12*7)/(-14))","v":20.05},{"$f":"IF(CL$41<-15,0,('BdD PAC split'!$I$12-'BdD PAC split'!$K$12)/14*CL$41+('BdD PAC split'!$K$12*(-7)-'BdD PAC split'!$I$12*7)/(-14))","v":20.05},{"$f":"IF(CM$41<-15,0,('BdD PAC split'!$I$12-'BdD PAC split'!$K$12)/14*CM$41+('BdD PAC split'!$K$12*(-7)-'BdD PAC split'!$I$12*7)/(-14))","v":20.05},{"$f":"IF(CN$41<-15,0,('BdD PAC split'!$I$12-'BdD PAC split'!$K$12)/14*CN$41+('BdD PAC split'!$K$12*(-7)-'BdD PAC split'!$I$12*7)/(-14))","v":20.05},{"$f":"IF(CO$41<-15,0,('BdD PAC split'!$I$12-'BdD PAC split'!$K$12)/14*CO$41+('BdD PAC split'!$K$12*(-7)-'BdD PAC split'!$I$12*7)/(-14))","v":20.05},{"$f":"IF(CP$41<-15,0,('BdD PAC split'!$I$12-'BdD PAC split'!$K$12)/14*CP$41+('BdD PAC split'!$K$12*(-7)-'BdD PAC split'!$I$12*7)/(-14))","v":20.05},{"$f":"IF(CQ$41<-15,0,('BdD PAC split'!$I$12-'BdD PAC split'!$K$12)/14*CQ$41+('BdD PAC split'!$K$12*(-7)-'BdD PAC split'!$I$12*7)/(-14))","v":20.05},{"$f":"IF(CR$41<-15,0,('BdD PAC split'!$I$12-'BdD PAC split'!$K$12)/14*CR$41+('BdD PAC split'!$K$12*(-7)-'BdD PAC split'!$I$12*7)/(-14))","v":20.05},{"$f":"IF(CS$41<-15,0,('BdD PAC split'!$I$12-'BdD PAC split'!$K$12)/14*CS$41+('BdD PAC split'!$K$12*(-7)-'BdD PAC split'!$I$12*7)/(-14))","v":20.05},{"$f":"IF(CT$41<-15,0,('BdD PAC split'!$I$12-'BdD PAC split'!$K$12)/14*CT$41+('BdD PAC split'!$K$12*(-7)-'BdD PAC split'!$I$12*7)/(-14))","v":20.05},{"$f":"IF(CU$41<-15,0,('BdD PAC split'!$I$12-'BdD PAC split'!$K$12)/14*CU$41+('BdD PAC split'!$K$12*(-7)-'BdD PAC split'!$I$12*7)/(-14))","v":20.05},{"$f":"IF(CV$41<-15,0,('BdD PAC split'!$I$12-'BdD PAC split'!$K$12)/14*CV$41+('BdD PAC split'!$K$12*(-7)-'BdD PAC split'!$I$12*7)/(-14))","v":20.05},{"$f":"IF(CW$41<-15,0,('BdD PAC split'!$I$12-'BdD PAC split'!$K$12)/14*CW$41+('BdD PAC split'!$K$12*(-7)-'BdD PAC split'!$I$12*7)/(-14))","v":20.05},{"$f":"IF(CX$41<-15,0,('BdD PAC split'!$I$12-'BdD PAC split'!$K$12)/14*CX$41+('BdD PAC split'!$K$12*(-7)-'BdD PAC split'!$I$12*7)/(-14))","v":20.05},{"$f":"IF(CY$41<-15,0,('BdD PAC split'!$I$12-'BdD PAC split'!$K$12)/14*CY$41+('BdD PAC split'!$K$12*(-7)-'BdD PAC split'!$I$12*7)/(-14))","v":20.05},{"$f":"IF(CZ$41<-15,0,('BdD PAC split'!$I$12-'BdD PAC split'!$K$12)/14*CZ$41+('BdD PAC split'!$K$12*(-7)-'BdD PAC split'!$I$12*7)/(-14))","v":20.05},{"$f":"IF(DA$41<-15,0,('BdD PAC split'!$I$12-'BdD PAC split'!$K$12)/14*DA$41+('BdD PAC split'!$K$12*(-7)-'BdD PAC split'!$I$12*7)/(-14))","v":20.05}]
[null,null,9,4.74,6.83,4.74,5.37,4.74,4.6399999999999997,4.74,3.91,4.74,3.36,4.74,2.82,"-","-",null,null,null,null,null,null,null,null,null,null,8,31,{"$f":"IF(Résultats!$AI$28>60,60,IF(AND(Résultats!$AI$28=0,AB68>0),AB68,Résultats!$AI$28))","v":25.068965517241377},35,1,"-",0,"-",0,"-",0,35,{"$f":"IFERROR(IF(AND($Y$48=1,num_tab=2),HLOOKUP(AM68,'BdD PAC monobloc'!$C$20:$P$62,AC68,FALSE),IF(AND($Y$48=1,num_tab=3),HLOOKUP(AM68,'BdD PAC monobloc'!$C$67:$P$109,FALSE),IF(AND($Y$48=1,num_tab=4),HLOOKUP(AM68,'BdD PAC monobloc'!$C$114:$P$156,FALSE),IF(num_tab=1,HLOOKUP(AM68,$D$37:$Q$79,AC68,FALSE),IF(num_tab=2,HLOOKUP(AM68,$D$84:$Q$126,AC68,FALSE),IF(num_tab=3,HLOOKUP(AM68,$D$131:$Q$173,AC68,FALSE),IF(num_tab=4,HLOOKUP(AM68,$D$178:$Q$220,AC68,FALSE),IF(num_tab=5,HLOOKUP(AM68,$D$225:$Q$267,AC68,FALSE),IF(num_tab=6,HLOOKUP(AM68,$D$272:$Q$314,AC68,FALSE),IF(num_tab=7,HLOOKUP(AM68,$D$319:$Q$361,AC68,FALSE))))))))))),\"-\")","v":10.54},{"$f":"IFERROR(IF(AND(Dimensionnement!$F$62=ChoixPAC!$G$6,ChoixPAC!$E$39=ChoixPAC!$G$12),AN68*2,AN68),\"-\")","v":10.54},{"$f":"IFERROR(IF(AND($Y$48=1,num_tab=2),HLOOKUP(AM68+1,'BdD PAC monobloc'!$C$20:$P$62,AC68,FALSE),IF(AND($Y$48=1,num_tab=3),HLOOKUP(AM68+1,'BdD PAC monobloc'!$C$67:$P$109,FALSE),IF(AND($Y$48=1,num_tab=4),HLOOKUP(AM68+1,'BdD PAC monobloc'!$C$114:$P$156,FALSE),IF(num_tab=1,HLOOKUP(AM68+1,$D$37:$Q$79,AC68,FALSE),IF(num_tab=2,HLOOKUP(AM68+1,$D$84:$Q$126,AC68,FALSE),IF(num_tab=3,HLOOKUP(AM68+1,$D$131:$Q$173,AC68,FALSE),IF(num_tab=4,HLOOKUP(AM68+1,$D$178:$Q$220,AC68,FALSE),IF(num_tab=5,HLOOKUP(AM68+1,$D$225:$Q$267,AC68,FALSE),IF(num_tab=6,HLOOKUP(AM68+1,$D$272:$Q$314,AC68,FALSE),IF(num_tab=7,HLOOKUP(AM68+1,$D$319:$Q$361,AC68,FALSE))))))))))),\"-\")","v":4.3540000000000001},2.4207625172255396,null,null,null,null,null,"Puiss PAC à T°ext/Tdep",{"$f":"AX66+(Résultats!B$28-35)*('BdD PAC split'!AX67-'BdD PAC split'!AX66)/15","v":0},{"$f":"AY66+(Résultats!C$28-35)*('BdD PAC split'!AY67-'BdD PAC split'!AY66)/15","v":0},{"$f":"AZ66+(Résultats!D$28-35)*('BdD PAC split'!AZ67-'BdD PAC split'!AZ66)/15","v":0},{"$f":"BA66+(Résultats!E$28-35)*('BdD PAC split'!BA67-'BdD PAC split'!BA66)/15","v":0},{"$f":"BB66+(Résultats!F$28-35)*('BdD PAC split'!BB67-'BdD PAC split'!BB66)/15","v":0},{"$f":"BC66+(Résultats!G$28-35)*('BdD PAC split'!BC67-'BdD PAC split'!BC66)/15","v":0},{"$f":"BD66+(Résultats!H$28-35)*('BdD PAC split'!BD67-'BdD PAC split'!BD66)/15","v":0},{"$f":"BE66+(Résultats!I$28-35)*('BdD PAC split'!BE67-'BdD PAC split'!BE66)/15","v":0},{"$f":"BF66+(Résultats!J$28-35)*('BdD PAC split'!BF67-'BdD PAC split'!BF66)/15","v":0},{"$f":"BG66+(Résultats!K$28-35)*('BdD PAC split'!BG67-'BdD PAC split'!BG66)/15","v":0},{"$f":"BH66+(Résultats!L$28-35)*('BdD PAC split'!BH67-'BdD PAC split'!BH66)/15","v":20.399999999999999},{"$f":"BI66+(Résultats!M$28-35)*('BdD PAC split'!BI67-'BdD PAC split'!BI66)/15","v":20.399999999999999},{"$f":"BJ66+(Résultats!N$28-35)*('BdD PAC split'!BJ67-'BdD PAC split'!BJ66)/15","v":20.399999999999999},{"$f":"BK66+(Résultats!O$28-35)*('BdD PAC split'!BK67-'BdD PAC split'!BK66)/15","v":20.399999999999999},{"$f":"BL66+(Résultats!P$28-35)*('BdD PAC split'!BL67-'BdD PAC split'!BL66)/15","v":20.399999999999999},{"$f":"BM66+(Résultats!Q$28-35)*('BdD PAC split'!BM67-'BdD PAC split'!BM66)/15","v":20.399999999999999},{"$f":"BN66+(Résultats!R$28-35)*('BdD PAC split'!BN67-'BdD PAC split'!BN66)/15","v":20.41287356321839},{"$f":"BO66+(Résultats!S$28-35)*('BdD PAC split'!BO67-'BdD PAC split'!BO66)/15","v":20.425747126436779},{"$f":"BP66+(Résultats!T$28-35)*('BdD PAC split'!BP67-'BdD PAC split'!BP66)/15","v":20.438620689655171},{"$f":"BQ66+(Résultats!U$28-35)*('BdD PAC split'!BQ67-'BdD PAC split'!BQ66)/15","v":20.451494252873562},{"$f":"BR66+(Résultats!V$28-35)*('BdD PAC split'!BR67-'BdD PAC split'!BR66)/15","v":20.464367816091951},{"$f":"BS66+(Résultats!W$28-35)*('BdD PAC split'!BS67-'BdD PAC split'!BS66)/15","v":20.477241379310342},{"$f":"BT66+(Résultats!X$28-35)*('BdD PAC split'!BT67-'BdD PAC split'!BT66)/15","v":20.490114942528734},{"$f":"BU66+(Résultats!Y$28-35)*('BdD PAC split'!BU67-'BdD PAC split'!BU66)/15","v":20.502988505747123},{"$f":"BV66+(Résultats!Z$28-35)*('BdD PAC split'!BV67-'BdD PAC split'!BV66)/15","v":20.515862068965514},{"$f":"BW66+(Résultats!AA$28-35)*('BdD PAC split'!BW67-'BdD PAC split'!BW66)/15","v":20.528735632183906},{"$f":"BX66+(Résultats!AB$28-35)*('BdD PAC split'!BX67-'BdD PAC split'!BX66)/15","v":20.541609195402298},{"$f":"BY66+(Résultats!AC$28-35)*('BdD PAC split'!BY67-'BdD PAC split'!BY66)/15","v":20.554482758620686},{"$f":"BZ66+(Résultats!AD$28-35)*('BdD PAC split'!BZ67-'BdD PAC split'!BZ66)/15","v":20.567356321839078},{"$f":"CA66+(Résultats!AE$28-35)*('BdD PAC split'!CA67-'BdD PAC split'!CA66)/15","v":20.58022988505747},{"$f":"CB66+(Résultats!AF$28-35)*('BdD PAC split'!CB67-'BdD PAC split'!CB66)/15","v":20.593103448275858},{"$f":"CC66+(Résultats!AG$28-35)*('BdD PAC split'!CC67-'BdD PAC split'!CC66)/15","v":20.60597701149425},{"$f":"CD66+(Résultats!AH$28-35)*('BdD PAC split'!CD67-'BdD PAC split'!CD66)/15","v":20.618850574712642},{"$f":"CE66+(Résultats!AI$28-35)*('BdD PAC split'!CE67-'BdD PAC split'!CE66)/15","v":20.63172413793103},{"$f":"CF66+(Résultats!AJ$28-35)*('BdD PAC split'!CF67-'BdD PAC split'!CF66)/15","v":20.644597701149422},{"$f":"CG66+(Résultats!AK$28-35)*('BdD PAC split'!CG67-'BdD PAC split'!CG66)/15","v":20.657471264367814},{"$f":"CH66+(Résultats!AL$28-35)*('BdD PAC split'!CH67-'BdD PAC split'!CH66)/15","v":20.670344827586202},{"$f":"CI66+(Résultats!AM$28-35)*('BdD PAC split'!CI67-'BdD PAC split'!CI66)/15","v":20.683218390804594},{"$f":"CJ66+(Résultats!AN$28-35)*('BdD PAC split'!CJ67-'BdD PAC split'!CJ66)/15","v":20.696091954022986},{"$f":"CK66+(Résultats!AO$28-35)*('BdD PAC split'!CK67-'BdD PAC split'!CK66)/15","v":20.708965517241378},{"$f":"CL66+(Résultats!AP$28-35)*('BdD PAC split'!CL67-'BdD PAC split'!CL66)/15","v":20.721839080459766},{"$f":"CM66+(Résultats!AQ$28-35)*('BdD PAC split'!CM67-'BdD PAC split'!CM66)/15","v":20.734712643678158},{"$f":"CN66+(Résultats!AR$28-35)*('BdD PAC split'!CN67-'BdD PAC split'!CN66)/15","v":20.74758620689655},{"$f":"CO66+(Résultats!AS$28-35)*('BdD PAC split'!CO67-'BdD PAC split'!CO66)/15","v":20.760459770114938},{"$f":"CP66+(Résultats!AT$28-35)*('BdD PAC split'!CP67-'BdD PAC split'!CP66)/15","v":20.77333333333333},{"$f":"CQ66+(Résultats!AU$28-35)*('BdD PAC split'!CQ67-'BdD PAC split'!CQ66)/15","v":21.216666666666661},{"$f":"CR66+(Résultats!AV$28-35)*('BdD PAC split'!CR67-'BdD PAC split'!CR66)/15","v":21.216666666666661},{"$f":"CS66+(Résultats!AW$28-35)*('BdD PAC split'!CS67-'BdD PAC split'!CS66)/15","v":21.216666666666661},{"$f":"CT66+(Résultats!AX$28-35)*('BdD PAC split'!CT67-'BdD PAC split'!CT66)/15","v":21.216666666666661},{"$f":"CU66+(Résultats!AY$28-35)*('BdD PAC split'!CU67-'BdD PAC split'!CU66)/15","v":21.216666666666661},{"$f":"CV66+(Résultats!AZ$28-35)*('BdD PAC split'!CV67-'BdD PAC split'!CV66)/15","v":21.216666666666661},{"$f":"CW66+(Résultats!BA$28-35)*('BdD PAC split'!CW67-'BdD PAC split'!CW66)/15","v":21.216666666666661},{"$f":"CX66+(Résultats!BB$28-35)*('BdD PAC split'!CX67-'BdD PAC split'!CX66)/15","v":21.216666666666661},{"$f":"CY66+(Résultats!BC$28-35)*('BdD PAC split'!CY67-'BdD PAC split'!CY66)/15","v":21.216666666666661},{"$f":"CZ66+(Résultats!BD$28-35)*('BdD PAC split'!CZ67-'BdD PAC split'!CZ66)/15","v":21.216666666666661},{"$f":"DA66+(Résultats!BE$28-35)*('BdD PAC split'!DA67-'BdD PAC split'!DA66)/15","v":21.216666666666661}]
[null,null,10,4.8600000000000003,7.04,4.8600000000000003,5.53,4.8600000000000003,4.7699999999999996,4.8600000000000003,4.01,4.8600000000000003,3.44,4.8600000000000003,2.87,"-","-",null,null,null,null,null,null,null,null,null,null,9,32,{"$f":"IF(Résultats!$AJ$28>60,60,IF(AND(Résultats!$AJ$28=0,AB69>0),AB69,Résultats!$AJ$28))","v":24.517241379310342},25,1,"-",0,"-",0,"-",0,25,{"$f":"IFERROR(IF(AND($Y$48=1,num_tab=2),HLOOKUP(AM69,'BdD PAC monobloc'!$C$20:$P$62,AC69,FALSE),IF(AND($Y$48=1,num_tab=3),HLOOKUP(AM69,'BdD PAC monobloc'!$C$67:$P$109,FALSE),IF(AND($Y$48=1,num_tab=4),HLOOKUP(AM69,'BdD PAC monobloc'!$C$114:$P$156,FALSE),IF(num_tab=1,HLOOKUP(AM69,$D$37:$Q$79,AC69,FALSE),IF(num_tab=2,HLOOKUP(AM69,$D$84:$Q$126,AC69,FALSE),IF(num_tab=3,HLOOKUP(AM69,$D$131:$Q$173,AC69,FALSE),IF(num_tab=4,HLOOKUP(AM69,$D$178:$Q$220,AC69,FALSE),IF(num_tab=5,HLOOKUP(AM69,$D$225:$Q$267,AC69,FALSE),IF(num_tab=6,HLOOKUP(AM69,$D$272:$Q$314,AC69,FALSE),IF(num_tab=7,HLOOKUP(AM69,$D$319:$Q$361,AC69,FALSE))))))))))),\"-\")","v":10.94},{"$f":"IFERROR(IF(AND(Dimensionnement!$F$62=ChoixPAC!$G$6,ChoixPAC!$E$39=ChoixPAC!$G$12),AN69*2,AN69),\"-\")","v":10.94},{"$f":"IFERROR(IF(AND($Y$48=1,num_tab=2),HLOOKUP(AM69+1,'BdD PAC monobloc'!$C$20:$P$62,AC69,FALSE),IF(AND($Y$48=1,num_tab=3),HLOOKUP(AM69+1,'BdD PAC monobloc'!$C$67:$P$109,FALSE),IF(AND($Y$48=1,num_tab=4),HLOOKUP(AM69+1,'BdD PAC monobloc'!$C$114:$P$156,FALSE),IF(num_tab=1,HLOOKUP(AM69+1,$D$37:$Q$79,AC69,FALSE),IF(num_tab=2,HLOOKUP(AM69+1,$D$84:$Q$126,AC69,FALSE),IF(num_tab=3,HLOOKUP(AM69+1,$D$131:$Q$173,AC69,FALSE),IF(num_tab=4,HLOOKUP(AM69+1,$D$178:$Q$220,AC69,FALSE),IF(num_tab=5,HLOOKUP(AM69+1,$D$225:$Q$267,AC69,FALSE),IF(num_tab=6,HLOOKUP(AM69+1,$D$272:$Q$314,AC69,FALSE),IF(num_tab=7,HLOOKUP(AM69+1,$D$319:$Q$361,AC69,FALSE))))))))))),\"-\")","v":5.4359999999999999},2.0125091979396617,null,null,null,null,null,"COP PAC à T°ext/35",{"$f":"IF(AX$41<-15,0,('BdD PAC split'!$D$12-'BdD PAC split'!$F$12)/14*AX$41+('BdD PAC split'!$F$12*(-7)-'BdD PAC split'!$D$12*7)/(-14))","v":0},{"$f":"IF(AY$41<-15,0,('BdD PAC split'!$D$12-'BdD PAC split'!$F$12)/14*AY$41+('BdD PAC split'!$F$12*(-7)-'BdD PAC split'!$D$12*7)/(-14))","v":0},{"$f":"IF(AZ$41<-15,0,('BdD PAC split'!$D$12-'BdD PAC split'!$F$12)/14*AZ$41+('BdD PAC split'!$F$12*(-7)-'BdD PAC split'!$D$12*7)/(-14))","v":0},{"$f":"IF(BA$41<-15,0,('BdD PAC split'!$D$12-'BdD PAC split'!$F$12)/14*BA$41+('BdD PAC split'!$F$12*(-7)-'BdD PAC split'!$D$12*7)/(-14))","v":0},{"$f":"IF(BB$41<-15,0,('BdD PAC split'!$D$12-'BdD PAC split'!$F$12)/14*BB$41+('BdD PAC split'!$F$12*(-7)-'BdD PAC split'!$D$12*7)/(-14))","v":0},{"$f":"IF(BC$41<-15,0,('BdD PAC split'!$D$12-'BdD PAC split'!$F$12)/14*BC$41+('BdD PAC split'!$F$12*(-7)-'BdD PAC split'!$D$12*7)/(-14))","v":0},{"$f":"IF(BD$41<-15,0,('BdD PAC split'!$D$12-'BdD PAC split'!$F$12)/14*BD$41+('BdD PAC split'!$F$12*(-7)-'BdD PAC split'!$D$12*7)/(-14))","v":0},{"$f":"IF(BE$41<-15,0,('BdD PAC split'!$D$12-'BdD PAC split'!$F$12)/14*BE$41+('BdD PAC split'!$F$12*(-7)-'BdD PAC split'!$D$12*7)/(-14))","v":0},{"$f":"IF(BF$41<-15,0,('BdD PAC split'!$D$12-'BdD PAC split'!$F$12)/14*BF$41+('BdD PAC split'!$F$12*(-7)-'BdD PAC split'!$D$12*7)/(-14))","v":0},{"$f":"IF(BG$41<-15,0,('BdD PAC split'!$D$12-'BdD PAC split'!$F$12)/14*BG$41+('BdD PAC split'!$F$12*(-7)-'BdD PAC split'!$D$12*7)/(-14))","v":0},{"$f":"IF(BH$41<-15,0,('BdD PAC split'!$D$12-'BdD PAC split'!$F$12)/14*BH$41+('BdD PAC split'!$F$12*(-7)-'BdD PAC split'!$D$12*7)/(-14))","v":4.29},{"$f":"IF(BI$41<-15,0,('BdD PAC split'!$D$12-'BdD PAC split'!$F$12)/14*BI$41+('BdD PAC split'!$F$12*(-7)-'BdD PAC split'!$D$12*7)/(-14))","v":4.29},{"$f":"IF(BJ$41<-15,0,('BdD PAC split'!$D$12-'BdD PAC split'!$F$12)/14*BJ$41+('BdD PAC split'!$F$12*(-7)-'BdD PAC split'!$D$12*7)/(-14))","v":4.29},{"$f":"IF(BK$41<-15,0,('BdD PAC split'!$D$12-'BdD PAC split'!$F$12)/14*BK$41+('BdD PAC split'!$F$12*(-7)-'BdD PAC split'!$D$12*7)/(-14))","v":4.29},{"$f":"IF(BL$41<-15,0,('BdD PAC split'!$D$12-'BdD PAC split'!$F$12)/14*BL$41+('BdD PAC split'!$F$12*(-7)-'BdD PAC split'!$D$12*7)/(-14))","v":4.29},{"$f":"IF(BM$41<-15,0,('BdD PAC split'!$D$12-'BdD PAC split'!$F$12)/14*BM$41+('BdD PAC split'!$F$12*(-7)-'BdD PAC split'!$D$12*7)/(-14))","v":4.29},{"$f":"IF(BN$41<-15,0,('BdD PAC split'!$D$12-'BdD PAC split'!$F$12)/14*BN$41+('BdD PAC split'!$F$12*(-7)-'BdD PAC split'!$D$12*7)/(-14))","v":4.29},{"$f":"IF(BO$41<-15,0,('BdD PAC split'!$D$12-'BdD PAC split'!$F$12)/14*BO$41+('BdD PAC split'!$F$12*(-7)-'BdD PAC split'!$D$12*7)/(-14))","v":4.29},{"$f":"IF(BP$41<-15,0,('BdD PAC split'!$D$12-'BdD PAC split'!$F$12)/14*BP$41+('BdD PAC split'!$F$12*(-7)-'BdD PAC split'!$D$12*7)/(-14))","v":4.29},{"$f":"IF(BQ$41<-15,0,('BdD PAC split'!$D$12-'BdD PAC split'!$F$12)/14*BQ$41+('BdD PAC split'!$F$12*(-7)-'BdD PAC split'!$D$12*7)/(-14))","v":4.29},{"$f":"IF(BR$41<-15,0,('BdD PAC split'!$D$12-'BdD PAC split'!$F$12)/14*BR$41+('BdD PAC split'!$F$12*(-7)-'BdD PAC split'!$D$12*7)/(-14))","v":4.29},{"$f":"IF(BS$41<-15,0,('BdD PAC split'!$D$12-'BdD PAC split'!$F$12)/14*BS$41+('BdD PAC split'!$F$12*(-7)-'BdD PAC split'!$D$12*7)/(-14))","v":4.29},{"$f":"IF(BT$41<-15,0,('BdD PAC split'!$D$12-'BdD PAC split'!$F$12)/14*BT$41+('BdD PAC split'!$F$12*(-7)-'BdD PAC split'!$D$12*7)/(-14))","v":4.29},{"$f":"IF(BU$41<-15,0,('BdD PAC split'!$D$12-'BdD PAC split'!$F$12)/14*BU$41+('BdD PAC split'!$F$12*(-7)-'BdD PAC split'!$D$12*7)/(-14))","v":4.29},{"$f":"IF(BV$41<-15,0,('BdD PAC split'!$D$12-'BdD PAC split'!$F$12)/14*BV$41+('BdD PAC split'!$F$12*(-7)-'BdD PAC split'!$D$12*7)/(-14))","v":4.29},{"$f":"IF(BW$41<-15,0,('BdD PAC split'!$D$12-'BdD PAC split'!$F$12)/14*BW$41+('BdD PAC split'!$F$12*(-7)-'BdD PAC split'!$D$12*7)/(-14))","v":4.29},{"$f":"IF(BX$41<-15,0,('BdD PAC split'!$D$12-'BdD PAC split'!$F$12)/14*BX$41+('BdD PAC split'!$F$12*(-7)-'BdD PAC split'!$D$12*7)/(-14))","v":4.29},{"$f":"IF(BY$41<-15,0,('BdD PAC split'!$D$12-'BdD PAC split'!$F$12)/14*BY$41+('BdD PAC split'!$F$12*(-7)-'BdD PAC split'!$D$12*7)/(-14))","v":4.29},{"$f":"IF(BZ$41<-15,0,('BdD PAC split'!$D$12-'BdD PAC split'!$F$12)/14*BZ$41+('BdD PAC split'!$F$12*(-7)-'BdD PAC split'!$D$12*7)/(-14))","v":4.29},{"$f":"IF(CA$41<-15,0,('BdD PAC split'!$D$12-'BdD PAC split'!$F$12)/14*CA$41+('BdD PAC split'!$F$12*(-7)-'BdD PAC split'!$D$12*7)/(-14))","v":4.29},{"$f":"IF(CB$41<-15,0,('BdD PAC split'!$D$12-'BdD PAC split'!$F$12)/14*CB$41+('BdD PAC split'!$F$12*(-7)-'BdD PAC split'!$D$12*7)/(-14))","v":4.29},{"$f":"IF(CC$41<-15,0,('BdD PAC split'!$D$12-'BdD PAC split'!$F$12)/14*CC$41+('BdD PAC split'!$F$12*(-7)-'BdD PAC split'!$D$12*7)/(-14))","v":4.29},{"$f":"IF(CD$41<-15,0,('BdD PAC split'!$D$12-'BdD PAC split'!$F$12)/14*CD$41+('BdD PAC split'!$F$12*(-7)-'BdD PAC split'!$D$12*7)/(-14))","v":4.29},{"$f":"IF(CE$41<-15,0,('BdD PAC split'!$D$12-'BdD PAC split'!$F$12)/14*CE$41+('BdD PAC split'!$F$12*(-7)-'BdD PAC split'!$D$12*7)/(-14))","v":4.29},{"$f":"IF(CF$41<-15,0,('BdD PAC split'!$D$12-'BdD PAC split'!$F$12)/14*CF$41+('BdD PAC split'!$F$12*(-7)-'BdD PAC split'!$D$12*7)/(-14))","v":4.29},{"$f":"IF(CG$41<-15,0,('BdD PAC split'!$D$12-'BdD PAC split'!$F$12)/14*CG$41+('BdD PAC split'!$F$12*(-7)-'BdD PAC split'!$D$12*7)/(-14))","v":4.29},{"$f":"IF(CH$41<-15,0,('BdD PAC split'!$D$12-'BdD PAC split'!$F$12)/14*CH$41+('BdD PAC split'!$F$12*(-7)-'BdD PAC split'!$D$12*7)/(-14))","v":4.29},{"$f":"IF(CI$41<-15,0,('BdD PAC split'!$D$12-'BdD PAC split'!$F$12)/14*CI$41+('BdD PAC split'!$F$12*(-7)-'BdD PAC split'!$D$12*7)/(-14))","v":4.29},{"$f":"IF(CJ$41<-15,0,('BdD PAC split'!$D$12-'BdD PAC split'!$F$12)/14*CJ$41+('BdD PAC split'!$F$12*(-7)-'BdD PAC split'!$D$12*7)/(-14))","v":4.29},{"$f":"IF(CK$41<-15,0,('BdD PAC split'!$D$12-'BdD PAC split'!$F$12)/14*CK$41+('BdD PAC split'!$F$12*(-7)-'BdD PAC split'!$D$12*7)/(-14))","v":4.29},{"$f":"IF(CL$41<-15,0,('BdD PAC split'!$D$12-'BdD PAC split'!$F$12)/14*CL$41+('BdD PAC split'!$F$12*(-7)-'BdD PAC split'!$D$12*7)/(-14))","v":4.29},{"$f":"IF(CM$41<-15,0,('BdD PAC split'!$D$12-'BdD PAC split'!$F$12)/14*CM$41+('BdD PAC split'!$F$12*(-7)-'BdD PAC split'!$D$12*7)/(-14))","v":4.29},{"$f":"IF(CN$41<-15,0,('BdD PAC split'!$D$12-'BdD PAC split'!$F$12)/14*CN$41+('BdD PAC split'!$F$12*(-7)-'BdD PAC split'!$D$12*7)/(-14))","v":4.29},{"$f":"IF(CO$41<-15,0,('BdD PAC split'!$D$12-'BdD PAC split'!$F$12)/14*CO$41+('BdD PAC split'!$F$12*(-7)-'BdD PAC split'!$D$12*7)/(-14))","v":4.29},{"$f":"IF(CP$41<-15,0,('BdD PAC split'!$D$12-'BdD PAC split'!$F$12)/14*CP$41+('BdD PAC split'!$F$12*(-7)-'BdD PAC split'!$D$12*7)/(-14))","v":4.29},{"$f":"IF(CQ$41<-15,0,('BdD PAC split'!$D$12-'BdD PAC split'!$F$12)/14*CQ$41+('BdD PAC split'!$F$12*(-7)-'BdD PAC split'!$D$12*7)/(-14))","v":4.29},{"$f":"IF(CR$41<-15,0,('BdD PAC split'!$D$12-'BdD PAC split'!$F$12)/14*CR$41+('BdD PAC split'!$F$12*(-7)-'BdD PAC split'!$D$12*7)/(-14))","v":4.29},{"$f":"IF(CS$41<-15,0,('BdD PAC split'!$D$12-'BdD PAC split'!$F$12)/14*CS$41+('BdD PAC split'!$F$12*(-7)-'BdD PAC split'!$D$12*7)/(-14))","v":4.29},{"$f":"IF(CT$41<-15,0,('BdD PAC split'!$D$12-'BdD PAC split'!$F$12)/14*CT$41+('BdD PAC split'!$F$12*(-7)-'BdD PAC split'!$D$12*7)/(-14))","v":4.29},{"$f":"IF(CU$41<-15,0,('BdD PAC split'!$D$12-'BdD PAC split'!$F$12)/14*CU$41+('BdD PAC split'!$F$12*(-7)-'BdD PAC split'!$D$12*7)/(-14))","v":4.29},{"$f":"IF(CV$41<-15,0,('BdD PAC split'!$D$12-'BdD PAC split'!$F$12)/14*CV$41+('BdD PAC split'!$F$12*(-7)-'BdD PAC split'!$D$12*7)/(-14))","v":4.29},{"$f":"IF(CW$41<-15,0,('BdD PAC split'!$D$12-'BdD PAC split'!$F$12)/14*CW$41+('BdD PAC split'!$F$12*(-7)-'BdD PAC split'!$D$12*7)/(-14))","v":4.29},{"$f":"IF(CX$41<-15,0,('BdD PAC split'!$D$12-'BdD PAC split'!$F$12)/14*CX$41+('BdD PAC split'!$F$12*(-7)-'BdD PAC split'!$D$12*7)/(-14))","v":4.29},{"$f":"IF(CY$41<-15,0,('BdD PAC split'!$D$12-'BdD PAC split'!$F$12)/14*CY$41+('BdD PAC split'!$F$12*(-7)-'BdD PAC split'!$D$12*7)/(-14))","v":4.29},{"$f":"IF(CZ$41<-15,0,('BdD PAC split'!$D$12-'BdD PAC split'!$F$12)/14*CZ$41+('BdD PAC split'!$F$12*(-7)-'BdD PAC split'!$D$12*7)/(-14))","v":4.29},{"$f":"IF(DA$41<-15,0,('BdD PAC split'!$D$12-'BdD PAC split'!$F$12)/14*DA$41+('BdD PAC split'!$F$12*(-7)-'BdD PAC split'!$D$12*7)/(-14))","v":4.29}]
[null,null,11,4.9800000000000004,7.24,4.9800000000000004,5.68,4.9800000000000004,4.9000000000000004,4.9800000000000004,4.12,4.9800000000000004,3.52,4.9800000000000004,2.93,"-","-",null,null,null,null,null,null,null,null,null,null,10,33,{"$f":"IF(Résultats!$AK$28>60,60,IF(AND(Résultats!$AK$28=0,AB70>0),AB70,Résultats!$AK$28))","v":23.965517241379306},25,1,"-",0,"-",0,"-",0,25,{"$f":"IFERROR(IF(AND($Y$48=1,num_tab=2),HLOOKUP(AM70,'BdD PAC monobloc'!$C$20:$P$62,AC70,FALSE),IF(AND($Y$48=1,num_tab=3),HLOOKUP(AM70,'BdD PAC monobloc'!$C$67:$P$109,FALSE),IF(AND($Y$48=1,num_tab=4),HLOOKUP(AM70,'BdD PAC monobloc'!$C$114:$P$156,FALSE),IF(num_tab=1,HLOOKUP(AM70,$D$37:$Q$79,AC70,FALSE),IF(num_tab=2,HLOOKUP(AM70,$D$84:$Q$126,AC70,FALSE),IF(num_tab=3,HLOOKUP(AM70,$D$131:$Q$173,AC70,FALSE),IF(num_tab=4,HLOOKUP(AM70,$D$178:$Q$220,AC70,FALSE),IF(num_tab=5,HLOOKUP(AM70,$D$225:$Q$267,AC70,FALSE),IF(num_tab=6,HLOOKUP(AM70,$D$272:$Q$314,AC70,FALSE),IF(num_tab=7,HLOOKUP(AM70,$D$319:$Q$361,AC70,FALSE))))))))))),\"-\")","v":10.96},{"$f":"IFERROR(IF(AND(Dimensionnement!$F$62=ChoixPAC!$G$6,ChoixPAC!$E$39=ChoixPAC!$G$12),AN70*2,AN70),\"-\")","v":10.96},{"$f":"IFERROR(IF(AND($Y$48=1,num_tab=2),HLOOKUP(AM70+1,'BdD PAC monobloc'!$C$20:$P$62,AC70,FALSE),IF(AND($Y$48=1,num_tab=3),HLOOKUP(AM70+1,'BdD PAC monobloc'!$C$67:$P$109,FALSE),IF(AND($Y$48=1,num_tab=4),HLOOKUP(AM70+1,'BdD PAC monobloc'!$C$114:$P$156,FALSE),IF(num_tab=1,HLOOKUP(AM70+1,$D$37:$Q$79,AC70,FALSE),IF(num_tab=2,HLOOKUP(AM70+1,$D$84:$Q$126,AC70,FALSE),IF(num_tab=3,HLOOKUP(AM70+1,$D$131:$Q$173,AC70,FALSE),IF(num_tab=4,HLOOKUP(AM70+1,$D$178:$Q$220,AC70,FALSE),IF(num_tab=5,HLOOKUP(AM70+1,$D$225:$Q$267,AC70,FALSE),IF(num_tab=6,HLOOKUP(AM70+1,$D$272:$Q$314,AC70,FALSE),IF(num_tab=7,HLOOKUP(AM70+1,$D$319:$Q$361,AC70,FALSE))))))))))),\"-\")","v":5.3939999999999992},2.0318872821653695,null,null,null,null,null,"COP PAC à T°ext/50",{"$f":"IF(AX$41<-15,0,('BdD PAC split'!$J$12-'BdD PAC split'!$L$12)/14*AX$41+('BdD PAC split'!$L$12*(-7)-'BdD PAC split'!$J$12*7)/(-14))","v":0},{"$f":"IF(AY$41<-15,0,('BdD PAC split'!$J$12-'BdD PAC split'!$L$12)/14*AY$41+('BdD PAC split'!$L$12*(-7)-'BdD PAC split'!$J$12*7)/(-14))","v":0},{"$f":"IF(AZ$41<-15,0,('BdD PAC split'!$J$12-'BdD PAC split'!$L$12)/14*AZ$41+('BdD PAC split'!$L$12*(-7)-'BdD PAC split'!$J$12*7)/(-14))","v":0},{"$f":"IF(BA$41<-15,0,('BdD PAC split'!$J$12-'BdD PAC split'!$L$12)/14*BA$41+('BdD PAC split'!$L$12*(-7)-'BdD PAC split'!$J$12*7)/(-14))","v":0},{"$f":"IF(BB$41<-15,0,('BdD PAC split'!$J$12-'BdD PAC split'!$L$12)/14*BB$41+('BdD PAC split'!$L$12*(-7)-'BdD PAC split'!$J$12*7)/(-14))","v":0},{"$f":"IF(BC$41<-15,0,('BdD PAC split'!$J$12-'BdD PAC split'!$L$12)/14*BC$41+('BdD PAC split'!$L$12*(-7)-'BdD PAC split'!$J$12*7)/(-14))","v":0},{"$f":"IF(BD$41<-15,0,('BdD PAC split'!$J$12-'BdD PAC split'!$L$12)/14*BD$41+('BdD PAC split'!$L$12*(-7)-'BdD PAC split'!$J$12*7)/(-14))","v":0},{"$f":"IF(BE$41<-15,0,('BdD PAC split'!$J$12-'BdD PAC split'!$L$12)/14*BE$41+('BdD PAC split'!$L$12*(-7)-'BdD PAC split'!$J$12*7)/(-14))","v":0},{"$f":"IF(BF$41<-15,0,('BdD PAC split'!$J$12-'BdD PAC split'!$L$12)/14*BF$41+('BdD PAC split'!$L$12*(-7)-'BdD PAC split'!$J$12*7)/(-14))","v":0},{"$f":"IF(BG$41<-15,0,('BdD PAC split'!$J$12-'BdD PAC split'!$L$12)/14*BG$41+('BdD PAC split'!$L$12*(-7)-'BdD PAC split'!$J$12*7)/(-14))","v":0},{"$f":"IF(BH$41<-15,0,('BdD PAC split'!$J$12-'BdD PAC split'!$L$12)/14*BH$41+('BdD PAC split'!$L$12*(-7)-'BdD PAC split'!$J$12*7)/(-14))","v":3.43},{"$f":"IF(BI$41<-15,0,('BdD PAC split'!$J$12-'BdD PAC split'!$L$12)/14*BI$41+('BdD PAC split'!$L$12*(-7)-'BdD PAC split'!$J$12*7)/(-14))","v":3.43},{"$f":"IF(BJ$41<-15,0,('BdD PAC split'!$J$12-'BdD PAC split'!$L$12)/14*BJ$41+('BdD PAC split'!$L$12*(-7)-'BdD PAC split'!$J$12*7)/(-14))","v":3.43},{"$f":"IF(BK$41<-15,0,('BdD PAC split'!$J$12-'BdD PAC split'!$L$12)/14*BK$41+('BdD PAC split'!$L$12*(-7)-'BdD PAC split'!$J$12*7)/(-14))","v":3.43},{"$f":"IF(BL$41<-15,0,('BdD PAC split'!$J$12-'BdD PAC split'!$L$12)/14*BL$41+('BdD PAC split'!$L$12*(-7)-'BdD PAC split'!$J$12*7)/(-14))","v":3.43},{"$f":"IF(BM$41<-15,0,('BdD PAC split'!$J$12-'BdD PAC split'!$L$12)/14*BM$41+('BdD PAC split'!$L$12*(-7)-'BdD PAC split'!$J$12*7)/(-14))","v":3.43},{"$f":"IF(BN$41<-15,0,('BdD PAC split'!$J$12-'BdD PAC split'!$L$12)/14*BN$41+('BdD PAC split'!$L$12*(-7)-'BdD PAC split'!$J$12*7)/(-14))","v":3.43},{"$f":"IF(BO$41<-15,0,('BdD PAC split'!$J$12-'BdD PAC split'!$L$12)/14*BO$41+('BdD PAC split'!$L$12*(-7)-'BdD PAC split'!$J$12*7)/(-14))","v":3.43},{"$f":"IF(BP$41<-15,0,('BdD PAC split'!$J$12-'BdD PAC split'!$L$12)/14*BP$41+('BdD PAC split'!$L$12*(-7)-'BdD PAC split'!$J$12*7)/(-14))","v":3.43},{"$f":"IF(BQ$41<-15,0,('BdD PAC split'!$J$12-'BdD PAC split'!$L$12)/14*BQ$41+('BdD PAC split'!$L$12*(-7)-'BdD PAC split'!$J$12*7)/(-14))","v":3.43},{"$f":"IF(BR$41<-15,0,('BdD PAC split'!$J$12-'BdD PAC split'!$L$12)/14*BR$41+('BdD PAC split'!$L$12*(-7)-'BdD PAC split'!$J$12*7)/(-14))","v":3.43},{"$f":"IF(BS$41<-15,0,('BdD PAC split'!$J$12-'BdD PAC split'!$L$12)/14*BS$41+('BdD PAC split'!$L$12*(-7)-'BdD PAC split'!$J$12*7)/(-14))","v":3.43},{"$f":"IF(BT$41<-15,0,('BdD PAC split'!$J$12-'BdD PAC split'!$L$12)/14*BT$41+('BdD PAC split'!$L$12*(-7)-'BdD PAC split'!$J$12*7)/(-14))","v":3.43},{"$f":"IF(BU$41<-15,0,('BdD PAC split'!$J$12-'BdD PAC split'!$L$12)/14*BU$41+('BdD PAC split'!$L$12*(-7)-'BdD PAC split'!$J$12*7)/(-14))","v":3.43},{"$f":"IF(BV$41<-15,0,('BdD PAC split'!$J$12-'BdD PAC split'!$L$12)/14*BV$41+('BdD PAC split'!$L$12*(-7)-'BdD PAC split'!$J$12*7)/(-14))","v":3.43},{"$f":"IF(BW$41<-15,0,('BdD PAC split'!$J$12-'BdD PAC split'!$L$12)/14*BW$41+('BdD PAC split'!$L$12*(-7)-'BdD PAC split'!$J$12*7)/(-14))","v":3.43},{"$f":"IF(BX$41<-15,0,('BdD PAC split'!$J$12-'BdD PAC split'!$L$12)/14*BX$41+('BdD PAC split'!$L$12*(-7)-'BdD PAC split'!$J$12*7)/(-14))","v":3.43},{"$f":"IF(BY$41<-15,0,('BdD PAC split'!$J$12-'BdD PAC split'!$L$12)/14*BY$41+('BdD PAC split'!$L$12*(-7)-'BdD PAC split'!$J$12*7)/(-14))","v":3.43},{"$f":"IF(BZ$41<-15,0,('BdD PAC split'!$J$12-'BdD PAC split'!$L$12)/14*BZ$41+('BdD PAC split'!$L$12*(-7)-'BdD PAC split'!$J$12*7)/(-14))","v":3.43},{"$f":"IF(CA$41<-15,0,('BdD PAC split'!$J$12-'BdD PAC split'!$L$12)/14*CA$41+('BdD PAC split'!$L$12*(-7)-'BdD PAC split'!$J$12*7)/(-14))","v":3.43},{"$f":"IF(CB$41<-15,0,('BdD PAC split'!$J$12-'BdD PAC split'!$L$12)/14*CB$41+('BdD PAC split'!$L$12*(-7)-'BdD PAC split'!$J$12*7)/(-14))","v":3.43},{"$f":"IF(CC$41<-15,0,('BdD PAC split'!$J$12-'BdD PAC split'!$L$12)/14*CC$41+('BdD PAC split'!$L$12*(-7)-'BdD PAC split'!$J$12*7)/(-14))","v":3.43},{"$f":"IF(CD$41<-15,0,('BdD PAC split'!$J$12-'BdD PAC split'!$L$12)/14*CD$41+('BdD PAC split'!$L$12*(-7)-'BdD PAC split'!$J$12*7)/(-14))","v":3.43},{"$f":"IF(CE$41<-15,0,('BdD PAC split'!$J$12-'BdD PAC split'!$L$12)/14*CE$41+('BdD PAC split'!$L$12*(-7)-'BdD PAC split'!$J$12*7)/(-14))","v":3.43},{"$f":"IF(CF$41<-15,0,('BdD PAC split'!$J$12-'BdD PAC split'!$L$12)/14*CF$41+('BdD PAC split'!$L$12*(-7)-'BdD PAC split'!$J$12*7)/(-14))","v":3.43},{"$f":"IF(CG$41<-15,0,('BdD PAC split'!$J$12-'BdD PAC split'!$L$12)/14*CG$41+('BdD PAC split'!$L$12*(-7)-'BdD PAC split'!$J$12*7)/(-14))","v":3.43},{"$f":"IF(CH$41<-15,0,('BdD PAC split'!$J$12-'BdD PAC split'!$L$12)/14*CH$41+('BdD PAC split'!$L$12*(-7)-'BdD PAC split'!$J$12*7)/(-14))","v":3.43},{"$f":"IF(CI$41<-15,0,('BdD PAC split'!$J$12-'BdD PAC split'!$L$12)/14*CI$41+('BdD PAC split'!$L$12*(-7)-'BdD PAC split'!$J$12*7)/(-14))","v":3.43},{"$f":"IF(CJ$41<-15,0,('BdD PAC split'!$J$12-'BdD PAC split'!$L$12)/14*CJ$41+('BdD PAC split'!$L$12*(-7)-'BdD PAC split'!$J$12*7)/(-14))","v":3.43},{"$f":"IF(CK$41<-15,0,('BdD PAC split'!$J$12-'BdD PAC split'!$L$12)/14*CK$41+('BdD PAC split'!$L$12*(-7)-'BdD PAC split'!$J$12*7)/(-14))","v":3.43},{"$f":"IF(CL$41<-15,0,('BdD PAC split'!$J$12-'BdD PAC split'!$L$12)/14*CL$41+('BdD PAC split'!$L$12*(-7)-'BdD PAC split'!$J$12*7)/(-14))","v":3.43},{"$f":"IF(CM$41<-15,0,('BdD PAC split'!$J$12-'BdD PAC split'!$L$12)/14*CM$41+('BdD PAC split'!$L$12*(-7)-'BdD PAC split'!$J$12*7)/(-14))","v":3.43},{"$f":"IF(CN$41<-15,0,('BdD PAC split'!$J$12-'BdD PAC split'!$L$12)/14*CN$41+('BdD PAC split'!$L$12*(-7)-'BdD PAC split'!$J$12*7)/(-14))","v":3.43},{"$f":"IF(CO$41<-15,0,('BdD PAC split'!$J$12-'BdD PAC split'!$L$12)/14*CO$41+('BdD PAC split'!$L$12*(-7)-'BdD PAC split'!$J$12*7)/(-14))","v":3.43},{"$f":"IF(CP$41<-15,0,('BdD PAC split'!$J$12-'BdD PAC split'!$L$12)/14*CP$41+('BdD PAC split'!$L$12*(-7)-'BdD PAC split'!$J$12*7)/(-14))","v":3.43},{"$f":"IF(CQ$41<-15,0,('BdD PAC split'!$J$12-'BdD PAC split'!$L$12)/14*CQ$41+('BdD PAC split'!$L$12*(-7)-'BdD PAC split'!$J$12*7)/(-14))","v":3.43},{"$f":"IF(CR$41<-15,0,('BdD PAC split'!$J$12-'BdD PAC split'!$L$12)/14*CR$41+('BdD PAC split'!$L$12*(-7)-'BdD PAC split'!$J$12*7)/(-14))","v":3.43},{"$f":"IF(CS$41<-15,0,('BdD PAC split'!$J$12-'BdD PAC split'!$L$12)/14*CS$41+('BdD PAC split'!$L$12*(-7)-'BdD PAC split'!$J$12*7)/(-14))","v":3.43},{"$f":"IF(CT$41<-15,0,('BdD PAC split'!$J$12-'BdD PAC split'!$L$12)/14*CT$41+('BdD PAC split'!$L$12*(-7)-'BdD PAC split'!$J$12*7)/(-14))","v":3.43},{"$f":"IF(CU$41<-15,0,('BdD PAC split'!$J$12-'BdD PAC split'!$L$12)/14*CU$41+('BdD PAC split'!$L$12*(-7)-'BdD PAC split'!$J$12*7)/(-14))","v":3.43},{"$f":"IF(CV$41<-15,0,('BdD PAC split'!$J$12-'BdD PAC split'!$L$12)/14*CV$41+('BdD PAC split'!$L$12*(-7)-'BdD PAC split'!$J$12*7)/(-14))","v":3.43},{"$f":"IF(CW$41<-15,0,('BdD PAC split'!$J$12-'BdD PAC split'!$L$12)/14*CW$41+('BdD PAC split'!$L$12*(-7)-'BdD PAC split'!$J$12*7)/(-14))","v":3.43},{"$f":"IF(CX$41<-15,0,('BdD PAC split'!$J$12-'BdD PAC split'!$L$12)/14*CX$41+('BdD PAC split'!$L$12*(-7)-'BdD PAC split'!$J$12*7)/(-14))","v":3.43},{"$f":"IF(CY$41<-15,0,('BdD PAC split'!$J$12-'BdD PAC split'!$L$12)/14*CY$41+('BdD PAC split'!$L$12*(-7)-'BdD PAC split'!$J$12*7)/(-14))","v":3.43},{"$f":"IF(CZ$41<-15,0,('BdD PAC split'!$J$12-'BdD PAC split'!$L$12)/14*CZ$41+('BdD PAC split'!$L$12*(-7)-'BdD PAC split'!$J$12*7)/(-14))","v":3.43},{"$f":"IF(DA$41<-15,0,('BdD PAC split'!$J$12-'BdD PAC split'!$L$12)/14*DA$41+('BdD PAC split'!$L$12*(-7)-'BdD PAC split'!$J$12*7)/(-14))","v":3.43}]
[null,null,12,5.0999999999999996,7.45,5.0999999999999996,5.84,5.0999999999999996,5.03,5.0999999999999996,4.22,5.0999999999999996,3.6,5.0999999999999996,2.99,"-","-",null,null,null,null,null,null,null,null,null,null,11,34,{"$f":"IF(Résultats!$AL$28>60,60,IF(AND(Résultats!$AL$28=0,AB71>0),AB71,Résultats!$AL$28))","v":23.41379310344827},25,1,"-",0,"-",0,"-",0,25,{"$f":"IFERROR(IF(AND($Y$48=1,num_tab=2),HLOOKUP(AM71,'BdD PAC monobloc'!$C$20:$P$62,AC71,FALSE),IF(AND($Y$48=1,num_tab=3),HLOOKUP(AM71,'BdD PAC monobloc'!$C$67:$P$109,FALSE),IF(AND($Y$48=1,num_tab=4),HLOOKUP(AM71,'BdD PAC monobloc'!$C$114:$P$156,FALSE),IF(num_tab=1,HLOOKUP(AM71,$D$37:$Q$79,AC71,FALSE),IF(num_tab=2,HLOOKUP(AM71,$D$84:$Q$126,AC71,FALSE),IF(num_tab=3,HLOOKUP(AM71,$D$131:$Q$173,AC71,FALSE),IF(num_tab=4,HLOOKUP(AM71,$D$178:$Q$220,AC71,FALSE),IF(num_tab=5,HLOOKUP(AM71,$D$225:$Q$267,AC71,FALSE),IF(num_tab=6,HLOOKUP(AM71,$D$272:$Q$314,AC71,FALSE),IF(num_tab=7,HLOOKUP(AM71,$D$319:$Q$361,AC71,FALSE))))))))))),\"-\")","v":10.98},{"$f":"IFERROR(IF(AND(Dimensionnement!$F$62=ChoixPAC!$G$6,ChoixPAC!$E$39=ChoixPAC!$G$12),AN71*2,AN71),\"-\")","v":10.98},{"$f":"IFERROR(IF(AND($Y$48=1,num_tab=2),HLOOKUP(AM71+1,'BdD PAC monobloc'!$C$20:$P$62,AC71,FALSE),IF(AND($Y$48=1,num_tab=3),HLOOKUP(AM71+1,'BdD PAC monobloc'!$C$67:$P$109,FALSE),IF(AND($Y$48=1,num_tab=4),HLOOKUP(AM71+1,'BdD PAC monobloc'!$C$114:$P$156,FALSE),IF(num_tab=1,HLOOKUP(AM71+1,$D$37:$Q$79,AC71,FALSE),IF(num_tab=2,HLOOKUP(AM71+1,$D$84:$Q$126,AC71,FALSE),IF(num_tab=3,HLOOKUP(AM71+1,$D$131:$Q$173,AC71,FALSE),IF(num_tab=4,HLOOKUP(AM71+1,$D$178:$Q$220,AC71,FALSE),IF(num_tab=5,HLOOKUP(AM71+1,$D$225:$Q$267,AC71,FALSE),IF(num_tab=6,HLOOKUP(AM71+1,$D$272:$Q$314,AC71,FALSE),IF(num_tab=7,HLOOKUP(AM71+1,$D$319:$Q$361,AC71,FALSE))))))))))),\"-\")","v":5.3519999999999994},2.0515695067264579,null,null,null,null,null,"COP PAC à T°ext/Tdep",{"$f":"AX69+(Résultats!B$28-35)*('BdD PAC split'!AX70-'BdD PAC split'!AX69)/15","v":0},{"$f":"AY69+(Résultats!C$28-35)*('BdD PAC split'!AY70-'BdD PAC split'!AY69)/15","v":0},{"$f":"AZ69+(Résultats!D$28-35)*('BdD PAC split'!AZ70-'BdD PAC split'!AZ69)/15","v":0},{"$f":"BA69+(Résultats!E$28-35)*('BdD PAC split'!BA70-'BdD PAC split'!BA69)/15","v":0},{"$f":"BB69+(Résultats!F$28-35)*('BdD PAC split'!BB70-'BdD PAC split'!BB69)/15","v":0},{"$f":"BC69+(Résultats!G$28-35)*('BdD PAC split'!BC70-'BdD PAC split'!BC69)/15","v":0},{"$f":"BD69+(Résultats!H$28-35)*('BdD PAC split'!BD70-'BdD PAC split'!BD69)/15","v":0},{"$f":"BE69+(Résultats!I$28-35)*('BdD PAC split'!BE70-'BdD PAC split'!BE69)/15","v":0},{"$f":"BF69+(Résultats!J$28-35)*('BdD PAC split'!BF70-'BdD PAC split'!BF69)/15","v":0},{"$f":"BG69+(Résultats!K$28-35)*('BdD PAC split'!BG70-'BdD PAC split'!BG69)/15","v":0},{"$f":"BH69+(Résultats!L$28-35)*('BdD PAC split'!BH70-'BdD PAC split'!BH69)/15","v":4.29},{"$f":"BI69+(Résultats!M$28-35)*('BdD PAC split'!BI70-'BdD PAC split'!BI69)/15","v":4.29},{"$f":"BJ69+(Résultats!N$28-35)*('BdD PAC split'!BJ70-'BdD PAC split'!BJ69)/15","v":4.29},{"$f":"BK69+(Résultats!O$28-35)*('BdD PAC split'!BK70-'BdD PAC split'!BK69)/15","v":4.29},{"$f":"BL69+(Résultats!P$28-35)*('BdD PAC split'!BL70-'BdD PAC split'!BL69)/15","v":4.29},{"$f":"BM69+(Résultats!Q$28-35)*('BdD PAC split'!BM70-'BdD PAC split'!BM69)/15","v":4.29},{"$f":"BN69+(Résultats!R$28-35)*('BdD PAC split'!BN70-'BdD PAC split'!BN69)/15","v":4.3216321839080463},{"$f":"BO69+(Résultats!S$28-35)*('BdD PAC split'!BO70-'BdD PAC split'!BO69)/15","v":4.3532643678160916},{"$f":"BP69+(Résultats!T$28-35)*('BdD PAC split'!BP70-'BdD PAC split'!BP69)/15","v":4.3848965517241378},{"$f":"BQ69+(Résultats!U$28-35)*('BdD PAC split'!BQ70-'BdD PAC split'!BQ69)/15","v":4.4165287356321832},{"$f":"BR69+(Résultats!V$28-35)*('BdD PAC split'!BR70-'BdD PAC split'!BR69)/15","v":4.4481609195402294},{"$f":"BS69+(Résultats!W$28-35)*('BdD PAC split'!BS70-'BdD PAC split'!BS69)/15","v":4.4797931034482756},{"$f":"BT69+(Résultats!X$28-35)*('BdD PAC split'!BT70-'BdD PAC split'!BT69)/15","v":4.511425287356321},{"$f":"BU69+(Résultats!Y$28-35)*('BdD PAC split'!BU70-'BdD PAC split'!BU69)/15","v":4.5430574712643672},{"$f":"BV69+(Résultats!Z$28-35)*('BdD PAC split'!BV70-'BdD PAC split'!BV69)/15","v":4.5746896551724134},{"$f":"BW69+(Résultats!AA$28-35)*('BdD PAC split'!BW70-'BdD PAC split'!BW69)/15","v":4.6063218390804597},{"$f":"BX69+(Résultats!AB$28-35)*('BdD PAC split'!BX70-'BdD PAC split'!BX69)/15","v":4.637954022988505},{"$f":"BY69+(Résultats!AC$28-35)*('BdD PAC split'!BY70-'BdD PAC split'!BY69)/15","v":4.6695862068965512},{"$f":"BZ69+(Résultats!AD$28-35)*('BdD PAC split'!BZ70-'BdD PAC split'!BZ69)/15","v":4.7012183908045975},{"$f":"CA69+(Résultats!AE$28-35)*('BdD PAC split'!CA70-'BdD PAC split'!CA69)/15","v":4.7328505747126437},{"$f":"CB69+(Résultats!AF$28-35)*('BdD PAC split'!CB70-'BdD PAC split'!CB69)/15","v":4.7644827586206899},{"$f":"CC69+(Résultats!AG$28-35)*('BdD PAC split'!CC70-'BdD PAC split'!CC69)/15","v":4.7961149425287353},{"$f":"CD69+(Résultats!AH$28-35)*('BdD PAC split'!CD70-'BdD PAC split'!CD69)/15","v":4.8277471264367815},{"$f":"CE69+(Résultats!AI$28-35)*('BdD PAC split'!CE70-'BdD PAC split'!CE69)/15","v":4.8593793103448277},{"$f":"CF69+(Résultats!AJ$28-35)*('BdD PAC split'!CF70-'BdD PAC split'!CF69)/15","v":4.891011494252874},{"$f":"CG69+(Résultats!AK$28-35)*('BdD PAC split'!CG70-'BdD PAC split'!CG69)/15","v":4.9226436781609202},{"$f":"CH69+(Résultats!AL$28-35)*('BdD PAC split'!CH70-'BdD PAC split'!CH69)/15","v":4.9542758620689655},{"$f":"CI69+(Résultats!AM$28-35)*('BdD PAC split'!CI70-'BdD PAC split'!CI69)/15","v":4.9859080459770118},{"$f":"CJ69+(Résultats!AN$28-35)*('BdD PAC split'!CJ70-'BdD PAC split'!CJ69)/15","v":5.017540229885058},{"$f":"CK69+(Résultats!AO$28-35)*('BdD PAC split'!CK70-'BdD PAC split'!CK69)/15","v":5.0491724137931042},{"$f":"CL69+(Résultats!AP$28-35)*('BdD PAC split'!CL70-'BdD PAC split'!CL69)/15","v":5.0808045977011496},{"$f":"CM69+(Résultats!AQ$28-35)*('BdD PAC split'!CM70-'BdD PAC split'!CM69)/15","v":5.1124367816091958},{"$f":"CN69+(Résultats!AR$28-35)*('BdD PAC split'!CN70-'BdD PAC split'!CN69)/15","v":5.144068965517242},{"$f":"CO69+(Résultats!AS$28-35)*('BdD PAC split'!CO70-'BdD PAC split'!CO69)/15","v":5.1757011494252882},{"$f":"CP69+(Résultats!AT$28-35)*('BdD PAC split'!CP70-'BdD PAC split'!CP69)/15","v":5.2073333333333345},{"$f":"CQ69+(Résultats!AU$28-35)*('BdD PAC split'!CQ70-'BdD PAC split'!CQ69)/15","v":6.2966666666666669},{"$f":"CR69+(Résultats!AV$28-35)*('BdD PAC split'!CR70-'BdD PAC split'!CR69)/15","v":6.2966666666666669},{"$f":"CS69+(Résultats!AW$28-35)*('BdD PAC split'!CS70-'BdD PAC split'!CS69)/15","v":6.2966666666666669},{"$f":"CT69+(Résultats!AX$28-35)*('BdD PAC split'!CT70-'BdD PAC split'!CT69)/15","v":6.2966666666666669},{"$f":"CU69+(Résultats!AY$28-35)*('BdD PAC split'!CU70-'BdD PAC split'!CU69)/15","v":6.2966666666666669},{"$f":"CV69+(Résultats!AZ$28-35)*('BdD PAC split'!CV70-'BdD PAC split'!CV69)/15","v":6.2966666666666669},{"$f":"CW69+(Résultats!BA$28-35)*('BdD PAC split'!CW70-'BdD PAC split'!CW69)/15","v":6.2966666666666669},{"$f":"CX69+(Résultats!BB$28-35)*('BdD PAC split'!CX70-'BdD PAC split'!CX69)/15","v":6.2966666666666669},{"$f":"CY69+(Résultats!BC$28-35)*('BdD PAC split'!CY70-'BdD PAC split'!CY69)/15","v":6.2966666666666669},{"$f":"CZ69+(Résultats!BD$28-35)*('BdD PAC split'!CZ70-'BdD PAC split'!CZ69)/15","v":6.2966666666666669},{"$f":"DA69+(Résultats!BE$28-35)*('BdD PAC split'!DA70-'BdD PAC split'!DA69)/15","v":6.2966666666666669}]
[null,null,13,5.2,7.66,5.2,5.99,5.2,5.16,5.2,4.33,5.2,3.68,5.07,3.05,"-","-",null,null,null,null,null,null,null,null,null,null,12,35,{"$f":"IF(Résultats!$AM$28>60,60,IF(AND(Résultats!$AM$28=0,AB72>0),AB72,Résultats!$AM$28))","v":22.862068965517235},{"$f":"IF(AD72=0,\"-\",IF(AD72<25,25,IF(AD72<35,35,IF(MROUND(AD72,5)<AD72,MROUND(AD72,5)+5,MROUND(AD72,5)))))","v":25},1,"-",0,"-",0,"-",0,25,{"$f":"IFERROR(IF(AND($Y$48=1,num_tab=2),HLOOKUP(AM72,'BdD PAC monobloc'!$C$20:$P$62,AC72,FALSE),IF(AND($Y$48=1,num_tab=3),HLOOKUP(AM72,'BdD PAC monobloc'!$C$67:$P$109,FALSE),IF(AND($Y$48=1,num_tab=4),HLOOKUP(AM72,'BdD PAC monobloc'!$C$114:$P$156,FALSE),IF(num_tab=1,HLOOKUP(AM72,$D$37:$Q$79,AC72,FALSE),IF(num_tab=2,HLOOKUP(AM72,$D$84:$Q$126,AC72,FALSE),IF(num_tab=3,HLOOKUP(AM72,$D$131:$Q$173,AC72,FALSE),IF(num_tab=4,HLOOKUP(AM72,$D$178:$Q$220,AC72,FALSE),IF(num_tab=5,HLOOKUP(AM72,$D$225:$Q$267,AC72,FALSE),IF(num_tab=6,HLOOKUP(AM72,$D$272:$Q$314,AC72,FALSE),IF(num_tab=7,HLOOKUP(AM72,$D$319:$Q$361,AC72,FALSE))))))))))),\"-\")","v":11},{"$f":"IFERROR(IF(AND(Dimensionnement!$F$62=ChoixPAC!$G$6,ChoixPAC!$E$39=ChoixPAC!$G$12),AN72*2,AN72),\"-\")","v":11},{"$f":"IFERROR(IF(AND($Y$48=1,num_tab=2),HLOOKUP(AM72+1,'BdD PAC monobloc'!$C$20:$P$62,AC72,FALSE),IF(AND($Y$48=1,num_tab=3),HLOOKUP(AM72+1,'BdD PAC monobloc'!$C$67:$P$109,FALSE),IF(AND($Y$48=1,num_tab=4),HLOOKUP(AM72+1,'BdD PAC monobloc'!$C$114:$P$156,FALSE),IF(num_tab=1,HLOOKUP(AM72+1,$D$37:$Q$79,AC72,FALSE),IF(num_tab=2,HLOOKUP(AM72+1,$D$84:$Q$126,AC72,FALSE),IF(num_tab=3,HLOOKUP(AM72+1,$D$131:$Q$173,AC72,FALSE),IF(num_tab=4,HLOOKUP(AM72+1,$D$178:$Q$220,AC72,FALSE),IF(num_tab=5,HLOOKUP(AM72+1,$D$225:$Q$267,AC72,FALSE),IF(num_tab=6,HLOOKUP(AM72+1,$D$272:$Q$314,AC72,FALSE),IF(num_tab=7,HLOOKUP(AM72+1,$D$319:$Q$361,AC72,FALSE))))))))))),\"-\")","v":5.31},2.0715630885122414,null,null,null,null,"27TR","Puiss PAC à T°ext/35",{"$f":"IF(AX$41<-15,0,('BdD PAC split'!$C$13-'BdD PAC split'!$E$13)/14*AX$41+('BdD PAC split'!$E$13*(-7)-'BdD PAC split'!$C$13*7)/(-14))","v":0},{"$f":"IF(AY$41<-15,0,('BdD PAC split'!$C$13-'BdD PAC split'!$E$13)/14*AY$41+('BdD PAC split'!$E$13*(-7)-'BdD PAC split'!$C$13*7)/(-14))","v":0},{"$f":"IF(AZ$41<-15,0,('BdD PAC split'!$C$13-'BdD PAC split'!$E$13)/14*AZ$41+('BdD PAC split'!$E$13*(-7)-'BdD PAC split'!$C$13*7)/(-14))","v":0},{"$f":"IF(BA$41<-15,0,('BdD PAC split'!$C$13-'BdD PAC split'!$E$13)/14*BA$41+('BdD PAC split'!$E$13*(-7)-'BdD PAC split'!$C$13*7)/(-14))","v":0},{"$f":"IF(BB$41<-15,0,('BdD PAC split'!$C$13-'BdD PAC split'!$E$13)/14*BB$41+('BdD PAC split'!$E$13*(-7)-'BdD PAC split'!$C$13*7)/(-14))","v":0},{"$f":"IF(BC$41<-15,0,('BdD PAC split'!$C$13-'BdD PAC split'!$E$13)/14*BC$41+('BdD PAC split'!$E$13*(-7)-'BdD PAC split'!$C$13*7)/(-14))","v":0},{"$f":"IF(BD$41<-15,0,('BdD PAC split'!$C$13-'BdD PAC split'!$E$13)/14*BD$41+('BdD PAC split'!$E$13*(-7)-'BdD PAC split'!$C$13*7)/(-14))","v":0},{"$f":"IF(BE$41<-15,0,('BdD PAC split'!$C$13-'BdD PAC split'!$E$13)/14*BE$41+('BdD PAC split'!$E$13*(-7)-'BdD PAC split'!$C$13*7)/(-14))","v":0},{"$f":"IF(BF$41<-15,0,('BdD PAC split'!$C$13-'BdD PAC split'!$E$13)/14*BF$41+('BdD PAC split'!$E$13*(-7)-'BdD PAC split'!$C$13*7)/(-14))","v":0},{"$f":"IF(BG$41<-15,0,('BdD PAC split'!$C$13-'BdD PAC split'!$E$13)/14*BG$41+('BdD PAC split'!$E$13*(-7)-'BdD PAC split'!$C$13*7)/(-14))","v":0},{"$f":"IF(BH$41<-15,0,('BdD PAC split'!$C$13-'BdD PAC split'!$E$13)/14*BH$41+('BdD PAC split'!$E$13*(-7)-'BdD PAC split'!$C$13*7)/(-14))","v":27.99},{"$f":"IF(BI$41<-15,0,('BdD PAC split'!$C$13-'BdD PAC split'!$E$13)/14*BI$41+('BdD PAC split'!$E$13*(-7)-'BdD PAC split'!$C$13*7)/(-14))","v":27.99},{"$f":"IF(BJ$41<-15,0,('BdD PAC split'!$C$13-'BdD PAC split'!$E$13)/14*BJ$41+('BdD PAC split'!$E$13*(-7)-'BdD PAC split'!$C$13*7)/(-14))","v":27.99},{"$f":"IF(BK$41<-15,0,('BdD PAC split'!$C$13-'BdD PAC split'!$E$13)/14*BK$41+('BdD PAC split'!$E$13*(-7)-'BdD PAC split'!$C$13*7)/(-14))","v":27.99},{"$f":"IF(BL$41<-15,0,('BdD PAC split'!$C$13-'BdD PAC split'!$E$13)/14*BL$41+('BdD PAC split'!$E$13*(-7)-'BdD PAC split'!$C$13*7)/(-14))","v":27.99},{"$f":"IF(BM$41<-15,0,('BdD PAC split'!$C$13-'BdD PAC split'!$E$13)/14*BM$41+('BdD PAC split'!$E$13*(-7)-'BdD PAC split'!$C$13*7)/(-14))","v":27.99},{"$f":"IF(BN$41<-15,0,('BdD PAC split'!$C$13-'BdD PAC split'!$E$13)/14*BN$41+('BdD PAC split'!$E$13*(-7)-'BdD PAC split'!$C$13*7)/(-14))","v":27.99},{"$f":"IF(BO$41<-15,0,('BdD PAC split'!$C$13-'BdD PAC split'!$E$13)/14*BO$41+('BdD PAC split'!$E$13*(-7)-'BdD PAC split'!$C$13*7)/(-14))","v":27.99},{"$f":"IF(BP$41<-15,0,('BdD PAC split'!$C$13-'BdD PAC split'!$E$13)/14*BP$41+('BdD PAC split'!$E$13*(-7)-'BdD PAC split'!$C$13*7)/(-14))","v":27.99},{"$f":"IF(BQ$41<-15,0,('BdD PAC split'!$C$13-'BdD PAC split'!$E$13)/14*BQ$41+('BdD PAC split'!$E$13*(-7)-'BdD PAC split'!$C$13*7)/(-14))","v":27.99},{"$f":"IF(BR$41<-15,0,('BdD PAC split'!$C$13-'BdD PAC split'!$E$13)/14*BR$41+('BdD PAC split'!$E$13*(-7)-'BdD PAC split'!$C$13*7)/(-14))","v":27.99},{"$f":"IF(BS$41<-15,0,('BdD PAC split'!$C$13-'BdD PAC split'!$E$13)/14*BS$41+('BdD PAC split'!$E$13*(-7)-'BdD PAC split'!$C$13*7)/(-14))","v":27.99},{"$f":"IF(BT$41<-15,0,('BdD PAC split'!$C$13-'BdD PAC split'!$E$13)/14*BT$41+('BdD PAC split'!$E$13*(-7)-'BdD PAC split'!$C$13*7)/(-14))","v":27.99},{"$f":"IF(BU$41<-15,0,('BdD PAC split'!$C$13-'BdD PAC split'!$E$13)/14*BU$41+('BdD PAC split'!$E$13*(-7)-'BdD PAC split'!$C$13*7)/(-14))","v":27.99},{"$f":"IF(BV$41<-15,0,('BdD PAC split'!$C$13-'BdD PAC split'!$E$13)/14*BV$41+('BdD PAC split'!$E$13*(-7)-'BdD PAC split'!$C$13*7)/(-14))","v":27.99},{"$f":"IF(BW$41<-15,0,('BdD PAC split'!$C$13-'BdD PAC split'!$E$13)/14*BW$41+('BdD PAC split'!$E$13*(-7)-'BdD PAC split'!$C$13*7)/(-14))","v":27.99},{"$f":"IF(BX$41<-15,0,('BdD PAC split'!$C$13-'BdD PAC split'!$E$13)/14*BX$41+('BdD PAC split'!$E$13*(-7)-'BdD PAC split'!$C$13*7)/(-14))","v":27.99},{"$f":"IF(BY$41<-15,0,('BdD PAC split'!$C$13-'BdD PAC split'!$E$13)/14*BY$41+('BdD PAC split'!$E$13*(-7)-'BdD PAC split'!$C$13*7)/(-14))","v":27.99},{"$f":"IF(BZ$41<-15,0,('BdD PAC split'!$C$13-'BdD PAC split'!$E$13)/14*BZ$41+('BdD PAC split'!$E$13*(-7)-'BdD PAC split'!$C$13*7)/(-14))","v":27.99},{"$f":"IF(CA$41<-15,0,('BdD PAC split'!$C$13-'BdD PAC split'!$E$13)/14*CA$41+('BdD PAC split'!$E$13*(-7)-'BdD PAC split'!$C$13*7)/(-14))","v":27.99},{"$f":"IF(CB$41<-15,0,('BdD PAC split'!$C$13-'BdD PAC split'!$E$13)/14*CB$41+('BdD PAC split'!$E$13*(-7)-'BdD PAC split'!$C$13*7)/(-14))","v":27.99},{"$f":"IF(CC$41<-15,0,('BdD PAC split'!$C$13-'BdD PAC split'!$E$13)/14*CC$41+('BdD PAC split'!$E$13*(-7)-'BdD PAC split'!$C$13*7)/(-14))","v":27.99},{"$f":"IF(CD$41<-15,0,('BdD PAC split'!$C$13-'BdD PAC split'!$E$13)/14*CD$41+('BdD PAC split'!$E$13*(-7)-'BdD PAC split'!$C$13*7)/(-14))","v":27.99},{"$f":"IF(CE$41<-15,0,('BdD PAC split'!$C$13-'BdD PAC split'!$E$13)/14*CE$41+('BdD PAC split'!$E$13*(-7)-'BdD PAC split'!$C$13*7)/(-14))","v":27.99},{"$f":"IF(CF$41<-15,0,('BdD PAC split'!$C$13-'BdD PAC split'!$E$13)/14*CF$41+('BdD PAC split'!$E$13*(-7)-'BdD PAC split'!$C$13*7)/(-14))","v":27.99},{"$f":"IF(CG$41<-15,0,('BdD PAC split'!$C$13-'BdD PAC split'!$E$13)/14*CG$41+('BdD PAC split'!$E$13*(-7)-'BdD PAC split'!$C$13*7)/(-14))","v":27.99},{"$f":"IF(CH$41<-15,0,('BdD PAC split'!$C$13-'BdD PAC split'!$E$13)/14*CH$41+('BdD PAC split'!$E$13*(-7)-'BdD PAC split'!$C$13*7)/(-14))","v":27.99},{"$f":"IF(CI$41<-15,0,('BdD PAC split'!$C$13-'BdD PAC split'!$E$13)/14*CI$41+('BdD PAC split'!$E$13*(-7)-'BdD PAC split'!$C$13*7)/(-14))","v":27.99},{"$f":"IF(CJ$41<-15,0,('BdD PAC split'!$C$13-'BdD PAC split'!$E$13)/14*CJ$41+('BdD PAC split'!$E$13*(-7)-'BdD PAC split'!$C$13*7)/(-14))","v":27.99},{"$f":"IF(CK$41<-15,0,('BdD PAC split'!$C$13-'BdD PAC split'!$E$13)/14*CK$41+('BdD PAC split'!$E$13*(-7)-'BdD PAC split'!$C$13*7)/(-14))","v":27.99},{"$f":"IF(CL$41<-15,0,('BdD PAC split'!$C$13-'BdD PAC split'!$E$13)/14*CL$41+('BdD PAC split'!$E$13*(-7)-'BdD PAC split'!$C$13*7)/(-14))","v":27.99},{"$f":"IF(CM$41<-15,0,('BdD PAC split'!$C$13-'BdD PAC split'!$E$13)/14*CM$41+('BdD PAC split'!$E$13*(-7)-'BdD PAC split'!$C$13*7)/(-14))","v":27.99},{"$f":"IF(CN$41<-15,0,('BdD PAC split'!$C$13-'BdD PAC split'!$E$13)/14*CN$41+('BdD PAC split'!$E$13*(-7)-'BdD PAC split'!$C$13*7)/(-14))","v":27.99},{"$f":"IF(CO$41<-15,0,('BdD PAC split'!$C$13-'BdD PAC split'!$E$13)/14*CO$41+('BdD PAC split'!$E$13*(-7)-'BdD PAC split'!$C$13*7)/(-14))","v":27.99},{"$f":"IF(CP$41<-15,0,('BdD PAC split'!$C$13-'BdD PAC split'!$E$13)/14*CP$41+('BdD PAC split'!$E$13*(-7)-'BdD PAC split'!$C$13*7)/(-14))","v":27.99},{"$f":"IF(CQ$41<-15,0,('BdD PAC split'!$C$13-'BdD PAC split'!$E$13)/14*CQ$41+('BdD PAC split'!$E$13*(-7)-'BdD PAC split'!$C$13*7)/(-14))","v":27.99},{"$f":"IF(CR$41<-15,0,('BdD PAC split'!$C$13-'BdD PAC split'!$E$13)/14*CR$41+('BdD PAC split'!$E$13*(-7)-'BdD PAC split'!$C$13*7)/(-14))","v":27.99},{"$f":"IF(CS$41<-15,0,('BdD PAC split'!$C$13-'BdD PAC split'!$E$13)/14*CS$41+('BdD PAC split'!$E$13*(-7)-'BdD PAC split'!$C$13*7)/(-14))","v":27.99},{"$f":"IF(CT$41<-15,0,('BdD PAC split'!$C$13-'BdD PAC split'!$E$13)/14*CT$41+('BdD PAC split'!$E$13*(-7)-'BdD PAC split'!$C$13*7)/(-14))","v":27.99},{"$f":"IF(CU$41<-15,0,('BdD PAC split'!$C$13-'BdD PAC split'!$E$13)/14*CU$41+('BdD PAC split'!$E$13*(-7)-'BdD PAC split'!$C$13*7)/(-14))","v":27.99},{"$f":"IF(CV$41<-15,0,('BdD PAC split'!$C$13-'BdD PAC split'!$E$13)/14*CV$41+('BdD PAC split'!$E$13*(-7)-'BdD PAC split'!$C$13*7)/(-14))","v":27.99},{"$f":"IF(CW$41<-15,0,('BdD PAC split'!$C$13-'BdD PAC split'!$E$13)/14*CW$41+('BdD PAC split'!$E$13*(-7)-'BdD PAC split'!$C$13*7)/(-14))","v":27.99},{"$f":"IF(CX$41<-15,0,('BdD PAC split'!$C$13-'BdD PAC split'!$E$13)/14*CX$41+('BdD PAC split'!$E$13*(-7)-'BdD PAC split'!$C$13*7)/(-14))","v":27.99},{"$f":"IF(CY$41<-15,0,('BdD PAC split'!$C$13-'BdD PAC split'!$E$13)/14*CY$41+('BdD PAC split'!$E$13*(-7)-'BdD PAC split'!$C$13*7)/(-14))","v":27.99},{"$f":"IF(CZ$41<-15,0,('BdD PAC split'!$C$13-'BdD PAC split'!$E$13)/14*CZ$41+('BdD PAC split'!$E$13*(-7)-'BdD PAC split'!$C$13*7)/(-14))","v":27.99},{"$f":"IF(DA$41<-15,0,('BdD PAC split'!$C$13-'BdD PAC split'!$E$13)/14*DA$41+('BdD PAC split'!$E$13*(-7)-'BdD PAC split'!$C$13*7)/(-14))","v":27.99}]
[null,null,14,5.3,7.86,5.3,6.15,5.3,5.29,5.3,4.43,5.3,3.77,5.03,3.1,"-","-",null,null,null,null,null,null,null,null,null,null,13,36,{"$f":"IF(Résultats!$AN$28>60,60,IF(AND(Résultats!$AN$28=0,AB73>0),AB73,Résultats!$AN$28))","v":22.310344827586199},25,1,"-",0,"-",0,"-",0,25,{"$f":"IFERROR(IF(AND($Y$48=1,num_tab=2),HLOOKUP(AM73,'BdD PAC monobloc'!$C$20:$P$62,AC73,FALSE),IF(AND($Y$48=1,num_tab=3),HLOOKUP(AM73,'BdD PAC monobloc'!$C$67:$P$109,FALSE),IF(AND($Y$48=1,num_tab=4),HLOOKUP(AM73,'BdD PAC monobloc'!$C$114:$P$156,FALSE),IF(num_tab=1,HLOOKUP(AM73,$D$37:$Q$79,AC73,FALSE),IF(num_tab=2,HLOOKUP(AM73,$D$84:$Q$126,AC73,FALSE),IF(num_tab=3,HLOOKUP(AM73,$D$131:$Q$173,AC73,FALSE),IF(num_tab=4,HLOOKUP(AM73,$D$178:$Q$220,AC73,FALSE),IF(num_tab=5,HLOOKUP(AM73,$D$225:$Q$267,AC73,FALSE),IF(num_tab=6,HLOOKUP(AM73,$D$272:$Q$314,AC73,FALSE),IF(num_tab=7,HLOOKUP(AM73,$D$319:$Q$361,AC73,FALSE))))))))))),\"-\")","v":11.3},{"$f":"IFERROR(IF(AND(Dimensionnement!$F$62=ChoixPAC!$G$6,ChoixPAC!$E$39=ChoixPAC!$G$12),AN73*2,AN73),\"-\")","v":11.3},{"$f":"IFERROR(IF(AND($Y$48=1,num_tab=2),HLOOKUP(AM73+1,'BdD PAC monobloc'!$C$20:$P$62,AC73,FALSE),IF(AND($Y$48=1,num_tab=3),HLOOKUP(AM73+1,'BdD PAC monobloc'!$C$67:$P$109,FALSE),IF(AND($Y$48=1,num_tab=4),HLOOKUP(AM73+1,'BdD PAC monobloc'!$C$114:$P$156,FALSE),IF(num_tab=1,HLOOKUP(AM73+1,$D$37:$Q$79,AC73,FALSE),IF(num_tab=2,HLOOKUP(AM73+1,$D$84:$Q$126,AC73,FALSE),IF(num_tab=3,HLOOKUP(AM73+1,$D$131:$Q$173,AC73,FALSE),IF(num_tab=4,HLOOKUP(AM73+1,$D$178:$Q$220,AC73,FALSE),IF(num_tab=5,HLOOKUP(AM73+1,$D$225:$Q$267,AC73,FALSE),IF(num_tab=6,HLOOKUP(AM73+1,$D$272:$Q$314,AC73,FALSE),IF(num_tab=7,HLOOKUP(AM73+1,$D$319:$Q$361,AC73,FALSE))))))))))),\"-\")","v":5.3166666666666664},2.1253918495297808,null,null,null,null,null,"Puiss PAC à T°ext/50",{"$f":"IF(AX$41<-15,0,('BdD PAC split'!$I$13-'BdD PAC split'!$K$13)/14*AX$41+('BdD PAC split'!$K$13*(-7)-'BdD PAC split'!$I$13*7)/(-14))","v":0},{"$f":"IF(AY$41<-15,0,('BdD PAC split'!$I$13-'BdD PAC split'!$K$13)/14*AY$41+('BdD PAC split'!$K$13*(-7)-'BdD PAC split'!$I$13*7)/(-14))","v":0},{"$f":"IF(AZ$41<-15,0,('BdD PAC split'!$I$13-'BdD PAC split'!$K$13)/14*AZ$41+('BdD PAC split'!$K$13*(-7)-'BdD PAC split'!$I$13*7)/(-14))","v":0},{"$f":"IF(BA$41<-15,0,('BdD PAC split'!$I$13-'BdD PAC split'!$K$13)/14*BA$41+('BdD PAC split'!$K$13*(-7)-'BdD PAC split'!$I$13*7)/(-14))","v":0},{"$f":"IF(BB$41<-15,0,('BdD PAC split'!$I$13-'BdD PAC split'!$K$13)/14*BB$41+('BdD PAC split'!$K$13*(-7)-'BdD PAC split'!$I$13*7)/(-14))","v":0},{"$f":"IF(BC$41<-15,0,('BdD PAC split'!$I$13-'BdD PAC split'!$K$13)/14*BC$41+('BdD PAC split'!$K$13*(-7)-'BdD PAC split'!$I$13*7)/(-14))","v":0},{"$f":"IF(BD$41<-15,0,('BdD PAC split'!$I$13-'BdD PAC split'!$K$13)/14*BD$41+('BdD PAC split'!$K$13*(-7)-'BdD PAC split'!$I$13*7)/(-14))","v":0},{"$f":"IF(BE$41<-15,0,('BdD PAC split'!$I$13-'BdD PAC split'!$K$13)/14*BE$41+('BdD PAC split'!$K$13*(-7)-'BdD PAC split'!$I$13*7)/(-14))","v":0},{"$f":"IF(BF$41<-15,0,('BdD PAC split'!$I$13-'BdD PAC split'!$K$13)/14*BF$41+('BdD PAC split'!$K$13*(-7)-'BdD PAC split'!$I$13*7)/(-14))","v":0},{"$f":"IF(BG$41<-15,0,('BdD PAC split'!$I$13-'BdD PAC split'!$K$13)/14*BG$41+('BdD PAC split'!$K$13*(-7)-'BdD PAC split'!$I$13*7)/(-14))","v":0},{"$f":"IF(BH$41<-15,0,('BdD PAC split'!$I$13-'BdD PAC split'!$K$13)/14*BH$41+('BdD PAC split'!$K$13*(-7)-'BdD PAC split'!$I$13*7)/(-14))","v":26.82},{"$f":"IF(BI$41<-15,0,('BdD PAC split'!$I$13-'BdD PAC split'!$K$13)/14*BI$41+('BdD PAC split'!$K$13*(-7)-'BdD PAC split'!$I$13*7)/(-14))","v":26.82},{"$f":"IF(BJ$41<-15,0,('BdD PAC split'!$I$13-'BdD PAC split'!$K$13)/14*BJ$41+('BdD PAC split'!$K$13*(-7)-'BdD PAC split'!$I$13*7)/(-14))","v":26.82},{"$f":"IF(BK$41<-15,0,('BdD PAC split'!$I$13-'BdD PAC split'!$K$13)/14*BK$41+('BdD PAC split'!$K$13*(-7)-'BdD PAC split'!$I$13*7)/(-14))","v":26.82},{"$f":"IF(BL$41<-15,0,('BdD PAC split'!$I$13-'BdD PAC split'!$K$13)/14*BL$41+('BdD PAC split'!$K$13*(-7)-'BdD PAC split'!$I$13*7)/(-14))","v":26.82},{"$f":"IF(BM$41<-15,0,('BdD PAC split'!$I$13-'BdD PAC split'!$K$13)/14*BM$41+('BdD PAC split'!$K$13*(-7)-'BdD PAC split'!$I$13*7)/(-14))","v":26.82},{"$f":"IF(BN$41<-15,0,('BdD PAC split'!$I$13-'BdD PAC split'!$K$13)/14*BN$41+('BdD PAC split'!$K$13*(-7)-'BdD PAC split'!$I$13*7)/(-14))","v":26.82},{"$f":"IF(BO$41<-15,0,('BdD PAC split'!$I$13-'BdD PAC split'!$K$13)/14*BO$41+('BdD PAC split'!$K$13*(-7)-'BdD PAC split'!$I$13*7)/(-14))","v":26.82},{"$f":"IF(BP$41<-15,0,('BdD PAC split'!$I$13-'BdD PAC split'!$K$13)/14*BP$41+('BdD PAC split'!$K$13*(-7)-'BdD PAC split'!$I$13*7)/(-14))","v":26.82},{"$f":"IF(BQ$41<-15,0,('BdD PAC split'!$I$13-'BdD PAC split'!$K$13)/14*BQ$41+('BdD PAC split'!$K$13*(-7)-'BdD PAC split'!$I$13*7)/(-14))","v":26.82},{"$f":"IF(BR$41<-15,0,('BdD PAC split'!$I$13-'BdD PAC split'!$K$13)/14*BR$41+('BdD PAC split'!$K$13*(-7)-'BdD PAC split'!$I$13*7)/(-14))","v":26.82},{"$f":"IF(BS$41<-15,0,('BdD PAC split'!$I$13-'BdD PAC split'!$K$13)/14*BS$41+('BdD PAC split'!$K$13*(-7)-'BdD PAC split'!$I$13*7)/(-14))","v":26.82},{"$f":"IF(BT$41<-15,0,('BdD PAC split'!$I$13-'BdD PAC split'!$K$13)/14*BT$41+('BdD PAC split'!$K$13*(-7)-'BdD PAC split'!$I$13*7)/(-14))","v":26.82},{"$f":"IF(BU$41<-15,0,('BdD PAC split'!$I$13-'BdD PAC split'!$K$13)/14*BU$41+('BdD PAC split'!$K$13*(-7)-'BdD PAC split'!$I$13*7)/(-14))","v":26.82},{"$f":"IF(BV$41<-15,0,('BdD PAC split'!$I$13-'BdD PAC split'!$K$13)/14*BV$41+('BdD PAC split'!$K$13*(-7)-'BdD PAC split'!$I$13*7)/(-14))","v":26.82},{"$f":"IF(BW$41<-15,0,('BdD PAC split'!$I$13-'BdD PAC split'!$K$13)/14*BW$41+('BdD PAC split'!$K$13*(-7)-'BdD PAC split'!$I$13*7)/(-14))","v":26.82},{"$f":"IF(BX$41<-15,0,('BdD PAC split'!$I$13-'BdD PAC split'!$K$13)/14*BX$41+('BdD PAC split'!$K$13*(-7)-'BdD PAC split'!$I$13*7)/(-14))","v":26.82},{"$f":"IF(BY$41<-15,0,('BdD PAC split'!$I$13-'BdD PAC split'!$K$13)/14*BY$41+('BdD PAC split'!$K$13*(-7)-'BdD PAC split'!$I$13*7)/(-14))","v":26.82},{"$f":"IF(BZ$41<-15,0,('BdD PAC split'!$I$13-'BdD PAC split'!$K$13)/14*BZ$41+('BdD PAC split'!$K$13*(-7)-'BdD PAC split'!$I$13*7)/(-14))","v":26.82},{"$f":"IF(CA$41<-15,0,('BdD PAC split'!$I$13-'BdD PAC split'!$K$13)/14*CA$41+('BdD PAC split'!$K$13*(-7)-'BdD PAC split'!$I$13*7)/(-14))","v":26.82},{"$f":"IF(CB$41<-15,0,('BdD PAC split'!$I$13-'BdD PAC split'!$K$13)/14*CB$41+('BdD PAC split'!$K$13*(-7)-'BdD PAC split'!$I$13*7)/(-14))","v":26.82},{"$f":"IF(CC$41<-15,0,('BdD PAC split'!$I$13-'BdD PAC split'!$K$13)/14*CC$41+('BdD PAC split'!$K$13*(-7)-'BdD PAC split'!$I$13*7)/(-14))","v":26.82},{"$f":"IF(CD$41<-15,0,('BdD PAC split'!$I$13-'BdD PAC split'!$K$13)/14*CD$41+('BdD PAC split'!$K$13*(-7)-'BdD PAC split'!$I$13*7)/(-14))","v":26.82},{"$f":"IF(CE$41<-15,0,('BdD PAC split'!$I$13-'BdD PAC split'!$K$13)/14*CE$41+('BdD PAC split'!$K$13*(-7)-'BdD PAC split'!$I$13*7)/(-14))","v":26.82},{"$f":"IF(CF$41<-15,0,('BdD PAC split'!$I$13-'BdD PAC split'!$K$13)/14*CF$41+('BdD PAC split'!$K$13*(-7)-'BdD PAC split'!$I$13*7)/(-14))","v":26.82},{"$f":"IF(CG$41<-15,0,('BdD PAC split'!$I$13-'BdD PAC split'!$K$13)/14*CG$41+('BdD PAC split'!$K$13*(-7)-'BdD PAC split'!$I$13*7)/(-14))","v":26.82},{"$f":"IF(CH$41<-15,0,('BdD PAC split'!$I$13-'BdD PAC split'!$K$13)/14*CH$41+('BdD PAC split'!$K$13*(-7)-'BdD PAC split'!$I$13*7)/(-14))","v":26.82},{"$f":"IF(CI$41<-15,0,('BdD PAC split'!$I$13-'BdD PAC split'!$K$13)/14*CI$41+('BdD PAC split'!$K$13*(-7)-'BdD PAC split'!$I$13*7)/(-14))","v":26.82},{"$f":"IF(CJ$41<-15,0,('BdD PAC split'!$I$13-'BdD PAC split'!$K$13)/14*CJ$41+('BdD PAC split'!$K$13*(-7)-'BdD PAC split'!$I$13*7)/(-14))","v":26.82},{"$f":"IF(CK$41<-15,0,('BdD PAC split'!$I$13-'BdD PAC split'!$K$13)/14*CK$41+('BdD PAC split'!$K$13*(-7)-'BdD PAC split'!$I$13*7)/(-14))","v":26.82},{"$f":"IF(CL$41<-15,0,('BdD PAC split'!$I$13-'BdD PAC split'!$K$13)/14*CL$41+('BdD PAC split'!$K$13*(-7)-'BdD PAC split'!$I$13*7)/(-14))","v":26.82},{"$f":"IF(CM$41<-15,0,('BdD PAC split'!$I$13-'BdD PAC split'!$K$13)/14*CM$41+('BdD PAC split'!$K$13*(-7)-'BdD PAC split'!$I$13*7)/(-14))","v":26.82},{"$f":"IF(CN$41<-15,0,('BdD PAC split'!$I$13-'BdD PAC split'!$K$13)/14*CN$41+('BdD PAC split'!$K$13*(-7)-'BdD PAC split'!$I$13*7)/(-14))","v":26.82},{"$f":"IF(CO$41<-15,0,('BdD PAC split'!$I$13-'BdD PAC split'!$K$13)/14*CO$41+('BdD PAC split'!$K$13*(-7)-'BdD PAC split'!$I$13*7)/(-14))","v":26.82},{"$f":"IF(CP$41<-15,0,('BdD PAC split'!$I$13-'BdD PAC split'!$K$13)/14*CP$41+('BdD PAC split'!$K$13*(-7)-'BdD PAC split'!$I$13*7)/(-14))","v":26.82},{"$f":"IF(CQ$41<-15,0,('BdD PAC split'!$I$13-'BdD PAC split'!$K$13)/14*CQ$41+('BdD PAC split'!$K$13*(-7)-'BdD PAC split'!$I$13*7)/(-14))","v":26.82},{"$f":"IF(CR$41<-15,0,('BdD PAC split'!$I$13-'BdD PAC split'!$K$13)/14*CR$41+('BdD PAC split'!$K$13*(-7)-'BdD PAC split'!$I$13*7)/(-14))","v":26.82},{"$f":"IF(CS$41<-15,0,('BdD PAC split'!$I$13-'BdD PAC split'!$K$13)/14*CS$41+('BdD PAC split'!$K$13*(-7)-'BdD PAC split'!$I$13*7)/(-14))","v":26.82},{"$f":"IF(CT$41<-15,0,('BdD PAC split'!$I$13-'BdD PAC split'!$K$13)/14*CT$41+('BdD PAC split'!$K$13*(-7)-'BdD PAC split'!$I$13*7)/(-14))","v":26.82},{"$f":"IF(CU$41<-15,0,('BdD PAC split'!$I$13-'BdD PAC split'!$K$13)/14*CU$41+('BdD PAC split'!$K$13*(-7)-'BdD PAC split'!$I$13*7)/(-14))","v":26.82},{"$f":"IF(CV$41<-15,0,('BdD PAC split'!$I$13-'BdD PAC split'!$K$13)/14*CV$41+('BdD PAC split'!$K$13*(-7)-'BdD PAC split'!$I$13*7)/(-14))","v":26.82},{"$f":"IF(CW$41<-15,0,('BdD PAC split'!$I$13-'BdD PAC split'!$K$13)/14*CW$41+('BdD PAC split'!$K$13*(-7)-'BdD PAC split'!$I$13*7)/(-14))","v":26.82},{"$f":"IF(CX$41<-15,0,('BdD PAC split'!$I$13-'BdD PAC split'!$K$13)/14*CX$41+('BdD PAC split'!$K$13*(-7)-'BdD PAC split'!$I$13*7)/(-14))","v":26.82},{"$f":"IF(CY$41<-15,0,('BdD PAC split'!$I$13-'BdD PAC split'!$K$13)/14*CY$41+('BdD PAC split'!$K$13*(-7)-'BdD PAC split'!$I$13*7)/(-14))","v":26.82},{"$f":"IF(CZ$41<-15,0,('BdD PAC split'!$I$13-'BdD PAC split'!$K$13)/14*CZ$41+('BdD PAC split'!$K$13*(-7)-'BdD PAC split'!$I$13*7)/(-14))","v":26.82},{"$f":"IF(DA$41<-15,0,('BdD PAC split'!$I$13-'BdD PAC split'!$K$13)/14*DA$41+('BdD PAC split'!$K$13*(-7)-'BdD PAC split'!$I$13*7)/(-14))","v":26.82}]
[null,null,15,5.4,8.07,5.4,6.3,5.4,5.42,5.4,4.54,5.4,3.85,5,3.16,"-","-",null,null,null,null,null,null,null,null,null,null,14,37,{"$f":"IF(Résultats!$AO$28>60,60,IF(AND(Résultats!$AO$28=0,AB74>0),AB74,Résultats!$AO$28))","v":21.758620689655164},25,1,"-",0,"-",0,"-",0,25,{"$f":"IFERROR(IF(AND($Y$48=1,num_tab=2),HLOOKUP(AM74,'BdD PAC monobloc'!$C$20:$P$62,AC74,FALSE),IF(AND($Y$48=1,num_tab=3),HLOOKUP(AM74,'BdD PAC monobloc'!$C$67:$P$109,FALSE),IF(AND($Y$48=1,num_tab=4),HLOOKUP(AM74,'BdD PAC monobloc'!$C$114:$P$156,FALSE),IF(num_tab=1,HLOOKUP(AM74,$D$37:$Q$79,AC74,FALSE),IF(num_tab=2,HLOOKUP(AM74,$D$84:$Q$126,AC74,FALSE),IF(num_tab=3,HLOOKUP(AM74,$D$131:$Q$173,AC74,FALSE),IF(num_tab=4,HLOOKUP(AM74,$D$178:$Q$220,AC74,FALSE),IF(num_tab=5,HLOOKUP(AM74,$D$225:$Q$267,AC74,FALSE),IF(num_tab=6,HLOOKUP(AM74,$D$272:$Q$314,AC74,FALSE),IF(num_tab=7,HLOOKUP(AM74,$D$319:$Q$361,AC74,FALSE))))))))))),\"-\")","v":11.6},{"$f":"IFERROR(IF(AND(Dimensionnement!$F$62=ChoixPAC!$G$6,ChoixPAC!$E$39=ChoixPAC!$G$12),AN74*2,AN74),\"-\")","v":11.6},{"$f":"IFERROR(IF(AND($Y$48=1,num_tab=2),HLOOKUP(AM74+1,'BdD PAC monobloc'!$C$20:$P$62,AC74,FALSE),IF(AND($Y$48=1,num_tab=3),HLOOKUP(AM74+1,'BdD PAC monobloc'!$C$67:$P$109,FALSE),IF(AND($Y$48=1,num_tab=4),HLOOKUP(AM74+1,'BdD PAC monobloc'!$C$114:$P$156,FALSE),IF(num_tab=1,HLOOKUP(AM74+1,$D$37:$Q$79,AC74,FALSE),IF(num_tab=2,HLOOKUP(AM74+1,$D$84:$Q$126,AC74,FALSE),IF(num_tab=3,HLOOKUP(AM74+1,$D$131:$Q$173,AC74,FALSE),IF(num_tab=4,HLOOKUP(AM74+1,$D$178:$Q$220,AC74,FALSE),IF(num_tab=5,HLOOKUP(AM74+1,$D$225:$Q$267,AC74,FALSE),IF(num_tab=6,HLOOKUP(AM74+1,$D$272:$Q$314,AC74,FALSE),IF(num_tab=7,HLOOKUP(AM74+1,$D$319:$Q$361,AC74,FALSE))))))))))),\"-\")","v":5.3233333333333333},2.179085785848466,null,null,null,null,null,"Puiss PAC à T°ext/Tdep",{"$f":"AX72+(Résultats!B$28-35)*('BdD PAC split'!AX73-'BdD PAC split'!AX72)/15","v":0},{"$f":"AY72+(Résultats!C$28-35)*('BdD PAC split'!AY73-'BdD PAC split'!AY72)/15","v":0},{"$f":"AZ72+(Résultats!D$28-35)*('BdD PAC split'!AZ73-'BdD PAC split'!AZ72)/15","v":0},{"$f":"BA72+(Résultats!E$28-35)*('BdD PAC split'!BA73-'BdD PAC split'!BA72)/15","v":0},{"$f":"BB72+(Résultats!F$28-35)*('BdD PAC split'!BB73-'BdD PAC split'!BB72)/15","v":0},{"$f":"BC72+(Résultats!G$28-35)*('BdD PAC split'!BC73-'BdD PAC split'!BC72)/15","v":0},{"$f":"BD72+(Résultats!H$28-35)*('BdD PAC split'!BD73-'BdD PAC split'!BD72)/15","v":0},{"$f":"BE72+(Résultats!I$28-35)*('BdD PAC split'!BE73-'BdD PAC split'!BE72)/15","v":0},{"$f":"BF72+(Résultats!J$28-35)*('BdD PAC split'!BF73-'BdD PAC split'!BF72)/15","v":0},{"$f":"BG72+(Résultats!K$28-35)*('BdD PAC split'!BG73-'BdD PAC split'!BG72)/15","v":0},{"$f":"BH72+(Résultats!L$28-35)*('BdD PAC split'!BH73-'BdD PAC split'!BH72)/15","v":27.99},{"$f":"BI72+(Résultats!M$28-35)*('BdD PAC split'!BI73-'BdD PAC split'!BI72)/15","v":27.99},{"$f":"BJ72+(Résultats!N$28-35)*('BdD PAC split'!BJ73-'BdD PAC split'!BJ72)/15","v":27.99},{"$f":"BK72+(Résultats!O$28-35)*('BdD PAC split'!BK73-'BdD PAC split'!BK72)/15","v":27.99},{"$f":"BL72+(Résultats!P$28-35)*('BdD PAC split'!BL73-'BdD PAC split'!BL72)/15","v":27.99},{"$f":"BM72+(Résultats!Q$28-35)*('BdD PAC split'!BM73-'BdD PAC split'!BM72)/15","v":27.99},{"$f":"BN72+(Résultats!R$28-35)*('BdD PAC split'!BN73-'BdD PAC split'!BN72)/15","v":28.03303448275862},{"$f":"BO72+(Résultats!S$28-35)*('BdD PAC split'!BO73-'BdD PAC split'!BO72)/15","v":28.076068965517241},{"$f":"BP72+(Résultats!T$28-35)*('BdD PAC split'!BP73-'BdD PAC split'!BP72)/15","v":28.119103448275858},{"$f":"BQ72+(Résultats!U$28-35)*('BdD PAC split'!BQ73-'BdD PAC split'!BQ72)/15","v":28.162137931034479},{"$f":"BR72+(Résultats!V$28-35)*('BdD PAC split'!BR73-'BdD PAC split'!BR72)/15","v":28.2051724137931},{"$f":"BS72+(Résultats!W$28-35)*('BdD PAC split'!BS73-'BdD PAC split'!BS72)/15","v":28.248206896551721},{"$f":"BT72+(Résultats!X$28-35)*('BdD PAC split'!BT73-'BdD PAC split'!BT72)/15","v":28.291241379310343},{"$f":"BU72+(Résultats!Y$28-35)*('BdD PAC split'!BU73-'BdD PAC split'!BU72)/15","v":28.334275862068964},{"$f":"BV72+(Résultats!Z$28-35)*('BdD PAC split'!BV73-'BdD PAC split'!BV72)/15","v":28.377310344827585},{"$f":"BW72+(Résultats!AA$28-35)*('BdD PAC split'!BW73-'BdD PAC split'!BW72)/15","v":28.420344827586206},{"$f":"BX72+(Résultats!AB$28-35)*('BdD PAC split'!BX73-'BdD PAC split'!BX72)/15","v":28.463379310344823},{"$f":"BY72+(Résultats!AC$28-35)*('BdD PAC split'!BY73-'BdD PAC split'!BY72)/15","v":28.506413793103444},{"$f":"BZ72+(Résultats!AD$28-35)*('BdD PAC split'!BZ73-'BdD PAC split'!BZ72)/15","v":28.549448275862066},{"$f":"CA72+(Résultats!AE$28-35)*('BdD PAC split'!CA73-'BdD PAC split'!CA72)/15","v":28.592482758620687},{"$f":"CB72+(Résultats!AF$28-35)*('BdD PAC split'!CB73-'BdD PAC split'!CB72)/15","v":28.635517241379308},{"$f":"CC72+(Résultats!AG$28-35)*('BdD PAC split'!CC73-'BdD PAC split'!CC72)/15","v":28.678551724137929},{"$f":"CD72+(Résultats!AH$28-35)*('BdD PAC split'!CD73-'BdD PAC split'!CD72)/15","v":28.72158620689655},{"$f":"CE72+(Résultats!AI$28-35)*('BdD PAC split'!CE73-'BdD PAC split'!CE72)/15","v":28.764620689655171},{"$f":"CF72+(Résultats!AJ$28-35)*('BdD PAC split'!CF73-'BdD PAC split'!CF72)/15","v":28.807655172413792},{"$f":"CG72+(Résultats!AK$28-35)*('BdD PAC split'!CG73-'BdD PAC split'!CG72)/15","v":28.85068965517241},{"$f":"CH72+(Résultats!AL$28-35)*('BdD PAC split'!CH73-'BdD PAC split'!CH72)/15","v":28.893724137931031},{"$f":"CI72+(Résultats!AM$28-35)*('BdD PAC split'!CI73-'BdD PAC split'!CI72)/15","v":28.936758620689652},{"$f":"CJ72+(Résultats!AN$28-35)*('BdD PAC split'!CJ73-'BdD PAC split'!CJ72)/15","v":28.979793103448273},{"$f":"CK72+(Résultats!AO$28-35)*('BdD PAC split'!CK73-'BdD PAC split'!CK72)/15","v":29.022827586206894},{"$f":"CL72+(Résultats!AP$28-35)*('BdD PAC split'!CL73-'BdD PAC split'!CL72)/15","v":29.065862068965515},{"$f":"CM72+(Résultats!AQ$28-35)*('BdD PAC split'!CM73-'BdD PAC split'!CM72)/15","v":29.108896551724136},{"$f":"CN72+(Résultats!AR$28-35)*('BdD PAC split'!CN73-'BdD PAC split'!CN72)/15","v":29.151931034482757},{"$f":"CO72+(Résultats!AS$28-35)*('BdD PAC split'!CO73-'BdD PAC split'!CO72)/15","v":29.194965517241378},{"$f":"CP72+(Résultats!AT$28-35)*('BdD PAC split'!CP73-'BdD PAC split'!CP72)/15","v":29.237999999999996},{"$f":"CQ72+(Résultats!AU$28-35)*('BdD PAC split'!CQ73-'BdD PAC split'!CQ72)/15","v":30.719999999999995},{"$f":"CR72+(Résultats!AV$28-35)*('BdD PAC split'!CR73-'BdD PAC split'!CR72)/15","v":30.719999999999995},{"$f":"CS72+(Résultats!AW$28-35)*('BdD PAC split'!CS73-'BdD PAC split'!CS72)/15","v":30.719999999999995},{"$f":"CT72+(Résultats!AX$28-35)*('BdD PAC split'!CT73-'BdD PAC split'!CT72)/15","v":30.719999999999995},{"$f":"CU72+(Résultats!AY$28-35)*('BdD PAC split'!CU73-'BdD PAC split'!CU72)/15","v":30.719999999999995},{"$f":"CV72+(Résultats!AZ$28-35)*('BdD PAC split'!CV73-'BdD PAC split'!CV72)/15","v":30.719999999999995},{"$f":"CW72+(Résultats!BA$28-35)*('BdD PAC split'!CW73-'BdD PAC split'!CW72)/15","v":30.719999999999995},{"$f":"CX72+(Résultats!BB$28-35)*('BdD PAC split'!CX73-'BdD PAC split'!CX72)/15","v":30.719999999999995},{"$f":"CY72+(Résultats!BC$28-35)*('BdD PAC split'!CY73-'BdD PAC split'!CY72)/15","v":30.719999999999995},{"$f":"CZ72+(Résultats!BD$28-35)*('BdD PAC split'!CZ73-'BdD PAC split'!CZ72)/15","v":30.719999999999995},{"$f":"DA72+(Résultats!BE$28-35)*('BdD PAC split'!DA73-'BdD PAC split'!DA72)/15","v":30.719999999999995}]
[null,null,16,5.52,8.09,5.52,6.46,5.52,5.55,5.52,4.6399999999999997,5.52,3.93,4,3.22,"-","-",null,null,null,null,null,null,null,null,null,null,15,38,{"$f":"IF(Résultats!$AP$28>60,60,IF(AND(Résultats!$AP$28=0,AB75>0),AB75,Résultats!$AP$28))","v":21.206896551724128},25,1,"-",0,"-",0,"-",0,25,{"$f":"IFERROR(IF(AND($Y$48=1,num_tab=2),HLOOKUP(AM75,'BdD PAC monobloc'!$C$20:$P$62,AC75,FALSE),IF(AND($Y$48=1,num_tab=3),HLOOKUP(AM75,'BdD PAC monobloc'!$C$67:$P$109,FALSE),IF(AND($Y$48=1,num_tab=4),HLOOKUP(AM75,'BdD PAC monobloc'!$C$114:$P$156,FALSE),IF(num_tab=1,HLOOKUP(AM75,$D$37:$Q$79,AC75,FALSE),IF(num_tab=2,HLOOKUP(AM75,$D$84:$Q$126,AC75,FALSE),IF(num_tab=3,HLOOKUP(AM75,$D$131:$Q$173,AC75,FALSE),IF(num_tab=4,HLOOKUP(AM75,$D$178:$Q$220,AC75,FALSE),IF(num_tab=5,HLOOKUP(AM75,$D$225:$Q$267,AC75,FALSE),IF(num_tab=6,HLOOKUP(AM75,$D$272:$Q$314,AC75,FALSE),IF(num_tab=7,HLOOKUP(AM75,$D$319:$Q$361,AC75,FALSE))))))))))),\"-\")","v":11.9},{"$f":"IFERROR(IF(AND(Dimensionnement!$F$62=ChoixPAC!$G$6,ChoixPAC!$E$39=ChoixPAC!$G$12),AN75*2,AN75),\"-\")","v":11.9},{"$f":"IFERROR(IF(AND($Y$48=1,num_tab=2),HLOOKUP(AM75+1,'BdD PAC monobloc'!$C$20:$P$62,AC75,FALSE),IF(AND($Y$48=1,num_tab=3),HLOOKUP(AM75+1,'BdD PAC monobloc'!$C$67:$P$109,FALSE),IF(AND($Y$48=1,num_tab=4),HLOOKUP(AM75+1,'BdD PAC monobloc'!$C$114:$P$156,FALSE),IF(num_tab=1,HLOOKUP(AM75+1,$D$37:$Q$79,AC75,FALSE),IF(num_tab=2,HLOOKUP(AM75+1,$D$84:$Q$126,AC75,FALSE),IF(num_tab=3,HLOOKUP(AM75+1,$D$131:$Q$173,AC75,FALSE),IF(num_tab=4,HLOOKUP(AM75+1,$D$178:$Q$220,AC75,FALSE),IF(num_tab=5,HLOOKUP(AM75+1,$D$225:$Q$267,AC75,FALSE),IF(num_tab=6,HLOOKUP(AM75+1,$D$272:$Q$314,AC75,FALSE),IF(num_tab=7,HLOOKUP(AM75+1,$D$319:$Q$361,AC75,FALSE))))))))))),\"-\")","v":5.33},2.2326454033771106,null,null,null,null,null,"COP PAC à T°ext/35",{"$f":"IF(AX$41<-15,0,('BdD PAC split'!$D$13-'BdD PAC split'!$F$13)/14*AX$41+('BdD PAC split'!$F$13*(-7)-'BdD PAC split'!$D$13*7)/(-14))","v":0},{"$f":"IF(AY$41<-15,0,('BdD PAC split'!$D$13-'BdD PAC split'!$F$13)/14*AY$41+('BdD PAC split'!$F$13*(-7)-'BdD PAC split'!$D$13*7)/(-14))","v":0},{"$f":"IF(AZ$41<-15,0,('BdD PAC split'!$D$13-'BdD PAC split'!$F$13)/14*AZ$41+('BdD PAC split'!$F$13*(-7)-'BdD PAC split'!$D$13*7)/(-14))","v":0},{"$f":"IF(BA$41<-15,0,('BdD PAC split'!$D$13-'BdD PAC split'!$F$13)/14*BA$41+('BdD PAC split'!$F$13*(-7)-'BdD PAC split'!$D$13*7)/(-14))","v":0},{"$f":"IF(BB$41<-15,0,('BdD PAC split'!$D$13-'BdD PAC split'!$F$13)/14*BB$41+('BdD PAC split'!$F$13*(-7)-'BdD PAC split'!$D$13*7)/(-14))","v":0},{"$f":"IF(BC$41<-15,0,('BdD PAC split'!$D$13-'BdD PAC split'!$F$13)/14*BC$41+('BdD PAC split'!$F$13*(-7)-'BdD PAC split'!$D$13*7)/(-14))","v":0},{"$f":"IF(BD$41<-15,0,('BdD PAC split'!$D$13-'BdD PAC split'!$F$13)/14*BD$41+('BdD PAC split'!$F$13*(-7)-'BdD PAC split'!$D$13*7)/(-14))","v":0},{"$f":"IF(BE$41<-15,0,('BdD PAC split'!$D$13-'BdD PAC split'!$F$13)/14*BE$41+('BdD PAC split'!$F$13*(-7)-'BdD PAC split'!$D$13*7)/(-14))","v":0},{"$f":"IF(BF$41<-15,0,('BdD PAC split'!$D$13-'BdD PAC split'!$F$13)/14*BF$41+('BdD PAC split'!$F$13*(-7)-'BdD PAC split'!$D$13*7)/(-14))","v":0},{"$f":"IF(BG$41<-15,0,('BdD PAC split'!$D$13-'BdD PAC split'!$F$13)/14*BG$41+('BdD PAC split'!$F$13*(-7)-'BdD PAC split'!$D$13*7)/(-14))","v":0},{"$f":"IF(BH$41<-15,0,('BdD PAC split'!$D$13-'BdD PAC split'!$F$13)/14*BH$41+('BdD PAC split'!$F$13*(-7)-'BdD PAC split'!$D$13*7)/(-14))","v":4.0999999999999996},{"$f":"IF(BI$41<-15,0,('BdD PAC split'!$D$13-'BdD PAC split'!$F$13)/14*BI$41+('BdD PAC split'!$F$13*(-7)-'BdD PAC split'!$D$13*7)/(-14))","v":4.0999999999999996},{"$f":"IF(BJ$41<-15,0,('BdD PAC split'!$D$13-'BdD PAC split'!$F$13)/14*BJ$41+('BdD PAC split'!$F$13*(-7)-'BdD PAC split'!$D$13*7)/(-14))","v":4.0999999999999996},{"$f":"IF(BK$41<-15,0,('BdD PAC split'!$D$13-'BdD PAC split'!$F$13)/14*BK$41+('BdD PAC split'!$F$13*(-7)-'BdD PAC split'!$D$13*7)/(-14))","v":4.0999999999999996},{"$f":"IF(BL$41<-15,0,('BdD PAC split'!$D$13-'BdD PAC split'!$F$13)/14*BL$41+('BdD PAC split'!$F$13*(-7)-'BdD PAC split'!$D$13*7)/(-14))","v":4.0999999999999996},{"$f":"IF(BM$41<-15,0,('BdD PAC split'!$D$13-'BdD PAC split'!$F$13)/14*BM$41+('BdD PAC split'!$F$13*(-7)-'BdD PAC split'!$D$13*7)/(-14))","v":4.0999999999999996},{"$f":"IF(BN$41<-15,0,('BdD PAC split'!$D$13-'BdD PAC split'!$F$13)/14*BN$41+('BdD PAC split'!$F$13*(-7)-'BdD PAC split'!$D$13*7)/(-14))","v":4.0999999999999996},{"$f":"IF(BO$41<-15,0,('BdD PAC split'!$D$13-'BdD PAC split'!$F$13)/14*BO$41+('BdD PAC split'!$F$13*(-7)-'BdD PAC split'!$D$13*7)/(-14))","v":4.0999999999999996},{"$f":"IF(BP$41<-15,0,('BdD PAC split'!$D$13-'BdD PAC split'!$F$13)/14*BP$41+('BdD PAC split'!$F$13*(-7)-'BdD PAC split'!$D$13*7)/(-14))","v":4.0999999999999996},{"$f":"IF(BQ$41<-15,0,('BdD PAC split'!$D$13-'BdD PAC split'!$F$13)/14*BQ$41+('BdD PAC split'!$F$13*(-7)-'BdD PAC split'!$D$13*7)/(-14))","v":4.0999999999999996},{"$f":"IF(BR$41<-15,0,('BdD PAC split'!$D$13-'BdD PAC split'!$F$13)/14*BR$41+('BdD PAC split'!$F$13*(-7)-'BdD PAC split'!$D$13*7)/(-14))","v":4.0999999999999996},{"$f":"IF(BS$41<-15,0,('BdD PAC split'!$D$13-'BdD PAC split'!$F$13)/14*BS$41+('BdD PAC split'!$F$13*(-7)-'BdD PAC split'!$D$13*7)/(-14))","v":4.0999999999999996},{"$f":"IF(BT$41<-15,0,('BdD PAC split'!$D$13-'BdD PAC split'!$F$13)/14*BT$41+('BdD PAC split'!$F$13*(-7)-'BdD PAC split'!$D$13*7)/(-14))","v":4.0999999999999996},{"$f":"IF(BU$41<-15,0,('BdD PAC split'!$D$13-'BdD PAC split'!$F$13)/14*BU$41+('BdD PAC split'!$F$13*(-7)-'BdD PAC split'!$D$13*7)/(-14))","v":4.0999999999999996},{"$f":"IF(BV$41<-15,0,('BdD PAC split'!$D$13-'BdD PAC split'!$F$13)/14*BV$41+('BdD PAC split'!$F$13*(-7)-'BdD PAC split'!$D$13*7)/(-14))","v":4.0999999999999996},{"$f":"IF(BW$41<-15,0,('BdD PAC split'!$D$13-'BdD PAC split'!$F$13)/14*BW$41+('BdD PAC split'!$F$13*(-7)-'BdD PAC split'!$D$13*7)/(-14))","v":4.0999999999999996},{"$f":"IF(BX$41<-15,0,('BdD PAC split'!$D$13-'BdD PAC split'!$F$13)/14*BX$41+('BdD PAC split'!$F$13*(-7)-'BdD PAC split'!$D$13*7)/(-14))","v":4.0999999999999996},{"$f":"IF(BY$41<-15,0,('BdD PAC split'!$D$13-'BdD PAC split'!$F$13)/14*BY$41+('BdD PAC split'!$F$13*(-7)-'BdD PAC split'!$D$13*7)/(-14))","v":4.0999999999999996},{"$f":"IF(BZ$41<-15,0,('BdD PAC split'!$D$13-'BdD PAC split'!$F$13)/14*BZ$41+('BdD PAC split'!$F$13*(-7)-'BdD PAC split'!$D$13*7)/(-14))","v":4.0999999999999996},{"$f":"IF(CA$41<-15,0,('BdD PAC split'!$D$13-'BdD PAC split'!$F$13)/14*CA$41+('BdD PAC split'!$F$13*(-7)-'BdD PAC split'!$D$13*7)/(-14))","v":4.0999999999999996},{"$f":"IF(CB$41<-15,0,('BdD PAC split'!$D$13-'BdD PAC split'!$F$13)/14*CB$41+('BdD PAC split'!$F$13*(-7)-'BdD PAC split'!$D$13*7)/(-14))","v":4.0999999999999996},{"$f":"IF(CC$41<-15,0,('BdD PAC split'!$D$13-'BdD PAC split'!$F$13)/14*CC$41+('BdD PAC split'!$F$13*(-7)-'BdD PAC split'!$D$13*7)/(-14))","v":4.0999999999999996},{"$f":"IF(CD$41<-15,0,('BdD PAC split'!$D$13-'BdD PAC split'!$F$13)/14*CD$41+('BdD PAC split'!$F$13*(-7)-'BdD PAC split'!$D$13*7)/(-14))","v":4.0999999999999996},{"$f":"IF(CE$41<-15,0,('BdD PAC split'!$D$13-'BdD PAC split'!$F$13)/14*CE$41+('BdD PAC split'!$F$13*(-7)-'BdD PAC split'!$D$13*7)/(-14))","v":4.0999999999999996},{"$f":"IF(CF$41<-15,0,('BdD PAC split'!$D$13-'BdD PAC split'!$F$13)/14*CF$41+('BdD PAC split'!$F$13*(-7)-'BdD PAC split'!$D$13*7)/(-14))","v":4.0999999999999996},{"$f":"IF(CG$41<-15,0,('BdD PAC split'!$D$13-'BdD PAC split'!$F$13)/14*CG$41+('BdD PAC split'!$F$13*(-7)-'BdD PAC split'!$D$13*7)/(-14))","v":4.0999999999999996},{"$f":"IF(CH$41<-15,0,('BdD PAC split'!$D$13-'BdD PAC split'!$F$13)/14*CH$41+('BdD PAC split'!$F$13*(-7)-'BdD PAC split'!$D$13*7)/(-14))","v":4.0999999999999996},{"$f":"IF(CI$41<-15,0,('BdD PAC split'!$D$13-'BdD PAC split'!$F$13)/14*CI$41+('BdD PAC split'!$F$13*(-7)-'BdD PAC split'!$D$13*7)/(-14))","v":4.0999999999999996},{"$f":"IF(CJ$41<-15,0,('BdD PAC split'!$D$13-'BdD PAC split'!$F$13)/14*CJ$41+('BdD PAC split'!$F$13*(-7)-'BdD PAC split'!$D$13*7)/(-14))","v":4.0999999999999996},{"$f":"IF(CK$41<-15,0,('BdD PAC split'!$D$13-'BdD PAC split'!$F$13)/14*CK$41+('BdD PAC split'!$F$13*(-7)-'BdD PAC split'!$D$13*7)/(-14))","v":4.0999999999999996},{"$f":"IF(CL$41<-15,0,('BdD PAC split'!$D$13-'BdD PAC split'!$F$13)/14*CL$41+('BdD PAC split'!$F$13*(-7)-'BdD PAC split'!$D$13*7)/(-14))","v":4.0999999999999996},{"$f":"IF(CM$41<-15,0,('BdD PAC split'!$D$13-'BdD PAC split'!$F$13)/14*CM$41+('BdD PAC split'!$F$13*(-7)-'BdD PAC split'!$D$13*7)/(-14))","v":4.0999999999999996},{"$f":"IF(CN$41<-15,0,('BdD PAC split'!$D$13-'BdD PAC split'!$F$13)/14*CN$41+('BdD PAC split'!$F$13*(-7)-'BdD PAC split'!$D$13*7)/(-14))","v":4.0999999999999996},{"$f":"IF(CO$41<-15,0,('BdD PAC split'!$D$13-'BdD PAC split'!$F$13)/14*CO$41+('BdD PAC split'!$F$13*(-7)-'BdD PAC split'!$D$13*7)/(-14))","v":4.0999999999999996},{"$f":"IF(CP$41<-15,0,('BdD PAC split'!$D$13-'BdD PAC split'!$F$13)/14*CP$41+('BdD PAC split'!$F$13*(-7)-'BdD PAC split'!$D$13*7)/(-14))","v":4.0999999999999996},{"$f":"IF(CQ$41<-15,0,('BdD PAC split'!$D$13-'BdD PAC split'!$F$13)/14*CQ$41+('BdD PAC split'!$F$13*(-7)-'BdD PAC split'!$D$13*7)/(-14))","v":4.0999999999999996},{"$f":"IF(CR$41<-15,0,('BdD PAC split'!$D$13-'BdD PAC split'!$F$13)/14*CR$41+('BdD PAC split'!$F$13*(-7)-'BdD PAC split'!$D$13*7)/(-14))","v":4.0999999999999996},{"$f":"IF(CS$41<-15,0,('BdD PAC split'!$D$13-'BdD PAC split'!$F$13)/14*CS$41+('BdD PAC split'!$F$13*(-7)-'BdD PAC split'!$D$13*7)/(-14))","v":4.0999999999999996},{"$f":"IF(CT$41<-15,0,('BdD PAC split'!$D$13-'BdD PAC split'!$F$13)/14*CT$41+('BdD PAC split'!$F$13*(-7)-'BdD PAC split'!$D$13*7)/(-14))","v":4.0999999999999996},{"$f":"IF(CU$41<-15,0,('BdD PAC split'!$D$13-'BdD PAC split'!$F$13)/14*CU$41+('BdD PAC split'!$F$13*(-7)-'BdD PAC split'!$D$13*7)/(-14))","v":4.0999999999999996},{"$f":"IF(CV$41<-15,0,('BdD PAC split'!$D$13-'BdD PAC split'!$F$13)/14*CV$41+('BdD PAC split'!$F$13*(-7)-'BdD PAC split'!$D$13*7)/(-14))","v":4.0999999999999996},{"$f":"IF(CW$41<-15,0,('BdD PAC split'!$D$13-'BdD PAC split'!$F$13)/14*CW$41+('BdD PAC split'!$F$13*(-7)-'BdD PAC split'!$D$13*7)/(-14))","v":4.0999999999999996},{"$f":"IF(CX$41<-15,0,('BdD PAC split'!$D$13-'BdD PAC split'!$F$13)/14*CX$41+('BdD PAC split'!$F$13*(-7)-'BdD PAC split'!$D$13*7)/(-14))","v":4.0999999999999996},{"$f":"IF(CY$41<-15,0,('BdD PAC split'!$D$13-'BdD PAC split'!$F$13)/14*CY$41+('BdD PAC split'!$F$13*(-7)-'BdD PAC split'!$D$13*7)/(-14))","v":4.0999999999999996},{"$f":"IF(CZ$41<-15,0,('BdD PAC split'!$D$13-'BdD PAC split'!$F$13)/14*CZ$41+('BdD PAC split'!$F$13*(-7)-'BdD PAC split'!$D$13*7)/(-14))","v":4.0999999999999996},{"$f":"IF(DA$41<-15,0,('BdD PAC split'!$D$13-'BdD PAC split'!$F$13)/14*DA$41+('BdD PAC split'!$F$13*(-7)-'BdD PAC split'!$D$13*7)/(-14))","v":4.0999999999999996}]
[null,null,17,5.64,8.1199999999999992,5.64,6.61,5.64,5.68,5.64,4.75,5.64,4.01,5.4,3.28,"-","-",null,null,null,null,null,null,null,null,null,null,16,39,{"$f":"IF(Résultats!$AQ$28>60,60,IF(AND(Résultats!$AQ$28=0,AB76>0),AB76,Résultats!$AQ$28))","v":20.655172413793093},25,1,"-",0,"-",0,"-",0,25,{"$f":"IFERROR(IF(AND($Y$48=1,num_tab=2),HLOOKUP(AM76,'BdD PAC monobloc'!$C$20:$P$62,AC76,FALSE),IF(AND($Y$48=1,num_tab=3),HLOOKUP(AM76,'BdD PAC monobloc'!$C$67:$P$109,FALSE),IF(AND($Y$48=1,num_tab=4),HLOOKUP(AM76,'BdD PAC monobloc'!$C$114:$P$156,FALSE),IF(num_tab=1,HLOOKUP(AM76,$D$37:$Q$79,AC76,FALSE),IF(num_tab=2,HLOOKUP(AM76,$D$84:$Q$126,AC76,FALSE),IF(num_tab=3,HLOOKUP(AM76,$D$131:$Q$173,AC76,FALSE),IF(num_tab=4,HLOOKUP(AM76,$D$178:$Q$220,AC76,FALSE),IF(num_tab=5,HLOOKUP(AM76,$D$225:$Q$267,AC76,FALSE),IF(num_tab=6,HLOOKUP(AM76,$D$272:$Q$314,AC76,FALSE),IF(num_tab=7,HLOOKUP(AM76,$D$319:$Q$361,AC76,FALSE))))))))))),\"-\")","v":12.18},{"$f":"IFERROR(IF(AND(Dimensionnement!$F$62=ChoixPAC!$G$6,ChoixPAC!$E$39=ChoixPAC!$G$12),AN76*2,AN76),\"-\")","v":12.18},{"$f":"IFERROR(IF(AND($Y$48=1,num_tab=2),HLOOKUP(AM76+1,'BdD PAC monobloc'!$C$20:$P$62,AC76,FALSE),IF(AND($Y$48=1,num_tab=3),HLOOKUP(AM76+1,'BdD PAC monobloc'!$C$67:$P$109,FALSE),IF(AND($Y$48=1,num_tab=4),HLOOKUP(AM76+1,'BdD PAC monobloc'!$C$114:$P$156,FALSE),IF(num_tab=1,HLOOKUP(AM76+1,$D$37:$Q$79,AC76,FALSE),IF(num_tab=2,HLOOKUP(AM76+1,$D$84:$Q$126,AC76,FALSE),IF(num_tab=3,HLOOKUP(AM76+1,$D$131:$Q$173,AC76,FALSE),IF(num_tab=4,HLOOKUP(AM76+1,$D$178:$Q$220,AC76,FALSE),IF(num_tab=5,HLOOKUP(AM76+1,$D$225:$Q$267,AC76,FALSE),IF(num_tab=6,HLOOKUP(AM76+1,$D$272:$Q$314,AC76,FALSE),IF(num_tab=7,HLOOKUP(AM76+1,$D$319:$Q$361,AC76,FALSE))))))))))),\"-\")","v":5.3380000000000001},2.2817534657174972,null,null,null,null,null,"COP PAC à T°ext/50",{"$f":"IF(AX$41<-15,0,('BdD PAC split'!$J$13-'BdD PAC split'!$L$13)/14*AX$41+('BdD PAC split'!$L$13*(-7)-'BdD PAC split'!$J$13*7)/(-14))","v":0},{"$f":"IF(AY$41<-15,0,('BdD PAC split'!$J$13-'BdD PAC split'!$L$13)/14*AY$41+('BdD PAC split'!$L$13*(-7)-'BdD PAC split'!$J$13*7)/(-14))","v":0},{"$f":"IF(AZ$41<-15,0,('BdD PAC split'!$J$13-'BdD PAC split'!$L$13)/14*AZ$41+('BdD PAC split'!$L$13*(-7)-'BdD PAC split'!$J$13*7)/(-14))","v":0},{"$f":"IF(BA$41<-15,0,('BdD PAC split'!$J$13-'BdD PAC split'!$L$13)/14*BA$41+('BdD PAC split'!$L$13*(-7)-'BdD PAC split'!$J$13*7)/(-14))","v":0},{"$f":"IF(BB$41<-15,0,('BdD PAC split'!$J$13-'BdD PAC split'!$L$13)/14*BB$41+('BdD PAC split'!$L$13*(-7)-'BdD PAC split'!$J$13*7)/(-14))","v":0},{"$f":"IF(BC$41<-15,0,('BdD PAC split'!$J$13-'BdD PAC split'!$L$13)/14*BC$41+('BdD PAC split'!$L$13*(-7)-'BdD PAC split'!$J$13*7)/(-14))","v":0},{"$f":"IF(BD$41<-15,0,('BdD PAC split'!$J$13-'BdD PAC split'!$L$13)/14*BD$41+('BdD PAC split'!$L$13*(-7)-'BdD PAC split'!$J$13*7)/(-14))","v":0},{"$f":"IF(BE$41<-15,0,('BdD PAC split'!$J$13-'BdD PAC split'!$L$13)/14*BE$41+('BdD PAC split'!$L$13*(-7)-'BdD PAC split'!$J$13*7)/(-14))","v":0},{"$f":"IF(BF$41<-15,0,('BdD PAC split'!$J$13-'BdD PAC split'!$L$13)/14*BF$41+('BdD PAC split'!$L$13*(-7)-'BdD PAC split'!$J$13*7)/(-14))","v":0},{"$f":"IF(BG$41<-15,0,('BdD PAC split'!$J$13-'BdD PAC split'!$L$13)/14*BG$41+('BdD PAC split'!$L$13*(-7)-'BdD PAC split'!$J$13*7)/(-14))","v":0},{"$f":"IF(BH$41<-15,0,('BdD PAC split'!$J$13-'BdD PAC split'!$L$13)/14*BH$41+('BdD PAC split'!$L$13*(-7)-'BdD PAC split'!$J$13*7)/(-14))","v":3.28},{"$f":"IF(BI$41<-15,0,('BdD PAC split'!$J$13-'BdD PAC split'!$L$13)/14*BI$41+('BdD PAC split'!$L$13*(-7)-'BdD PAC split'!$J$13*7)/(-14))","v":3.28},{"$f":"IF(BJ$41<-15,0,('BdD PAC split'!$J$13-'BdD PAC split'!$L$13)/14*BJ$41+('BdD PAC split'!$L$13*(-7)-'BdD PAC split'!$J$13*7)/(-14))","v":3.28},{"$f":"IF(BK$41<-15,0,('BdD PAC split'!$J$13-'BdD PAC split'!$L$13)/14*BK$41+('BdD PAC split'!$L$13*(-7)-'BdD PAC split'!$J$13*7)/(-14))","v":3.28},{"$f":"IF(BL$41<-15,0,('BdD PAC split'!$J$13-'BdD PAC split'!$L$13)/14*BL$41+('BdD PAC split'!$L$13*(-7)-'BdD PAC split'!$J$13*7)/(-14))","v":3.28},{"$f":"IF(BM$41<-15,0,('BdD PAC split'!$J$13-'BdD PAC split'!$L$13)/14*BM$41+('BdD PAC split'!$L$13*(-7)-'BdD PAC split'!$J$13*7)/(-14))","v":3.28},{"$f":"IF(BN$41<-15,0,('BdD PAC split'!$J$13-'BdD PAC split'!$L$13)/14*BN$41+('BdD PAC split'!$L$13*(-7)-'BdD PAC split'!$J$13*7)/(-14))","v":3.28},{"$f":"IF(BO$41<-15,0,('BdD PAC split'!$J$13-'BdD PAC split'!$L$13)/14*BO$41+('BdD PAC split'!$L$13*(-7)-'BdD PAC split'!$J$13*7)/(-14))","v":3.28},{"$f":"IF(BP$41<-15,0,('BdD PAC split'!$J$13-'BdD PAC split'!$L$13)/14*BP$41+('BdD PAC split'!$L$13*(-7)-'BdD PAC split'!$J$13*7)/(-14))","v":3.28},{"$f":"IF(BQ$41<-15,0,('BdD PAC split'!$J$13-'BdD PAC split'!$L$13)/14*BQ$41+('BdD PAC split'!$L$13*(-7)-'BdD PAC split'!$J$13*7)/(-14))","v":3.28},{"$f":"IF(BR$41<-15,0,('BdD PAC split'!$J$13-'BdD PAC split'!$L$13)/14*BR$41+('BdD PAC split'!$L$13*(-7)-'BdD PAC split'!$J$13*7)/(-14))","v":3.28},{"$f":"IF(BS$41<-15,0,('BdD PAC split'!$J$13-'BdD PAC split'!$L$13)/14*BS$41+('BdD PAC split'!$L$13*(-7)-'BdD PAC split'!$J$13*7)/(-14))","v":3.28},{"$f":"IF(BT$41<-15,0,('BdD PAC split'!$J$13-'BdD PAC split'!$L$13)/14*BT$41+('BdD PAC split'!$L$13*(-7)-'BdD PAC split'!$J$13*7)/(-14))","v":3.28},{"$f":"IF(BU$41<-15,0,('BdD PAC split'!$J$13-'BdD PAC split'!$L$13)/14*BU$41+('BdD PAC split'!$L$13*(-7)-'BdD PAC split'!$J$13*7)/(-14))","v":3.28},{"$f":"IF(BV$41<-15,0,('BdD PAC split'!$J$13-'BdD PAC split'!$L$13)/14*BV$41+('BdD PAC split'!$L$13*(-7)-'BdD PAC split'!$J$13*7)/(-14))","v":3.28},{"$f":"IF(BW$41<-15,0,('BdD PAC split'!$J$13-'BdD PAC split'!$L$13)/14*BW$41+('BdD PAC split'!$L$13*(-7)-'BdD PAC split'!$J$13*7)/(-14))","v":3.28},{"$f":"IF(BX$41<-15,0,('BdD PAC split'!$J$13-'BdD PAC split'!$L$13)/14*BX$41+('BdD PAC split'!$L$13*(-7)-'BdD PAC split'!$J$13*7)/(-14))","v":3.28},{"$f":"IF(BY$41<-15,0,('BdD PAC split'!$J$13-'BdD PAC split'!$L$13)/14*BY$41+('BdD PAC split'!$L$13*(-7)-'BdD PAC split'!$J$13*7)/(-14))","v":3.28},{"$f":"IF(BZ$41<-15,0,('BdD PAC split'!$J$13-'BdD PAC split'!$L$13)/14*BZ$41+('BdD PAC split'!$L$13*(-7)-'BdD PAC split'!$J$13*7)/(-14))","v":3.28},{"$f":"IF(CA$41<-15,0,('BdD PAC split'!$J$13-'BdD PAC split'!$L$13)/14*CA$41+('BdD PAC split'!$L$13*(-7)-'BdD PAC split'!$J$13*7)/(-14))","v":3.28},{"$f":"IF(CB$41<-15,0,('BdD PAC split'!$J$13-'BdD PAC split'!$L$13)/14*CB$41+('BdD PAC split'!$L$13*(-7)-'BdD PAC split'!$J$13*7)/(-14))","v":3.28},{"$f":"IF(CC$41<-15,0,('BdD PAC split'!$J$13-'BdD PAC split'!$L$13)/14*CC$41+('BdD PAC split'!$L$13*(-7)-'BdD PAC split'!$J$13*7)/(-14))","v":3.28},{"$f":"IF(CD$41<-15,0,('BdD PAC split'!$J$13-'BdD PAC split'!$L$13)/14*CD$41+('BdD PAC split'!$L$13*(-7)-'BdD PAC split'!$J$13*7)/(-14))","v":3.28},{"$f":"IF(CE$41<-15,0,('BdD PAC split'!$J$13-'BdD PAC split'!$L$13)/14*CE$41+('BdD PAC split'!$L$13*(-7)-'BdD PAC split'!$J$13*7)/(-14))","v":3.28},{"$f":"IF(CF$41<-15,0,('BdD PAC split'!$J$13-'BdD PAC split'!$L$13)/14*CF$41+('BdD PAC split'!$L$13*(-7)-'BdD PAC split'!$J$13*7)/(-14))","v":3.28},{"$f":"IF(CG$41<-15,0,('BdD PAC split'!$J$13-'BdD PAC split'!$L$13)/14*CG$41+('BdD PAC split'!$L$13*(-7)-'BdD PAC split'!$J$13*7)/(-14))","v":3.28},{"$f":"IF(CH$41<-15,0,('BdD PAC split'!$J$13-'BdD PAC split'!$L$13)/14*CH$41+('BdD PAC split'!$L$13*(-7)-'BdD PAC split'!$J$13*7)/(-14))","v":3.28},{"$f":"IF(CI$41<-15,0,('BdD PAC split'!$J$13-'BdD PAC split'!$L$13)/14*CI$41+('BdD PAC split'!$L$13*(-7)-'BdD PAC split'!$J$13*7)/(-14))","v":3.28},{"$f":"IF(CJ$41<-15,0,('BdD PAC split'!$J$13-'BdD PAC split'!$L$13)/14*CJ$41+('BdD PAC split'!$L$13*(-7)-'BdD PAC split'!$J$13*7)/(-14))","v":3.28},{"$f":"IF(CK$41<-15,0,('BdD PAC split'!$J$13-'BdD PAC split'!$L$13)/14*CK$41+('BdD PAC split'!$L$13*(-7)-'BdD PAC split'!$J$13*7)/(-14))","v":3.28},{"$f":"IF(CL$41<-15,0,('BdD PAC split'!$J$13-'BdD PAC split'!$L$13)/14*CL$41+('BdD PAC split'!$L$13*(-7)-'BdD PAC split'!$J$13*7)/(-14))","v":3.28},{"$f":"IF(CM$41<-15,0,('BdD PAC split'!$J$13-'BdD PAC split'!$L$13)/14*CM$41+('BdD PAC split'!$L$13*(-7)-'BdD PAC split'!$J$13*7)/(-14))","v":3.28},{"$f":"IF(CN$41<-15,0,('BdD PAC split'!$J$13-'BdD PAC split'!$L$13)/14*CN$41+('BdD PAC split'!$L$13*(-7)-'BdD PAC split'!$J$13*7)/(-14))","v":3.28},{"$f":"IF(CO$41<-15,0,('BdD PAC split'!$J$13-'BdD PAC split'!$L$13)/14*CO$41+('BdD PAC split'!$L$13*(-7)-'BdD PAC split'!$J$13*7)/(-14))","v":3.28},{"$f":"IF(CP$41<-15,0,('BdD PAC split'!$J$13-'BdD PAC split'!$L$13)/14*CP$41+('BdD PAC split'!$L$13*(-7)-'BdD PAC split'!$J$13*7)/(-14))","v":3.28},{"$f":"IF(CQ$41<-15,0,('BdD PAC split'!$J$13-'BdD PAC split'!$L$13)/14*CQ$41+('BdD PAC split'!$L$13*(-7)-'BdD PAC split'!$J$13*7)/(-14))","v":3.28},{"$f":"IF(CR$41<-15,0,('BdD PAC split'!$J$13-'BdD PAC split'!$L$13)/14*CR$41+('BdD PAC split'!$L$13*(-7)-'BdD PAC split'!$J$13*7)/(-14))","v":3.28},{"$f":"IF(CS$41<-15,0,('BdD PAC split'!$J$13-'BdD PAC split'!$L$13)/14*CS$41+('BdD PAC split'!$L$13*(-7)-'BdD PAC split'!$J$13*7)/(-14))","v":3.28},{"$f":"IF(CT$41<-15,0,('BdD PAC split'!$J$13-'BdD PAC split'!$L$13)/14*CT$41+('BdD PAC split'!$L$13*(-7)-'BdD PAC split'!$J$13*7)/(-14))","v":3.28},{"$f":"IF(CU$41<-15,0,('BdD PAC split'!$J$13-'BdD PAC split'!$L$13)/14*CU$41+('BdD PAC split'!$L$13*(-7)-'BdD PAC split'!$J$13*7)/(-14))","v":3.28},{"$f":"IF(CV$41<-15,0,('BdD PAC split'!$J$13-'BdD PAC split'!$L$13)/14*CV$41+('BdD PAC split'!$L$13*(-7)-'BdD PAC split'!$J$13*7)/(-14))","v":3.28},{"$f":"IF(CW$41<-15,0,('BdD PAC split'!$J$13-'BdD PAC split'!$L$13)/14*CW$41+('BdD PAC split'!$L$13*(-7)-'BdD PAC split'!$J$13*7)/(-14))","v":3.28},{"$f":"IF(CX$41<-15,0,('BdD PAC split'!$J$13-'BdD PAC split'!$L$13)/14*CX$41+('BdD PAC split'!$L$13*(-7)-'BdD PAC split'!$J$13*7)/(-14))","v":3.28},{"$f":"IF(CY$41<-15,0,('BdD PAC split'!$J$13-'BdD PAC split'!$L$13)/14*CY$41+('BdD PAC split'!$L$13*(-7)-'BdD PAC split'!$J$13*7)/(-14))","v":3.28},{"$f":"IF(CZ$41<-15,0,('BdD PAC split'!$J$13-'BdD PAC split'!$L$13)/14*CZ$41+('BdD PAC split'!$L$13*(-7)-'BdD PAC split'!$J$13*7)/(-14))","v":3.28},{"$f":"IF(DA$41<-15,0,('BdD PAC split'!$J$13-'BdD PAC split'!$L$13)/14*DA$41+('BdD PAC split'!$L$13*(-7)-'BdD PAC split'!$J$13*7)/(-14))","v":3.28}]
[null,null,18,5.76,8.14,5.76,6.77,5.76,5.81,5.76,4.8499999999999996,5.76,4.09,5.6,3.33,"-","-",null,null,null,null,null,null,null,null,null,null,17,40,{"$f":"IF(Résultats!$AR$28>60,60,IF(AND(Résultats!$AR$28=0,AB77>0),AB77,Résultats!$AR$28))","v":20.103448275862057},25,1,"-",0,"-",0,"-",0,25,{"$f":"IFERROR(IF(AND($Y$48=1,num_tab=2),HLOOKUP(AM77,'BdD PAC monobloc'!$C$20:$P$62,AC77,FALSE),IF(AND($Y$48=1,num_tab=3),HLOOKUP(AM77,'BdD PAC monobloc'!$C$67:$P$109,FALSE),IF(AND($Y$48=1,num_tab=4),HLOOKUP(AM77,'BdD PAC monobloc'!$C$114:$P$156,FALSE),IF(num_tab=1,HLOOKUP(AM77,$D$37:$Q$79,AC77,FALSE),IF(num_tab=2,HLOOKUP(AM77,$D$84:$Q$126,AC77,FALSE),IF(num_tab=3,HLOOKUP(AM77,$D$131:$Q$173,AC77,FALSE),IF(num_tab=4,HLOOKUP(AM77,$D$178:$Q$220,AC77,FALSE),IF(num_tab=5,HLOOKUP(AM77,$D$225:$Q$267,AC77,FALSE),IF(num_tab=6,HLOOKUP(AM77,$D$272:$Q$314,AC77,FALSE),IF(num_tab=7,HLOOKUP(AM77,$D$319:$Q$361,AC77,FALSE))))))))))),\"-\")","v":12.46},{"$f":"IFERROR(IF(AND(Dimensionnement!$F$62=ChoixPAC!$G$6,ChoixPAC!$E$39=ChoixPAC!$G$12),AN77*2,AN77),\"-\")","v":12.46},{"$f":"IFERROR(IF(AND($Y$48=1,num_tab=2),HLOOKUP(AM77+1,'BdD PAC monobloc'!$C$20:$P$62,AC77,FALSE),IF(AND($Y$48=1,num_tab=3),HLOOKUP(AM77+1,'BdD PAC monobloc'!$C$67:$P$109,FALSE),IF(AND($Y$48=1,num_tab=4),HLOOKUP(AM77+1,'BdD PAC monobloc'!$C$114:$P$156,FALSE),IF(num_tab=1,HLOOKUP(AM77+1,$D$37:$Q$79,AC77,FALSE),IF(num_tab=2,HLOOKUP(AM77+1,$D$84:$Q$126,AC77,FALSE),IF(num_tab=3,HLOOKUP(AM77+1,$D$131:$Q$173,AC77,FALSE),IF(num_tab=4,HLOOKUP(AM77+1,$D$178:$Q$220,AC77,FALSE),IF(num_tab=5,HLOOKUP(AM77+1,$D$225:$Q$267,AC77,FALSE),IF(num_tab=6,HLOOKUP(AM77+1,$D$272:$Q$314,AC77,FALSE),IF(num_tab=7,HLOOKUP(AM77+1,$D$319:$Q$361,AC77,FALSE))))))))))),\"-\")","v":5.3460000000000001},2.3307145529367754,null,null,null,null,null,"COP PAC à T°ext/Tdep",{"$f":"AX75+(Résultats!B$28-35)*('BdD PAC split'!AX76-'BdD PAC split'!AX75)/15","v":0},{"$f":"AY75+(Résultats!C$28-35)*('BdD PAC split'!AY76-'BdD PAC split'!AY75)/15","v":0},{"$f":"AZ75+(Résultats!D$28-35)*('BdD PAC split'!AZ76-'BdD PAC split'!AZ75)/15","v":0},{"$f":"BA75+(Résultats!E$28-35)*('BdD PAC split'!BA76-'BdD PAC split'!BA75)/15","v":0},{"$f":"BB75+(Résultats!F$28-35)*('BdD PAC split'!BB76-'BdD PAC split'!BB75)/15","v":0},{"$f":"BC75+(Résultats!G$28-35)*('BdD PAC split'!BC76-'BdD PAC split'!BC75)/15","v":0},{"$f":"BD75+(Résultats!H$28-35)*('BdD PAC split'!BD76-'BdD PAC split'!BD75)/15","v":0},{"$f":"BE75+(Résultats!I$28-35)*('BdD PAC split'!BE76-'BdD PAC split'!BE75)/15","v":0},{"$f":"BF75+(Résultats!J$28-35)*('BdD PAC split'!BF76-'BdD PAC split'!BF75)/15","v":0},{"$f":"BG75+(Résultats!K$28-35)*('BdD PAC split'!BG76-'BdD PAC split'!BG75)/15","v":0},{"$f":"BH75+(Résultats!L$28-35)*('BdD PAC split'!BH76-'BdD PAC split'!BH75)/15","v":4.0999999999999996},{"$f":"BI75+(Résultats!M$28-35)*('BdD PAC split'!BI76-'BdD PAC split'!BI75)/15","v":4.0999999999999996},{"$f":"BJ75+(Résultats!N$28-35)*('BdD PAC split'!BJ76-'BdD PAC split'!BJ75)/15","v":4.0999999999999996},{"$f":"BK75+(Résultats!O$28-35)*('BdD PAC split'!BK76-'BdD PAC split'!BK75)/15","v":4.0999999999999996},{"$f":"BL75+(Résultats!P$28-35)*('BdD PAC split'!BL76-'BdD PAC split'!BL75)/15","v":4.0999999999999996},{"$f":"BM75+(Résultats!Q$28-35)*('BdD PAC split'!BM76-'BdD PAC split'!BM75)/15","v":4.0999999999999996},{"$f":"BN75+(Résultats!R$28-35)*('BdD PAC split'!BN76-'BdD PAC split'!BN75)/15","v":4.1301609195402298},{"$f":"BO75+(Résultats!S$28-35)*('BdD PAC split'!BO76-'BdD PAC split'!BO75)/15","v":4.160321839080459},{"$f":"BP75+(Résultats!T$28-35)*('BdD PAC split'!BP76-'BdD PAC split'!BP75)/15","v":4.1904827586206892},{"$f":"BQ75+(Résultats!U$28-35)*('BdD PAC split'!BQ76-'BdD PAC split'!BQ75)/15","v":4.2206436781609185},{"$f":"BR75+(Résultats!V$28-35)*('BdD PAC split'!BR76-'BdD PAC split'!BR75)/15","v":4.2508045977011486},{"$f":"BS75+(Résultats!W$28-35)*('BdD PAC split'!BS76-'BdD PAC split'!BS75)/15","v":4.2809655172413787},{"$f":"BT75+(Résultats!X$28-35)*('BdD PAC split'!BT76-'BdD PAC split'!BT75)/15","v":4.311126436781608},{"$f":"BU75+(Résultats!Y$28-35)*('BdD PAC split'!BU76-'BdD PAC split'!BU75)/15","v":4.3412873563218382},{"$f":"BV75+(Résultats!Z$28-35)*('BdD PAC split'!BV76-'BdD PAC split'!BV75)/15","v":4.3714482758620683},{"$f":"BW75+(Résultats!AA$28-35)*('BdD PAC split'!BW76-'BdD PAC split'!BW75)/15","v":4.4016091954022984},{"$f":"BX75+(Résultats!AB$28-35)*('BdD PAC split'!BX76-'BdD PAC split'!BX75)/15","v":4.4317701149425277},{"$f":"BY75+(Résultats!AC$28-35)*('BdD PAC split'!BY76-'BdD PAC split'!BY75)/15","v":4.4619310344827579},{"$f":"BZ75+(Résultats!AD$28-35)*('BdD PAC split'!BZ76-'BdD PAC split'!BZ75)/15","v":4.492091954022988},{"$f":"CA75+(Résultats!AE$28-35)*('BdD PAC split'!CA76-'BdD PAC split'!CA75)/15","v":4.5222528735632181},{"$f":"CB75+(Résultats!AF$28-35)*('BdD PAC split'!CB76-'BdD PAC split'!CB75)/15","v":4.5524137931034474},{"$f":"CC75+(Résultats!AG$28-35)*('BdD PAC split'!CC76-'BdD PAC split'!CC75)/15","v":4.5825747126436776},{"$f":"CD75+(Résultats!AH$28-35)*('BdD PAC split'!CD76-'BdD PAC split'!CD75)/15","v":4.6127356321839077},{"$f":"CE75+(Résultats!AI$28-35)*('BdD PAC split'!CE76-'BdD PAC split'!CE75)/15","v":4.6428965517241378},{"$f":"CF75+(Résultats!AJ$28-35)*('BdD PAC split'!CF76-'BdD PAC split'!CF75)/15","v":4.673057471264368},{"$f":"CG75+(Résultats!AK$28-35)*('BdD PAC split'!CG76-'BdD PAC split'!CG75)/15","v":4.7032183908045972},{"$f":"CH75+(Résultats!AL$28-35)*('BdD PAC split'!CH76-'BdD PAC split'!CH75)/15","v":4.7333793103448274},{"$f":"CI75+(Résultats!AM$28-35)*('BdD PAC split'!CI76-'BdD PAC split'!CI75)/15","v":4.7635402298850575},{"$f":"CJ75+(Résultats!AN$28-35)*('BdD PAC split'!CJ76-'BdD PAC split'!CJ75)/15","v":4.7937011494252868},{"$f":"CK75+(Résultats!AO$28-35)*('BdD PAC split'!CK76-'BdD PAC split'!CK75)/15","v":4.8238620689655169},{"$f":"CL75+(Résultats!AP$28-35)*('BdD PAC split'!CL76-'BdD PAC split'!CL75)/15","v":4.8540229885057471},{"$f":"CM75+(Résultats!AQ$28-35)*('BdD PAC split'!CM76-'BdD PAC split'!CM75)/15","v":4.8841839080459772},{"$f":"CN75+(Résultats!AR$28-35)*('BdD PAC split'!CN76-'BdD PAC split'!CN75)/15","v":4.9143448275862074},{"$f":"CO75+(Résultats!AS$28-35)*('BdD PAC split'!CO76-'BdD PAC split'!CO75)/15","v":4.9445057471264366},{"$f":"CP75+(Résultats!AT$28-35)*('BdD PAC split'!CP76-'BdD PAC split'!CP75)/15","v":4.9746666666666668},{"$f":"CQ75+(Résultats!AU$28-35)*('BdD PAC split'!CQ76-'BdD PAC split'!CQ75)/15","v":6.0133333333333328},{"$f":"CR75+(Résultats!AV$28-35)*('BdD PAC split'!CR76-'BdD PAC split'!CR75)/15","v":6.0133333333333328},{"$f":"CS75+(Résultats!AW$28-35)*('BdD PAC split'!CS76-'BdD PAC split'!CS75)/15","v":6.0133333333333328},{"$f":"CT75+(Résultats!AX$28-35)*('BdD PAC split'!CT76-'BdD PAC split'!CT75)/15","v":6.0133333333333328},{"$f":"CU75+(Résultats!AY$28-35)*('BdD PAC split'!CU76-'BdD PAC split'!CU75)/15","v":6.0133333333333328},{"$f":"CV75+(Résultats!AZ$28-35)*('BdD PAC split'!CV76-'BdD PAC split'!CV75)/15","v":6.0133333333333328},{"$f":"CW75+(Résultats!BA$28-35)*('BdD PAC split'!CW76-'BdD PAC split'!CW75)/15","v":6.0133333333333328},{"$f":"CX75+(Résultats!BB$28-35)*('BdD PAC split'!CX76-'BdD PAC split'!CX75)/15","v":6.0133333333333328},{"$f":"CY75+(Résultats!BC$28-35)*('BdD PAC split'!CY76-'BdD PAC split'!CY75)/15","v":6.0133333333333328},{"$f":"CZ75+(Résultats!BD$28-35)*('BdD PAC split'!CZ76-'BdD PAC split'!CZ75)/15","v":6.0133333333333328},{"$f":"DA75+(Résultats!BE$28-35)*('BdD PAC split'!DA76-'BdD PAC split'!DA75)/15","v":6.0133333333333328}]
[null,null,19,5.88,8.17,5.88,6.92,5.88,5.94,5.88,4.96,5.88,4.17,5.8,3.39,"-","-",null,null,null,null,null,null,null,null,null,null,18,41,{"$f":"IF(Résultats!$AS$28>60,60,IF(AND(Résultats!$AS$28=0,AB78>0),AB78,Résultats!$AS$28))","v":19.551724137931021},25,1,"-",0,"-",0,"-",0,25,{"$f":"IFERROR(IF(AND($Y$48=1,num_tab=2),HLOOKUP(AM78,'BdD PAC monobloc'!$C$20:$P$62,AC78,FALSE),IF(AND($Y$48=1,num_tab=3),HLOOKUP(AM78,'BdD PAC monobloc'!$C$67:$P$109,FALSE),IF(AND($Y$48=1,num_tab=4),HLOOKUP(AM78,'BdD PAC monobloc'!$C$114:$P$156,FALSE),IF(num_tab=1,HLOOKUP(AM78,$D$37:$Q$79,AC78,FALSE),IF(num_tab=2,HLOOKUP(AM78,$D$84:$Q$126,AC78,FALSE),IF(num_tab=3,HLOOKUP(AM78,$D$131:$Q$173,AC78,FALSE),IF(num_tab=4,HLOOKUP(AM78,$D$178:$Q$220,AC78,FALSE),IF(num_tab=5,HLOOKUP(AM78,$D$225:$Q$267,AC78,FALSE),IF(num_tab=6,HLOOKUP(AM78,$D$272:$Q$314,AC78,FALSE),IF(num_tab=7,HLOOKUP(AM78,$D$319:$Q$361,AC78,FALSE))))))))))),\"-\")","v":12.74},{"$f":"IFERROR(IF(AND(Dimensionnement!$F$62=ChoixPAC!$G$6,ChoixPAC!$E$39=ChoixPAC!$G$12),AN78*2,AN78),\"-\")","v":12.74},{"$f":"IFERROR(IF(AND($Y$48=1,num_tab=2),HLOOKUP(AM78+1,'BdD PAC monobloc'!$C$20:$P$62,AC78,FALSE),IF(AND($Y$48=1,num_tab=3),HLOOKUP(AM78+1,'BdD PAC monobloc'!$C$67:$P$109,FALSE),IF(AND($Y$48=1,num_tab=4),HLOOKUP(AM78+1,'BdD PAC monobloc'!$C$114:$P$156,FALSE),IF(num_tab=1,HLOOKUP(AM78+1,$D$37:$Q$79,AC78,FALSE),IF(num_tab=2,HLOOKUP(AM78+1,$D$84:$Q$126,AC78,FALSE),IF(num_tab=3,HLOOKUP(AM78+1,$D$131:$Q$173,AC78,FALSE),IF(num_tab=4,HLOOKUP(AM78+1,$D$178:$Q$220,AC78,FALSE),IF(num_tab=5,HLOOKUP(AM78+1,$D$225:$Q$267,AC78,FALSE),IF(num_tab=6,HLOOKUP(AM78+1,$D$272:$Q$314,AC78,FALSE),IF(num_tab=7,HLOOKUP(AM78+1,$D$319:$Q$361,AC78,FALSE))))))))))),\"-\")","v":5.3540000000000001},2.3795293238700039]
[null,null,20,6,8.19,6,7.08,6,6.07,6,5.0599999999999996,6,4.25,6,3.45,"-","-",null,null,null,null,null,null,null,null,null,null,19,42,{"$f":"IF(Résultats!$AT$28>60,60,IF(AND(Résultats!$AT$28=0,AB79>0),AB79,Résultats!$AT$28))","v":18.999999999999986},{"$f":"IF(AD79=0,\"25\",IF(AD79<25,25,IF(AD79<35,35,IF(MROUND(AD79,5)<AD79,MROUND(AD79,5)+5,MROUND(AD79,5)))))","v":25},1,"-",0,"-",0,"-",0,25,{"$f":"IFERROR(IF(AND($Y$48=1,num_tab=2),HLOOKUP(AM79,'BdD PAC monobloc'!$C$20:$P$62,AC79,FALSE),IF(AND($Y$48=1,num_tab=3),HLOOKUP(AM79,'BdD PAC monobloc'!$C$67:$P$109,FALSE),IF(AND($Y$48=1,num_tab=4),HLOOKUP(AM79,'BdD PAC monobloc'!$C$114:$P$156,FALSE),IF(num_tab=1,HLOOKUP(AM79,$D$37:$Q$79,AC79,FALSE),IF(num_tab=2,HLOOKUP(AM79,$D$84:$Q$126,AC79,FALSE),IF(num_tab=3,HLOOKUP(AM79,$D$131:$Q$173,AC79,FALSE),IF(num_tab=4,HLOOKUP(AM79,$D$178:$Q$220,AC79,FALSE),IF(num_tab=5,HLOOKUP(AM79,$D$225:$Q$267,AC79,FALSE),IF(num_tab=6,HLOOKUP(AM79,$D$272:$Q$314,AC79,FALSE),IF(num_tab=7,HLOOKUP(AM79,$D$319:$Q$361,AC79,FALSE))))))))))),\"-\")","v":13.020000000000001},{"$f":"IFERROR(IF(AND(Dimensionnement!$F$62=ChoixPAC!$G$6,ChoixPAC!$E$39=ChoixPAC!$G$12),AN79*2,AN79),\"-\")","v":13.020000000000001},{"$f":"IFERROR(IF(AND($Y$48=1,num_tab=2),HLOOKUP(AM79+1,'BdD PAC monobloc'!$C$20:$P$62,AC79,FALSE),IF(AND($Y$48=1,num_tab=3),HLOOKUP(AM79+1,'BdD PAC monobloc'!$C$67:$P$109,FALSE),IF(AND($Y$48=1,num_tab=4),HLOOKUP(AM79+1,'BdD PAC monobloc'!$C$114:$P$156,FALSE),IF(num_tab=1,HLOOKUP(AM79+1,$D$37:$Q$79,AC79,FALSE),IF(num_tab=2,HLOOKUP(AM79+1,$D$84:$Q$126,AC79,FALSE),IF(num_tab=3,HLOOKUP(AM79+1,$D$131:$Q$173,AC79,FALSE),IF(num_tab=4,HLOOKUP(AM79+1,$D$178:$Q$220,AC79,FALSE),IF(num_tab=5,HLOOKUP(AM79+1,$D$225:$Q$267,AC79,FALSE),IF(num_tab=6,HLOOKUP(AM79+1,$D$272:$Q$314,AC79,FALSE),IF(num_tab=7,HLOOKUP(AM79+1,$D$319:$Q$361,AC79,FALSE))))))))))),\"-\")","v":5.3620000000000001},2.4281984334203659]
[null,null,null,null,null,null,null,null,null,null,null,null,null,null,null,null,null,null,null,null,null,null,null,null,null,null,null,20,43,{"$f":"IF(Résultats!$AU$28>60,60,IF(AND(Résultats!$AU$28=0,AB80>0),AB80,Résultats!$AU$28))","v":20},{"$f":"IF(AD80=0,\"25\",IF(AD80<25,25,IF(AD80<35,35,IF(MROUND(AD80,5)<AD80,MROUND(AD80,5)+5,MROUND(AD80,5)))))","v":25},1,"-",0,"-",0,"-",0,25,{"$f":"IFERROR(IF(AND($Y$48=1,num_tab=2),HLOOKUP(AM80,'BdD PAC monobloc'!$C$20:$P$62,AC80,FALSE),IF(AND($Y$48=1,num_tab=3),HLOOKUP(AM80,'BdD PAC monobloc'!$C$67:$P$109,FALSE),IF(AND($Y$48=1,num_tab=4),HLOOKUP(AM80,'BdD PAC monobloc'!$C$114:$P$156,FALSE),IF(num_tab=1,HLOOKUP(AM80,$D$37:$Q$79,AC80,FALSE),IF(num_tab=2,HLOOKUP(AM80,$D$84:$Q$126,AC80,FALSE),IF(num_tab=3,HLOOKUP(AM80,$D$131:$Q$173,AC80,FALSE),IF(num_tab=4,HLOOKUP(AM80,$D$178:$Q$220,AC80,FALSE),IF(num_tab=5,HLOOKUP(AM80,$D$225:$Q$267,AC80,FALSE),IF(num_tab=6,HLOOKUP(AM80,$D$272:$Q$314,AC80,FALSE),IF(num_tab=7,HLOOKUP(AM80,$D$319:$Q$361,AC80,FALSE))))))))))),\"-\")","v":13.3},{"$f":"IFERROR(IF(AND(Dimensionnement!$F$62=ChoixPAC!$G$6,ChoixPAC!$E$39=ChoixPAC!$G$12),AN80*2,AN80),\"-\")","v":13.3},{"$f":"IFERROR(IF(AND($Y$48=1,num_tab=2),HLOOKUP(AM80+1,'BdD PAC monobloc'!$C$20:$P$62,AC80,FALSE),IF(AND($Y$48=1,num_tab=3),HLOOKUP(AM80+1,'BdD PAC monobloc'!$C$67:$P$109,FALSE),IF(AND($Y$48=1,num_tab=4),HLOOKUP(AM80+1,'BdD PAC monobloc'!$C$114:$P$156,FALSE),IF(num_tab=1,HLOOKUP(AM80+1,$D$37:$Q$79,AC80,FALSE),IF(num_tab=2,HLOOKUP(AM80+1,$D$84:$Q$126,AC80,FALSE),IF(num_tab=3,HLOOKUP(AM80+1,$D$131:$Q$173,AC80,FALSE),IF(num_tab=4,HLOOKUP(AM80+1,$D$178:$Q$220,AC80,FALSE),IF(num_tab=5,HLOOKUP(AM80+1,$D$225:$Q$267,AC80,FALSE),IF(num_tab=6,HLOOKUP(AM80+1,$D$272:$Q$314,AC80,FALSE),IF(num_tab=7,HLOOKUP(AM80+1,$D$319:$Q$361,AC80,FALSE))))))))))),\"-\")","v":5.37},2.4767225325884543]
[]
[]
[null,null,"Modèle","AWHP 6 MR"]
[null,2,"Température départ [°C]",25,26,35,36,40,41,45,46,50,51,55,56,60,61]
[null,null,"Température ext de base [°C]","Puissance calorifique [kW]","COP","Puissance calorifique [kW]","COP","Puissance calorifique [kW]","COP","Puissance calorifique [kW]","COP","Puissance calorifique [kW]","COP","Puissance calorifique [kW]","COP","Puissance calorifique [kW]","COP",null,null,null,null,null,null,null,null,null,null,null,null,null,null,null,null,null,null,null,null,null,null,null,null,null,null,null,null,"Base de données pour ECS PAC AIR /EAU"]
[null,null,-20,"-","-","-","-","-","-","-","-","-","-","-","-","-","-"]
[null,null,-19,"-","-","-","-","-","-","-","-","-","-","-","-","-","-",null,null,null,null,null,null,null,null,null,null,null,null,null,null,null,null,null,null,null,null,null,null,null,null,null,null,null,null,null,"PAC sélectionnée ",{"$f":"Y49","v":"OEnoviaPac-C MB 6 MR - E"}]
[null,null,-18,"-","-","-","-","-","-","-","-","-","-","-","-","-","-"]
[null,null,-17,"-","-","-","-","-","-","-","-","-","-","-","-","-","-"]
[null,null,-16,"-","-","-","-","-","-","-","-","-","-","-","-","-","-",null,null,null,null,null,null,null,null,null,null,null,null,null,null,null,null,null,null,null,null,null,null,null,null,null,null,null,null,null,null,null,"Départ 35 °C",null,"Départ 40 °C",null,"Départ 45 °C",null,"Départ 50 °C",null,"Départ 55 °C",null,"Départ 60 °C"]
[null,null,-15,"-","-",3.8,2.04,3.4,1.76,3,1.48,2.7,1.2,"-","-","-","-",null,null,null,null,null,null,null,null,null,null,null,null,null,null,null,null,null,null,null,null,null,null,null,null,null,null,null,null,null,"Température ext de base [°C]","Ligne associée","Puissance","COP","Puissance","COP","Puissance","COP","Puissance","COP","Puissance","COP","Puissance","COP"]
[null,null,-14,"-","-",4.0199999999999996,2.12,3.62,1.84,3.22,1.56,2.96,1.3,"-","-","-","-",null,null,null,null,null,null,null,null,null,null,null,null,null,null,null,null,null,null,null,null,null,null,null,null,null,null,null,null,null,-20,3,{"$f":"IF(num_tab=1,HLOOKUP(35,$D$37:$Q$79,$AV92,FALSE),IF(num_tab=2,HLOOKUP(35,$D$84:$Q$126,$AV92,FALSE),IF(num_tab=3,HLOOKUP(35,$D$131:$Q$173,$AV92,FALSE),IF(num_tab=4,HLOOKUP(35,$D$178:$Q$220,$AV92,FALSE),IF(num_tab=5,HLOOKUP(35,$D$225:$Q$267,$AV92,FALSE),IF(num_tab=6,HLOOKUP(35,$D$272:$Q$314,$AV92,FALSE),IF(num_tab=7,HLOOKUP(35,$D$319:$Q$361,$AV92,FALSE))))))))","v":"-"},{"$f":"IF(num_tab=1,HLOOKUP(35+1,$D$37:$Q$79,$AV92,FALSE),IF(num_tab=2,HLOOKUP(35+1,$D$84:$Q$126,$AV92,FALSE),IF(num_tab=3,HLOOKUP(35+1,$D$131:$Q$173,$AV92,FALSE),IF(num_tab=4,HLOOKUP(35+1,$D$178:$Q$220,$AV92,FALSE),IF(num_tab=5,HLOOKUP(35+1,$D$225:$Q$267,$AV92,FALSE),IF(num_tab=6,HLOOKUP(35+1,$D$272:$Q$314,$AV92,FALSE),IF(num_tab=7,HLOOKUP(35+1,$D$319:$Q$361,$AV92,FALSE))))))))","v":"-"},{"$f":"IF(num_tab=1,HLOOKUP(40,$D$37:$Q$79,$AV92,FALSE),IF(num_tab=2,HLOOKUP(40,$D$84:$Q$126,$AV92,FALSE),IF(num_tab=3,HLOOKUP(40,$D$131:$Q$173,$AV92,FALSE),IF(num_tab=4,HLOOKUP(40,$D$178:$Q$220,$AV92,FALSE),IF(num_tab=5,HLOOKUP(40,$D$225:$Q$267,$AV92,FALSE),IF(num_tab=6,HLOOKUP(40,$D$272:$Q$314,$AV92,FALSE),IF(num_tab=7,HLOOKUP(40,$D$319:$Q$361,$AV92,FALSE))))))))","v":"-"},{"$f":"IF(num_tab=1,HLOOKUP(40+1,$D$37:$Q$79,$AV92,FALSE),IF(num_tab=2,HLOOKUP(40+1,$D$84:$Q$126,$AV92,FALSE),IF(num_tab=3,HLOOKUP(40+1,$D$131:$Q$173,$AV92,FALSE),IF(num_tab=4,HLOOKUP(40+1,$D$178:$Q$220,$AV92,FALSE),IF(num_tab=5,HLOOKUP(40+1,$D$225:$Q$267,$AV92,FALSE),IF(num_tab=6,HLOOKUP(40+1,$D$272:$Q$314,$AV92,FALSE),IF(num_tab=7,HLOOKUP(40+1,$D$319:$Q$361,$AV92,FALSE))))))))","v":"-"},{"$f":"IF(num_tab=1,HLOOKUP(45,$D$37:$Q$79,$AV92,FALSE),IF(num_tab=2,HLOOKUP(45,$D$84:$Q$126,$AV92,FALSE),IF(num_tab=3,HLOOKUP(45,$D$131:$Q$173,$AV92,FALSE),IF(num_tab=4,HLOOKUP(45,$D$178:$Q$220,$AV92,FALSE),IF(num_tab=5,HLOOKUP(45,$D$225:$Q$267,$AV92,FALSE),IF(num_tab=6,HLOOKUP(45,$D$272:$Q$314,$AV92,FALSE),IF(num_tab=7,HLOOKUP(45,$D$319:$Q$361,$AV92,FALSE))))))))","v":"-"},{"$f":"IF(num_tab=1,HLOOKUP(45+1,$D$37:$Q$79,$AV92,FALSE),IF(num_tab=2,HLOOKUP(45+1,$D$84:$Q$126,$AV92,FALSE),IF(num_tab=3,HLOOKUP(45+1,$D$131:$Q$173,$AV92,FALSE),IF(num_tab=4,HLOOKUP(45+1,$D$178:$Q$220,$AV92,FALSE),IF(num_tab=5,HLOOKUP(45+1,$D$225:$Q$267,$AV92,FALSE),IF(num_tab=6,HLOOKUP(45+1,$D$272:$Q$314,$AV92,FALSE),IF(num_tab=7,HLOOKUP(45+1,$D$319:$Q$361,$AV92,FALSE))))))))","v":"-"},{"$f":"IF(num_tab=1,HLOOKUP(50,$D$37:$Q$79,$AV92,FALSE),IF(num_tab=2,HLOOKUP(50,$D$84:$Q$126,$AV92,FALSE),IF(num_tab=3,HLOOKUP(50,$D$131:$Q$173,$AV92,FALSE),IF(num_tab=4,HLOOKUP(50,$D$178:$Q$220,$AV92,FALSE),IF(num_tab=5,HLOOKUP(50,$D$225:$Q$267,$AV92,FALSE),IF(num_tab=6,HLOOKUP(50,$D$272:$Q$314,$AV92,FALSE),IF(num_tab=7,HLOOKUP(50,$D$319:$Q$361,$AV92,FALSE))))))))","v":"-"},{"$f":"IF(num_tab=1,HLOOKUP(50+1,$D$37:$Q$79,$AV92,FALSE),IF(num_tab=2,HLOOKUP(50+1,$D$84:$Q$126,$AV92,FALSE),IF(num_tab=3,HLOOKUP(50+1,$D$131:$Q$173,$AV92,FALSE),IF(num_tab=4,HLOOKUP(50+1,$D$178:$Q$220,$AV92,FALSE),IF(num_tab=5,HLOOKUP(50+1,$D$225:$Q$267,$AV92,FALSE),IF(num_tab=6,HLOOKUP(50+1,$D$272:$Q$314,$AV92,FALSE),IF(num_tab=7,HLOOKUP(50+1,$D$319:$Q$361,$AV92,FALSE))))))))","v":"-"},{"$f":"IF(num_tab=1,HLOOKUP(55,$D$37:$Q$79,$AV92,FALSE),IF(num_tab=2,HLOOKUP(55,$D$84:$Q$126,$AV92,FALSE),IF(num_tab=3,HLOOKUP(55,$D$131:$Q$173,$AV92,FALSE),IF(num_tab=4,HLOOKUP(55,$D$178:$Q$220,$AV92,FALSE),IF(num_tab=5,HLOOKUP(55,$D$225:$Q$267,$AV92,FALSE),IF(num_tab=6,HLOOKUP(55,$D$272:$Q$314,$AV92,FALSE),IF(num_tab=7,HLOOKUP(55,$D$319:$Q$361,$AV92,FALSE))))))))","v":"-"},{"$f":"IF(num_tab=1,HLOOKUP(55+1,$D$37:$Q$79,$AV92,FALSE),IF(num_tab=2,HLOOKUP(55+1,$D$84:$Q$126,$AV92,FALSE),IF(num_tab=3,HLOOKUP(55+1,$D$131:$Q$173,$AV92,FALSE),IF(num_tab=4,HLOOKUP(55+1,$D$178:$Q$220,$AV92,FALSE),IF(num_tab=5,HLOOKUP(55+1,$D$225:$Q$267,$AV92,FALSE),IF(num_tab=6,HLOOKUP(55+1,$D$272:$Q$314,$AV92,FALSE),IF(num_tab=7,HLOOKUP(55+1,$D$319:$Q$361,$AV92,FALSE))))))))","v":"-"},{"$f":"IF(num_tab=1,HLOOKUP(60,$D$37:$Q$79,$AV92,FALSE),IF(num_tab=2,HLOOKUP(60,$D$84:$Q$126,$AV92,FALSE),IF(num_tab=3,HLOOKUP(60,$D$131:$Q$173,$AV92,FALSE),IF(num_tab=4,HLOOKUP(60,$D$178:$Q$220,$AV92,FALSE),IF(num_tab=5,HLOOKUP(60,$D$225:$Q$267,$AV92,FALSE),IF(num_tab=6,HLOOKUP(60,$D$272:$Q$314,$AV92,FALSE),IF(num_tab=7,HLOOKUP(60,$D$319:$Q$361,$AV92,FALSE))))))))","v":"-"},{"$f":"IF(num_tab=1,HLOOKUP(60+1,$D$37:$Q$79,$AV92,FALSE),IF(num_tab=2,HLOOKUP(60+1,$D$84:$Q$126,$AV92,FALSE),IF(num_tab=3,HLOOKUP(60+1,$D$131:$Q$173,$AV92,FALSE),IF(num_tab=4,HLOOKUP(60+1,$D$178:$Q$220,$AV92,FALSE),IF(num_tab=5,HLOOKUP(60+1,$D$225:$Q$267,$AV92,FALSE),IF(num_tab=6,HLOOKUP(60+1,$D$272:$Q$314,$AV92,FALSE),IF(num_tab=7,HLOOKUP(60+1,$D$319:$Q$361,$AV92,FALSE))))))))","v":"-"}]
[null,null,-13,"-","-",4.24,2.19,3.84,1.91,3.44,1.64,3.22,1.4,"-","-","-","-",null,null,null,null,null,null,null,null,null,null,null,null,null,null,null,null,null,null,null,null,null,null,null,null,null,null,null,null,null,-19,4,"-","-","-","-","-","-","-","-","-","-","-","-"]
[null,null,-12,"-","-",4.46,2.27,4.0599999999999996,1.99,3.66,1.71,3.48,1.49,"-","-","-","-",null,null,null,null,null,null,null,null,null,null,null,null,null,null,null,null,null,null,null,null,null,null,null,null,null,null,null,null,null,-18,5,"-","-","-","-","-","-","-","-","-","-","-","-"]
[null,null,-11,"-","-",4.68,2.34,4.28,2.06,3.88,1.79,3.74,1.59,"-","-","-","-",null,null,null,null,null,null,null,null,null,null,null,null,null,null,null,null,null,null,null,null,null,null,null,null,null,null,null,null,null,-17,6,"-","-","-","-","-","-","-","-","-","-","-","-"]
[null,null,-10,5.6,2.97,4.9000000000000004,2.42,4.5,2.14,4.0999999999999996,1.87,4,1.69,3.9,1.51,"-","-",null,null,null,null,null,null,null,null,null,null,null,null,null,null,null,null,null,null,null,null,null,null,null,null,null,null,null,null,null,-16,7,"-","-","-","-","-","-","-","-","-","-","-","-"]
[null,null,-9,5.8,3.05,5.0999999999999996,2.5,4.7,2.2200000000000002,4.33,1.95,4.2,1.76,4.0999999999999996,1.57,"-","-",null,null,null,null,null,null,null,null,null,null,null,null,null,null,null,null,null,null,null,null,null,null,null,null,null,null,null,null,null,-15,8,3.8,2.04,3.4,1.76,3,1.48,2.7,1.2,"-","-","-","-"]
[null,null,-8,6,3.12,5.3,2.57,4.9000000000000004,2.2999999999999998,4.57,2.02,4.4000000000000004,1.83,4.3,1.64,"-","-",null,null,null,null,null,null,null,null,null,null,null,null,null,null,null,null,null,null,null,null,null,null,null,null,null,null,null,null,null,-14,9,4.0199999999999996,2.12,3.62,1.84,3.22,1.56,2.96,1.3,"-","-","-","-"]
[null,null,-7,6.2,3.2,5.5,2.65,5.0999999999999996,2.38,4.8,2.1,4.5999999999999996,1.9,4.5,1.7,"-","-",null,null,null,null,null,null,null,null,null,null,null,null,null,null,null,null,null,null,null,null,null,null,null,null,null,null,null,null,null,-13,10,4.24,2.19,3.84,1.91,3.44,1.64,3.22,1.4,"-","-","-","-"]
[null,null,-6,6.07,3.23,5.44,2.69,5.09,2.42,4.82,2.14,4.6399999999999997,1.94,4.5599999999999996,1.73,"-","-",null,null,null,null,null,null,null,null,null,null,null,null,null,null,null,null,null,null,null,null,null,null,null,null,null,null,null,null,null,-12,11,4.46,2.27,4.0599999999999996,1.99,3.66,1.71,3.48,1.49,"-","-","-","-"]
[null,null,-5,5.93,3.26,5.39,2.72,5.08,2.46,4.84,2.1800000000000002,4.6900000000000004,1.97,4.6100000000000003,1.76,"-","-",null,null,null,null,null,null,null,null,null,null,null,null,null,null,null,null,null,null,null,null,null,null,null,null,null,null,null,null,null,-11,12,4.68,2.34,4.28,2.06,3.88,1.79,3.74,1.59,"-","-","-","-"]
[null,null,-4,5.8,3.29,5.33,2.76,5.07,2.4900000000000002,4.87,2.2200000000000002,4.7300000000000004,2.0099999999999998,4.67,1.79,"-","-",null,null,null,null,null,null,null,null,null,null,null,null,null,null,null,null,null,null,null,null,null,null,null,null,null,null,null,null,null,-10,13,4.9000000000000004,2.42,4.5,2.14,4.0999999999999996,1.87,4,1.69,3.9,1.51,"-","-"]
[null,null,-3,5.67,3.32,5.28,2.79,5.0599999999999996,2.5299999999999998,4.8899999999999997,2.2599999999999998,4.78,2.04,4.72,1.82,"-","-",null,null,null,null,null,null,null,null,null,null,null,null,null,null,null,null,null,null,null,null,null,null,null,null,null,null,null,null,null,-9,14,5.0999999999999996,2.5,4.7,2.2200000000000002,4.33,1.95,4.2,1.76,4.0999999999999996,1.57,"-","-"]
[null,null,-2,5.53,3.35,5.22,2.83,5.04,2.57,4.91,2.31,4.82,2.08,4.78,1.85,"-","-",null,null,null,null,null,null,null,null,null,null,null,null,null,null,null,null,null,null,null,null,null,null,null,null,null,null,null,null,null,-8,15,5.3,2.57,4.9000000000000004,2.2999999999999998,4.57,2.02,4.4000000000000004,1.83,4.3,1.64,"-","-"]
[null,null,-1,5.4,3.38,5.17,2.86,5.03,2.61,4.93,2.35,4.87,2.11,4.83,1.88,"-","-",null,null,null,null,null,null,null,null,null,null,null,null,null,null,null,null,null,null,null,null,null,null,null,null,null,null,null,null,null,-7,16,5.5,2.65,5.0999999999999996,2.38,4.8,2.1,4.5999999999999996,1.9,4.5,1.7,"-","-"]
[null,null,0,5.27,3.41,5.1100000000000003,2.9,5.0199999999999996,2.64,4.96,2.39,4.91,2.15,4.8899999999999997,1.91,"-","-",null,null,null,null,null,null,null,null,null,null,null,null,null,null,null,null,null,null,null,null,null,null,null,null,null,null,null,null,null,-6,17,5.44,2.69,5.09,2.42,4.82,2.14,4.6399999999999997,1.94,4.5599999999999996,1.73,"-","-"]
[null,null,1,5.13,3.44,5.0599999999999996,2.93,5.01,2.68,4.9800000000000004,2.4300000000000002,4.96,2.1800000000000002,4.9400000000000004,1.94,"-","-",null,null,null,null,null,null,null,null,null,null,null,null,null,null,null,null,null,null,null,null,null,null,null,null,null,null,null,null,null,-5,18,5.39,2.72,5.08,2.46,4.84,2.1800000000000002,4.6900000000000004,1.97,4.6100000000000003,1.76,"-","-"]
[null,null,2,5,3.47,5,2.97,5,2.72,5,2.4700000000000002,5,2.2200000000000002,5,1.97,5,1.72,null,null,null,null,null,null,null,null,null,null,null,null,null,null,null,null,null,null,null,null,null,null,null,null,null,null,null,null,null,-4,19,5.33,2.76,5.07,2.4900000000000002,4.87,2.2200000000000002,4.7300000000000004,2.0099999999999998,4.67,1.79,"-","-"]
[null,null,3,5.0999999999999996,3.88,5.0999999999999996,3.26,5.0999999999999996,2.95,5.0999999999999996,2.64,5.0999999999999996,2.33,5.0999999999999996,2.02,5.0999999999999996,1.71,null,null,null,null,null,null,null,null,null,null,null,null,null,null,null,null,null,null,null,null,null,null,null,null,null,null,null,null,null,-3,20,5.28,2.79,5.0599999999999996,2.5299999999999998,4.8899999999999997,2.2599999999999998,4.78,2.04,4.72,1.82,"-","-"]
[null,null,4,5.2,4.29,5.2,3.55,5.2,3.18,5.2,2.81,5.2,2.44,5.2,2.0699999999999998,5.2,1.7,null,null,null,null,null,null,null,null,null,null,null,null,null,null,null,null,null,null,null,null,null,null,null,null,null,null,null,null,null,-2,21,5.22,2.83,5.04,2.57,4.91,2.31,4.82,2.08,4.78,1.85,"-","-"]
[null,null,5,5.3,4.7,5.3,3.84,5.3,3.41,5.3,2.98,5.3,2.5499999999999998,5.3,2.12,5.3,1.69,null,null,null,null,null,null,null,null,null,null,null,null,null,null,null,null,null,null,null,null,null,null,null,null,null,null,null,null,null,-1,22,5.17,2.86,5.03,2.61,4.93,2.35,4.87,2.11,4.83,1.88,"-","-"]
[null,null,6,5.4,5.1100000000000003,5.4,4.13,5.4,3.64,5.4,3.15,5.4,2.66,5.4,2.17,5.4,1.68,null,null,null,null,null,null,null,null,null,null,null,null,null,null,null,null,null,null,null,null,null,null,null,null,null,null,null,null,null,0,23,5.1100000000000003,2.9,5.0199999999999996,2.64,4.96,2.39,4.91,2.15,4.8899999999999997,1.91,"-","-"]
[null,null,7,5.5,5.52,5.5,4.42,5.5,3.87,5.5,3.32,5.5,2.77,5.5,2.2200000000000002,5.5,1.67,null,null,null,null,null,null,null,null,null,null,null,null,null,null,null,null,null,null,null,null,null,null,null,null,null,null,null,null,null,1,24,5.0599999999999996,2.93,5.01,2.68,4.9800000000000004,2.4300000000000002,4.96,2.1800000000000002,4.9400000000000004,1.94,"-","-"]
[null,null,8,5.68,5.71,5.68,4.57,5.68,4,5.68,3.43,5.68,2.86,5.68,2.2999999999999998,5.68,1.73,null,null,null,null,null,null,null,null,null,null,null,null,null,null,null,null,null,null,null,null,null,null,null,null,null,null,null,null,null,2,25,5,2.97,5,2.72,5,2.4700000000000002,5,2.2200000000000002,5,1.97,5,1.72]
[null,null,9,5.86,5.9,5.86,4.72,5.86,4.13,5.86,3.55,5.86,2.96,5.86,2.37,5.86,1.79,null,null,null,null,null,null,null,null,null,null,null,null,null,null,null,null,null,null,null,null,null,null,null,null,null,null,null,null,null,3,26,5.0999999999999996,3.26,5.0999999999999996,2.95,5.0999999999999996,2.64,5.0999999999999996,2.33,5.0999999999999996,2.02,5.0999999999999996,1.71]
[null,null,10,6.04,6.08,6.04,4.88,6.04,4.2699999999999996,6.04,3.66,6.04,3.05,6.04,2.4500000000000002,6.04,1.84,null,null,null,null,null,null,null,null,null,null,null,null,null,null,null,null,null,null,null,null,null,null,null,null,null,null,null,null,null,4,27,5.2,3.55,5.2,3.18,5.2,2.81,5.2,2.44,5.2,2.0699999999999998,5.2,1.7]
[null,null,11,6.22,6.27,6.22,5.03,6.22,4.4000000000000004,6.22,3.78,6.22,3.15,6.22,2.52,6.22,1.9,null,null,null,null,null,null,null,null,null,null,null,null,null,null,null,null,null,null,null,null,null,null,null,null,null,null,null,null,null,5,28,5.3,3.84,5.3,3.41,5.3,2.98,5.3,2.5499999999999998,5.3,2.12,5.3,1.69]
[null,null,12,6.4,6.46,6.4,5.18,6.4,4.53,6.4,3.89,6.4,3.24,6.4,2.6,6.4,1.96,null,null,null,null,null,null,null,null,null,null,null,null,null,null,null,null,null,null,null,null,null,null,null,null,null,null,null,null,null,6,29,5.4,4.13,5.4,3.64,5.4,3.15,5.4,2.66,5.4,2.17,5.4,1.68]
[null,null,13,6.6,6.65,6.6,5.33,6.6,4.66,6.6,4,6.6,3.34,6.6,2.68,6.6,2.02,null,null,null,null,null,null,null,null,null,null,null,null,null,null,null,null,null,null,null,null,null,null,null,null,null,null,null,null,null,7,30,5.5,4.42,5.5,3.87,5.5,3.32,5.5,2.77,5.5,2.2200000000000002,5.5,1.67]
[null,null,14,6.8,6.84,6.8,5.48,6.8,4.8,6.8,4.12,6.8,3.43,6.8,2.75,6.8,2.0699999999999998,null,null,null,null,null,null,null,null,null,null,null,null,null,null,null,null,null,null,null,null,null,null,null,null,null,null,null,null,null,8,31,5.68,4.57,5.68,4,5.68,3.43,5.68,2.86,5.68,2.2999999999999998,5.68,1.73]
[null,null,15,7,7.03,7,5.63,7,4.93,7,4.2300000000000004,7,3.53,7,2.83,7,2.13,null,null,null,null,null,null,null,null,null,null,null,null,null,null,null,null,null,null,null,null,null,null,null,null,null,null,null,null,null,9,32,5.86,4.72,5.86,4.13,5.86,3.55,5.86,2.96,5.86,2.37,5.86,1.79]
[null,null,16,7.18,7.22,7.18,5.78,7.18,5.0599999999999996,7.18,4.34,7.18,3.62,7.18,2.91,7.18,2.19,null,null,null,null,null,null,null,null,null,null,null,null,null,null,null,null,null,null,null,null,null,null,null,null,null,null,null,null,null,10,33,6.04,4.88,6.04,4.2699999999999996,6.04,3.66,6.04,3.05,6.04,2.4500000000000002,6.04,1.84]
[null,null,17,7.36,7.41,7.36,5.93,7.36,5.19,7.36,4.46,7.36,3.72,7.36,2.98,7.36,2.2400000000000002,null,null,null,null,null,null,null,null,null,null,null,null,null,null,null,null,null,null,null,null,null,null,null,null,null,null,null,null,null,11,34,6.22,5.03,6.22,4.4000000000000004,6.22,3.78,6.22,3.15,6.22,2.52,6.22,1.9]
[null,null,18,7.54,7.6,7.54,6.09,7.54,5.33,7.54,4.57,7.54,3.81,7.54,3.06,7.54,2.2999999999999998,null,null,null,null,null,null,null,null,null,null,null,null,null,null,null,null,null,null,null,null,null,null,null,null,null,null,null,null,null,12,35,6.4,5.18,6.4,4.53,6.4,3.89,6.4,3.24,6.4,2.6,6.4,1.96]
[null,null,19,7.72,7.79,7.72,6.24,7.72,5.46,7.72,4.6900000000000004,7.72,3.91,7.72,3.13,7.72,2.35,null,null,null,null,null,null,null,null,null,null,null,null,null,null,null,null,null,null,null,null,null,null,null,null,null,null,null,null,null,13,36,6.6,5.33,6.6,4.66,6.6,4,6.6,3.34,6.6,2.68,6.6,2.02]
[null,null,20,7.9,7.98,7.9,6.39,7.9,5.59,7.9,4.8,7.9,4,7.9,3.21,7.9,2.41,null,null,null,null,null,null,null,null,null,null,null,null,null,null,null,null,null,null,null,null,null,null,null,null,null,null,null,null,null,14,37,6.8,5.48,6.8,4.8,6.8,4.12,6.8,3.43,6.8,2.75,6.8,2.0699999999999998]
[null,null,null,null,null,null,null,null,null,null,null,null,null,null,null,null,null,null,null,null,null,null,null,null,null,null,null,null,null,null,null,null,null,null,null,null,null,null,null,null,null,null,null,null,null,null,15,38,7,5.63,7,4.93,7,4.2300000000000004,7,3.53,7,2.83,7,2.13]
[null,null,null,null,null,null,null,null,null,null,null,null,null,null,null,null,null,null,null,null,null,null,null,null,null,null,null,null,null,null,null,null,null,null,null,null,null,null,null,null,null,null,null,null,null,null,16,39,7.18,5.78,7.18,5.0599999999999996,7.18,4.34,7.18,3.62,7.18,2.91,7.18,2.19]
[null,null,null,null,null,null,null,null,null,null,null,null,null,null,null,null,null,null,null,null,null,null,null,null,null,null,null,null,null,null,null,null,null,null,null,null,null,null,null,null,null,null,null,null,null,null,17,40,7.36,5.93,7.36,5.19,7.36,4.46,7.36,3.72,7.36,2.98,7.36,2.2400000000000002]
[null,null,"Modèle","AWHP 8 MR",null,null,null,null,null,null,null,null,null,null,null,null,null,null,null,null,null,null,null,null,null,null,null,null,null,null,null,null,null,null,null,null,null,null,null,null,null,null,null,null,null,null,18,41,7.54,6.09,7.54,5.33,7.54,4.57,7.54,3.81,7.54,3.06,7.54,2.2999999999999998]
[null,3,"Température départ [°C]",25,26,35,36,40,41,45,46,50,51,55,56,60,61,null,null,null,null,null,null,null,null,null,null,null,null,null,null,null,null,null,null,null,null,null,null,null,null,null,null,null,null,null,19,42,7.72,6.24,7.72,5.46,7.72,4.6900000000000004,7.72,3.91,7.72,3.13,7.72,2.35]
[null,null,"Température ext de base [°C]","Puissance calorifique [kW]","COP","Puissance calorifique [kW]","COP","Puissance calorifique [kW]","COP","Puissance calorifique [kW]","COP","Puissance calorifique [kW]","COP","Puissance calorifique [kW]","COP","Puissance calorifique [kW]","COP",null,null,null,null,null,null,null,null,null,null,null,null,null,null,null,null,null,null,null,null,null,null,null,null,null,null,null,null,null,20,43,7.9,6.39,7.9,5.59,7.9,4.8,7.9,4,7.9,3.21,7.9,2.41]
[null,null,-20,"-","-",5.6,1.78,5.6,1.64,5.6,1.51,"-","-","-","-","-","-"]
[null,null,-19,"-","-",5.8,1.85,5.78,1.69,5.76,1.55,"-","-","-","-","-","-"]
[null,null,-18,"-","-",6,1.92,5.96,1.75,5.92,1.59,"-","-","-","-","-","-"]
[null,null,-17,"-","-",6.2,1.98,6.14,1.8,6.08,1.64,"-","-","-","-","-","-"]
[null,null,-16,"-","-",6.4,2.0499999999999998,6.32,1.86,6.24,1.68,"-","-","-","-","-","-"]
[null,null,-15,"-","-",6.6,2.12,6.5,1.91,6.4,1.72,6.1,1.66,"-","-","-","-"]
[null,null,-14,"-","-",6.68,2.19,6.6,1.97,6.52,1.76,6.28,1.68,"-","-","-","-"]
[null,null,-13,"-","-",6.76,2.2599999999999998,6.7,2.0299999999999998,6.64,1.8,6.46,1.7,"-","-","-","-"]
[null,null,-12,"-","-",6.84,2.33,6.8,2.08,6.76,1.84,6.64,1.72,"-","-","-","-"]
[null,null,-11,"-","-",6.92,2.4,6.9,2.14,6.88,1.88,6.82,1.74,"-","-","-","-"]
[null,null,-10,7,2.91,7,2.4700000000000002,7,2.2000000000000002,7,1.92,7,1.76,6.7,1.56,"-","-"]
[null,null,-9,7,3.11,7,2.61,7,2.3199999999999998,7,2.0099999999999998,7,1.83,6.8,1.61,"-","-"]
[null,null,-8,7,3.31,7,2.76,7,2.4300000000000002,7,2.11,7,1.89,6.9,1.66,"-","-"]
[null,null,-7,7,3.51,7,2.9,7,2.5499999999999998,7,2.2000000000000002,7,1.96,7,1.71,"-","-"]
[null,null,-6,7.06,3.56,7.06,2.96,7.06,2.61,7.06,2.27,7.06,2.0099999999999998,7.01,1.73,"-","-"]
[null,null,-5,7.11,3.61,7.11,3.01,7.11,2.67,7.11,2.34,7.11,2.0499999999999998,7.02,1.75,"-","-"]
[null,null,-4,7.17,3.66,7.17,3.07,7.17,2.74,7.17,2.41,7.17,2.1,7.03,1.78,"-","-"]
[null,null,-3,7.22,3.71,7.22,3.12,7.22,2.8,7.22,2.48,7.22,2.14,7.04,1.8,"-","-"]
[null,null,-2,7.28,3.77,7.28,3.18,7.28,2.86,7.28,2.5499999999999998,7.28,2.19,7.06,1.82,"-","-"]
[null,null,-1,7.33,3.82,7.33,3.23,7.33,2.92,7.33,2.62,7.33,2.23,7.07,1.84,"-","-"]
[null,null,0,7.39,3.87,7.39,3.29,7.39,2.99,7.39,2.69,7.39,2.2799999999999998,7.08,1.87,"-","-"]
[null,null,1,7.44,3.92,7.44,3.34,7.44,3.05,7.44,2.76,7.44,2.3199999999999998,7.09,1.89,"-","-"]
[null,null,2,7.5,3.97,7.5,3.4,7.5,3.11,7.5,2.83,7.5,2.37,7.1,1.91,6.6,1.65]
[null,null,3,7.6,4.22,7.6,3.6,7.6,3.27,7.6,2.94,7.6,2.52,7.28,2.08,6.88,1.79]
[null,null,4,7.7,4.4800000000000004,7.7,3.8,7.7,3.43,7.7,3.06,7.7,2.66,7.46,2.25,7.16,1.92]
[null,null,5,7.8,4.7300000000000004,7.8,4,7.8,3.58,7.8,3.17,7.8,2.81,7.64,2.4300000000000002,7.44,2.06]
[null,null,6,7.9,4.99,7.9,4.2,7.9,3.74,7.9,3.29,7.9,2.95,7.82,2.6,7.72,2.19]
[null,null,7,8,5.24,8,4.4000000000000004,8,3.9,8,3.4,8,3.1,8,2.77,8,2.33]
[null,null,8,8.1999999999999993,5.42,8.1999999999999993,4.57,8.1999999999999993,4.03,8.1999999999999993,3.49,8.1999999999999993,3.16,8.1999999999999993,2.81,8.1999999999999993,2.36]
[null,null,9,8.4,5.61,8.4,4.74,8.4,4.16,8.4,3.57,8.4,3.23,8.4,2.85,8.4,2.4]
[null,null,10,8.6,5.79,8.6,4.92,8.6,4.28,8.6,3.66,8.6,3.29,8.6,2.89,8.6,2.4300000000000002]
[null,null,11,8.8000000000000007,5.98,8.8000000000000007,5.09,8.8000000000000007,4.41,8.8000000000000007,3.74,8.8000000000000007,3.36,8.8000000000000007,2.93,8.8000000000000007,2.4700000000000002]
[null,null,12,9,6.16,9,5.26,9,4.54,9,3.83,9,3.42,9,2.97,9,2.5]
[null,null,13,9.23,6.32,9.23,5.41,9.23,4.6500000000000004,9.23,3.9,9.23,3.48,9.23,3.02,9.23,2.5299999999999998]
[null,null,14,9.4700000000000006,6.47,9.4700000000000006,5.55,9.4700000000000006,4.76,9.4700000000000006,3.97,9.4700000000000006,3.53,9.4700000000000006,3.06,9.4700000000000006,2.5499999999999998]
[null,null,15,9.6999999999999993,6.63,9.6999999999999993,5.7,9.6999999999999993,4.87,9.6999999999999993,4.04,9.6999999999999993,3.59,9.6999999999999993,3.11,9.6999999999999993,2.58]
[null,null,16,9.8000000000000007,6.71,9.8000000000000007,5.77,9.8000000000000007,4.92,9.8000000000000007,4.08,9.8000000000000007,3.62,9.8000000000000007,3.14,9.8000000000000007,2.6]
[null,null,17,9.9,6.79,9.9,5.83,9.9,4.9800000000000004,9.9,4.12,9.9,3.66,9.9,3.17,9.9,2.62]
[null,null,18,10,6.87,10,5.9,10,5.03,10,4.17,10,3.69,10,3.19,10,2.64]
[null,null,19,10.1,6.95,10.1,5.96,10.1,5.09,10.1,4.21,10.1,3.73,10.1,3.22,10.1,2.66]
[null,null,20,10.199999999999999,7.03,10.199999999999999,6.03,10.199999999999999,5.14,10.199999999999999,4.25,10.199999999999999,3.76,10.199999999999999,3.25,10.199999999999999,2.68]
[]
[]
[]
[null,null,"Modèle","AWHP 11 MR/TR"]
[null,4,"Température départ [°C]",25,26,35,36,40,41,45,46,50,51,55,56,60,61]
[null,null,"Température ext de base [°C]","Puissance calorifique [kW]","COP","Puissance calorifique [kW]","COP","Puissance calorifique [kW]","COP","Puissance calorifique [kW]","COP","Puissance calorifique [kW]","COP","Puissance calorifique [kW]","COP","Puissance calorifique [kW]","COP"]
[null,null,-20,"-","-",6.9,1.79,6.7,1.64,6.6,1.49,"-","-","-","-","-","-"]
[null,null,-19,"-","-",7.16,1.86,6.98,1.7,6.88,1.53,"-","-","-","-","-","-"]
[null,null,-18,"-","-",7.42,1.94,7.26,1.76,7.16,1.57,"-","-","-","-","-","-"]
[null,null,-17,"-","-",7.68,2.0099999999999998,7.54,1.81,7.44,1.61,"-","-","-","-","-","-"]
[null,null,-16,"-","-",7.94,2.09,7.82,1.87,7.72,1.65,"-","-","-","-","-","-"]
[null,null,-15,"-","-",8.1999999999999993,2.16,8.1,1.93,8,1.69,7.9,1.52,7.8,1.34,"-","-"]
[null,null,-14,"-","-",8.26,2.23,8.18,1.99,8.1,1.76,8.02,1.57,7.94,1.38,"-","-"]
[null,null,-13,"-","-",8.32,2.2999999999999998,8.26,2.06,8.1999999999999993,1.82,8.14,1.62,8.08,1.42,"-","-"]
[null,null,-12,"-","-",8.3800000000000008,2.38,8.34,2.12,8.3000000000000007,1.89,8.26,1.68,8.2200000000000006,1.46,"-","-"]
[null,null,-11,"-","-",8.44,2.4500000000000002,8.42,2.19,8.4,1.95,8.3800000000000008,1.73,8.36,1.5,"-","-"]
[null,null,-10,8.5,3.02,8.5,2.52,8.5,2.25,8.5,2.02,8.5,1.78,8.5,1.54,"-","-"]
[null,null,-9,8.33,3.16,8.5,2.79,8.5,2.3199999999999998,8.5,2.09,8.5,1.83,8.5,1.58,"-","-"]
[null,null,-8,8.17,3.31,8.5,3.05,8.5,2.38,8.5,2.15,8.5,1.89,8.5,1.61,"-","-"]
[null,null,-7,8,3.45,8.5,3.32,8.5,2.4500000000000002,8.5,2.2200000000000002,8.5,1.94,8.5,1.65,"-","-"]
[null,null,-6,5,3.5,8.67,3.32,8.67,2.5099999999999998,8.67,2.27,8.67,1.98,8.67,1.68,"-","-"]
[null,null,-5,8.44,3.54,8.83,3.32,8.83,2.57,8.83,2.3199999999999998,8.83,2.02,8.83,1.7,"-","-"]
[null,null,-4,8.67,3.59,9,3.32,9,2.63,9,2.37,9,2.0499999999999998,9,1.73,"-","-"]
[null,null,-3,8.89,3.63,9.17,3.32,9.17,2.69,9.17,2.42,9.17,2.09,9.17,1.76,"-","-"]
[null,null,-2,9.11,3.68,9.33,3.32,9.33,2.75,9.33,2.46,9.33,2.13,9.33,1.78,"-","-"]
[null,null,-1,9.33,3.72,9.5,3.32,9.5,2.81,9.5,2.5099999999999998,9.5,2.17,9.5,1.81,"-","-"]
[null,null,0,9.56,3.77,9.67,3.32,9.67,2.87,9.67,2.56,9.67,2.2000000000000002,9.67,1.84,"-","-"]
[null,null,1,9.7799999999999994,3.81,9.83,3.32,9.83,2.93,9.83,2.61,9.83,2.2400000000000002,9.83,1.86,"-","-"]
[null,null,2,10,3.86,10,3.32,10,2.99,10,2.66,10,2.2799999999999998,10,1.89,9.4,1.49]
[null,null,3,10.24,4.07,10.24,3.55,10.24,3.18,10.24,2.81,10.24,2.4300000000000002,10.24,2.0299999999999998,9.76,1.62]
[null,null,4,10.48,4.2699999999999996,10.48,3.77,10.48,3.37,10.48,2.96,10.48,2.58,10.48,2.17,10.119999999999999,1.75]
[null,null,5,10.72,4.4800000000000004,10.72,4,10.72,3.56,10.72,3.12,10.72,2.72,10.72,2.3199999999999998,10.48,1.87]
[null,null,6,10.96,4.68,10.96,4.22,10.96,3.75,10.96,3.27,10.96,2.87,10.96,2.46,10.84,2]
[null,null,7,11.2,4.8899999999999997,11.2,4.45,11.2,3.94,11.2,3.42,11.2,3.02,11.2,2.6,11.2,2.13]
[null,null,8,11.54,5.03,11.54,4.59,11.54,4.0599999999999996,11.54,3.52,11.54,3.11,11.54,2.68,11.54,2.2000000000000002]
[null,null,9,11.88,5.17,11.88,4.7300000000000004,11.88,4.18,11.88,3.62,11.88,3.2,11.88,2.76,11.88,2.27]
[null,null,10,12.22,5.32,12.22,4.88,12.22,4.3,12.22,3.72,12.22,3.3,12.22,2.83,12.22,2.34]
[null,null,11,12.56,5.46,12.56,5.0199999999999996,12.56,4.42,12.56,3.82,12.56,3.39,12.56,2.91,12.56,2.41]
[null,null,12,12.9,5.6,12.9,5.16,12.9,4.54,12.9,3.92,12.9,3.48,12.9,2.99,12.9,2.48]
[null,null,13,13.13,5.73,13.13,5.27,13.13,4.6399999999999997,13.13,4.01,13.13,3.56,13.13,3.06,13.13,2.54]
[null,null,14,13.37,5.87,13.37,5.38,13.37,4.7300000000000004,13.37,4.09,13.37,3.63,13.37,3.14,13.37,2.59]
[null,null,15,13.6,6,13.6,5.49,13.6,4.83,13.6,4.18,13.6,3.71,13.6,3.21,13.6,2.65]
[null,null,16,13.82,6.12,13.82,5.58,13.82,4.92,13.82,4.26,13.82,3.78,13.82,3.27,13.82,2.74]
[null,null,17,14.04,6.25,14.04,5.68,14.04,5.01,14.04,4.34,14.04,3.85,14.04,3.33,14.04,2.83]
[null,null,18,14.26,6.37,14.26,5.77,14.26,5.09,14.26,4.41,14.26,3.92,14.26,3.4,14.26,2.92]
[null,null,19,14.48,6.5,14.48,5.87,14.48,5.18,14.48,4.49,14.48,3.99,14.48,3.46,14.48,3.01]
[null,null,20,14.7,6.62,14.7,5.96,14.7,5.27,14.7,4.57,14.7,4.0599999999999996,14.7,3.52,14.7,3.1]
[]
[]
[]
[null,null,"Modèle","AWHP 16 MR/TR"]
[null,5,"Température départ [°C]",25,26,35,36,40,41,45,46,50,51,55,56,60,61]
[null,null,"Température ext de base [°C]","Puissance calorifique [kW]","COP","Puissance calorifique [kW]","COP","Puissance calorifique [kW]","COP","Puissance calorifique [kW]","COP","Puissance calorifique [kW]","COP","Puissance calorifique [kW]","COP","Puissance calorifique [kW]","COP"]
[null,null,-20,"-","-",8,1.74,7.9,1.6,7.8,1.46,"-","-","-","-","-","-"]
[null,null,-19,"-","-",8.32,1.81,8.2200000000000006,1.66,8.1199999999999992,1.5,"-","-","-","-","-","-"]
[null,null,-18,"-","-",8.64,1.88,8.5399999999999991,1.71,8.44,1.54,"-","-","-","-","-","-"]
[null,null,-17,"-","-",8.9600000000000009,1.96,8.86,1.77,8.76,1.58,"-","-","-","-","-","-"]
[null,null,-16,"-","-",9.2799999999999994,2.0299999999999998,9.18,1.82,9.08,1.62,"-","-","-","-","-","-"]
[null,null,-15,"-","-",9.6,2.1,9.5,1.88,9.4,1.66,9.3000000000000007,1.5,9.1999999999999993,1.32,"-","-"]
[null,null,-14,"-","-",9.9,2.17,9.82,1.94,9.74,1.72,9.6,1.55,9.48,1.36,"-","-"]
[null,null,-13,"-","-",10.199999999999999,2.23,10.14,2,10.08,1.77,9.9,1.59,9.76,1.4,"-","-"]
[null,null,-12,"-","-",10.5,2.2999999999999998,10.46,2.0699999999999998,10.42,1.83,10.199999999999999,1.64,10.039999999999999,1.43,"-","-"]
[null,null,-11,"-","-",10.8,2.36,10.78,2.13,10.76,1.88,10.5,1.68,10.32,1.47,"-","-"]
[null,null,-10,11.2,2.92,11.1,2.4300000000000002,11.1,2.19,11.1,1.94,10.8,1.73,10.6,1.51,"-","-"]
[null,null,-9,11.65,3.02,11.13,2.57,11.13,2.29,11.13,2.0099999999999998,10.93,1.79,10.8,1.57,"-","-"]
[null,null,-8,12.11,3.11,11.17,2.71,11.17,2.39,11.17,2.0699999999999998,11.07,1.86,11,1.62,"-","-"]
[null,null,-7,12.56,3.21,11.2,2.85,11.2,2.4900000000000002,11.2,2.14,11.2,1.92,11.2,1.68,"-","-"]
[null,null,-6,12.5,3.27,11.29,2.89,11.29,2.5299999999999998,11.29,2.1800000000000002,11.29,1.95,11.29,1.7,"-","-"]
[null,null,-5,12.44,3.33,11.38,2.94,11.38,2.58,11.38,2.2200000000000002,11.38,1.98,11.38,1.72,"-","-"]
[null,null,-4,12.37,3.39,11.47,2.98,11.47,2.62,11.47,2.27,11.47,2.0099999999999998,11.47,1.74,"-","-"]
[null,null,-3,12.31,3.45,11.56,3.02,11.56,2.66,11.56,2.31,11.56,2.04,11.56,1.76,"-","-"]
[null,null,-2,12.25,3.52,11.64,3.07,11.64,2.71,11.64,2.35,11.64,2.08,11.64,1.78,"-","-"]
[null,null,-1,12.19,3.58,11.73,3.11,11.73,2.75,11.73,2.39,11.73,2.11,11.73,1.8,"-","-"]
[null,null,0,12.12,3.64,11.82,3.15,11.82,2.79,11.82,2.44,11.82,2.14,11.82,1.82,"-","-"]
[null,null,1,12.06,3.7,11.91,3.2,11.91,2.84,11.91,2.48,11.91,2.17,11.91,1.84,"-","-"]
[null,null,2,12,3.76,12,3.24,12,2.88,12,2.52,12,2.2000000000000002,12,1.86,1.2,1.54]
[null,null,3,12.8,3.92,12.8,3.41,12.8,3.04,12.8,2.66,12.78,2.33,12.64,1.99,3.86,1.66]
[null,null,4,13.6,4.09,13.6,3.58,13.6,3.2,13.6,2.8,13.56,2.46,13.28,2.12,6.52,1.78]
[null,null,5,14.4,4.25,14.4,3.76,14.4,3.35,14.4,2.95,14.33,2.6,13.93,2.2599999999999998,9.18,1.89]
[null,null,6,15.2,4.42,15.2,3.93,15.2,3.51,15.2,3.09,15.11,2.73,14.57,2.39,11.84,2.0099999999999998]
[null,null,7,16,4.58,16,4.0999999999999996,16,3.67,16,3.23,15.89,2.86,15.21,2.52,14.5,2.13]
[null,null,8,16.48,4.74,16.48,4.2300000000000004,16.48,3.77,16.48,3.31,16.350000000000001,2.94,15.65,2.59,14.94,2.19]
[null,null,9,16.96,4.9000000000000004,16.96,4.3600000000000003,16.96,3.88,16.96,3.39,16.809999999999999,3.02,16.100000000000001,2.66,15.38,2.25]
[null,null,10,17.43,5.0599999999999996,17.43,4.4800000000000004,17.43,3.98,17.43,3.48,17.260000000000002,3.09,16.54,2.73,15.82,2.3199999999999998]
[null,null,11,17.91,5.22,17.91,4.6100000000000003,17.91,4.09,17.91,3.56,17.72,3.17,16.989999999999998,2.8,16.260000000000002,2.38]
[null,null,12,18.39,5.38,18.39,4.74,18.39,4.1900000000000004,18.39,3.64,18.18,3.25,17.43,2.87,16.7,2.44]
[null,null,13,18.739999999999998,5.47,18.739999999999998,4.83,18.739999999999998,4.2699999999999996,18.739999999999998,3.71,18.52,3.31,17.760000000000002,2.92,17.03,2.4900000000000002]
[null,null,14,19.09,5.57,19.09,4.92,19.09,4.3499999999999996,19.09,3.77,18.850000000000001,3.37,18.09,2.97,17.37,2.5299999999999998]
[null,null,15,19.440000000000001,5.66,19.440000000000001,5.01,19.440000000000001,4.43,19.440000000000001,3.84,19.190000000000001,3.43,18.420000000000002,3.02,17.7,2.58]
[null,null,16,19.68,5.72,19.68,5.07,19.68,4.49,19.68,3.89,19.45,3.48,18.68,3.07,17.96,2.62]
[null,null,17,19.91,5.78,19.91,5.13,19.91,4.54,19.91,3.94,19.7,3.52,18.940000000000001,3.11,18.22,2.67]
[null,null,18,20.149999999999999,5.83,20.149999999999999,5.19,20.149999999999999,4.5999999999999996,20.149999999999999,4,19.96,3.57,19.21,3.16,18.48,2.71]
[null,null,19,20.38,5.89,20.38,5.25,20.38,4.6500000000000004,20.38,4.05,20.21,3.61,19.47,3.2,18.739999999999998,2.76]
[null,null,20,20.62,5.95,20.62,5.31,20.62,4.71,20.62,4.0999999999999996,20.47,3.66,19.73,3.25,19,2.8]
[]
[]
[]
[null,null,"Modèle","AWHP 22 TR"]
[null,6,"Température départ [°C]",25,26,35,36,40,41,45,46,50,51,55,56,60,61]
[null,null,"Température ext de base [°C]","Puissance calorifique [kW]","COP","Puissance calorifique [kW]","COP","Puissance calorifique [kW]","COP","Puissance calorifique [kW]","COP","Puissance calorifique [kW]","COP","Puissance calorifique [kW]","COP","Puissance calorifique [kW]","COP"]
[null,null,-20,"-","-",11.2,2.25,10.199999999999999,1.99,9.4,1.75,"-","-","-","-","-","-"]
[null,null,-19,"-","-",11.28,2.27,10.34,2.02,9.58,1.78,"-","-","-","-","-","-"]
[null,null,-18,"-","-",11.36,2.2999999999999998,10.48,2.0499999999999998,9.76,1.81,"-","-","-","-","-","-"]
[null,null,-17,"-","-",11.44,2.3199999999999998,10.62,2.08,9.94,1.84,"-","-","-","-","-","-"]
[null,null,-16,"-","-",11.52,2.35,10.76,2.11,10.119999999999999,1.87,"-","-","-","-","-","-"]
[null,null,-15,"-","-",11.6,2.37,10.9,2.14,10.3,1.9,9.9,1.67,"-","-","-","-"]
[null,null,-14,"-","-",11.8,2.42,11.12,2.1800000000000002,10.56,1.94,10.16,1.71,"-","-","-","-"]
[null,null,-13,"-","-",12,2.4700000000000002,11.34,2.23,10.82,1.98,10.42,1.75,"-","-","-","-"]
[null,null,-12,"-","-",12.2,2.5099999999999998,11.56,2.27,11.08,2.0299999999999998,10.68,1.79,"-","-","-","-"]
[null,null,-11,"-","-",12.4,2.56,11.78,2.3199999999999998,11.34,2.0699999999999998,10.94,1.83,"-","-","-","-"]
[null,null,-10,14.2,3,12.6,2.61,12,2.36,11.6,2.11,11.2,1.87,"-","-","-","-"]
[null,null,-9,14.37,3.07,12.87,2.67,12.33,2.42,11.9,2.16,11.53,1.92,"-","-","-","-"]
[null,null,-8,14.53,3.15,13.13,2.74,12.67,2.48,12.2,2.2200000000000002,11.87,1.96,"-","-","-","-"]
[null,null,-7,14.7,3.22,13.4,2.8,13,2.54,12.5,2.27,12.2,2.0099999999999998,11.8,1.76,"-","-"]
[null,null,-6,14.84,3.3,13.69,2.83,13.33,2.57,12.89,2.2799999999999998,12.62,2.0299999999999998,12.27,1.77,"-","-"]
[null,null,-5,14.99,3.39,13.98,2.87,13.67,2.61,13.28,2.29,13.04,2.0499999999999998,12.73,1.78,"-","-"]
[null,null,-4,15.13,3.47,14.27,2.9,14,2.64,13.67,2.2999999999999998,13.47,2.06,13.2,1.8,"-","-"]
[null,null,-3,15.28,3.56,14.56,2.94,14.33,2.68,14.06,2.31,13.89,2.08,13.67,1.81,"-","-"]
[null,null,-2,15.42,3.64,14.84,2.97,14.67,2.71,14.44,2.3199999999999998,14.31,2.1,14.13,1.82,"-","-"]
[null,null,-1,15.57,3.73,15.13,3.01,15,2.75,14.83,2.33,14.73,2.12,14.6,1.83,"-","-"]
[null,null,0,15.71,3.81,15.42,3.04,15.33,2.78,15.22,2.34,15.16,2.13,15.07,1.85,"-","-"]
[null,null,1,15.86,3.9,15.71,3.08,15.67,2.82,15.61,2.35,15.58,2.15,15.53,1.86,"-","-"]
[null,null,2,16,3.98,16,3.11,16,2.85,16,2.36,16,2.17,16,1.87,16,1.61]
[null,null,3,17.2,4.25,17.2,3.33,17.2,3.04,17.2,2.5299999999999998,17.2,2.31,17.2,1.99,17.2,1.71]
[null,null,4,18.399999999999999,4.5199999999999996,18.399999999999999,3.55,18.399999999999999,3.22,18.399999999999999,2.7,18.399999999999999,2.4500000000000002,18.399999999999999,2.11,18.399999999999999,1.82]
[null,null,5,19.600000000000001,4.78,19.600000000000001,3.76,19.600000000000001,3.41,19.600000000000001,2.86,19.600000000000001,2.58,19.600000000000001,2.23,19.600000000000001,1.92]
[null,null,6,20.8,5.05,20.8,3.98,20.8,3.59,20.8,3.03,20.8,2.72,20.8,2.35,20.8,2.0299999999999998]
[null,null,7,22,5.32,22,4.2,22,3.78,22,3.2,22,2.86,22,2.4700000000000002,22,2.13]
[null,null,8,22.79,5.53,22.79,4.3499999999999996,22.79,3.89,22.79,3.31,22.79,2.94,22.8,2.54,22.79,2.19]
[null,null,9,23.59,5.74,23.59,4.5,23.59,3.99,23.59,3.42,23.59,3.02,23.6,2.61,23.59,2.25]
[null,null,10,24.38,5.94,24.38,4.6399999999999997,24.38,4.0999999999999996,24.38,3.53,24.38,3.09,24.39,2.67,24.38,2.2999999999999998]
[null,null,11,25.18,6.15,25.18,4.79,25.18,4.2,25.18,3.64,25.18,3.17,25.19,2.74,25.18,2.36]
[null,null,12,25.97,6.36,25.97,4.9400000000000004,25.97,4.3099999999999996,25.97,3.75,25.97,3.25,25.99,2.81,25.97,2.42]
[null,null,13,26.79,6.57,26.78,5.08,26.78,4.43,26.78,3.85,26.78,3.34,26.8,2.88,26.79,2.4900000000000002]
[null,null,14,27.6,6.79,27.59,5.22,27.6,4.55,27.6,3.95,27.6,3.42,27.62,2.96,27.6,2.5499999999999998]
[null,null,15,28.42,7,28.4,5.36,28.41,4.67,28.41,4.05,28.41,3.51,28.43,3.03,28.42,2.62]
[null,null,16,29.33,7.22,29.31,5.51,29.33,4.8,29.33,4.16,29.33,3.6,29.34,3.11,29.33,2.69]
[null,null,17,30.24,7.45,30.23,5.67,30.24,4.93,30.24,4.2699999999999996,30.25,3.69,30.25,3.19,30.24,2.76]
[null,null,18,31.15,7.67,31.14,5.82,31.16,5.05,31.16,4.38,31.16,3.79,31.17,3.28,31.16,2.83]
[null,null,19,32.06,7.9,32.06,5.98,32.07,5.18,32.07,4.49,32.08,3.88,32.08,3.36,32.07,2.9]
[null,null,20,32.97,8.1199999999999992,32.97,6.13,32.99,5.31,32.99,4.5999999999999996,33,3.97,32.99,3.44,32.979999999999997,2.97]
[]
[]
[]
[null,null,"Modèle","AWHP 27 TR"]
[null,7,"Température départ [°C]",25,26,35,36,40,41,45,46,50,51,55,56,60,61]
[null,null,"Température ext de base [°C]","Puissance calorifique [kW]","COP","Puissance calorifique [kW]","COP","Puissance calorifique [kW]","COP","Puissance calorifique [kW]","COP","Puissance calorifique [kW]","COP","Puissance calorifique [kW]","COP","Puissance calorifique [kW]","COP"]
[null,null,-20,"-","-",13.1,2.19,11.8,1.94,10.9,1.7,"-","-","-","-","-","-"]
[null,null,-19,"-","-",13.18,2.21,11.96,1.97,11.1,1.73,"-","-","-","-","-","-"]
[null,null,-18,"-","-",13.26,2.23,12.12,1.99,11.3,1.76,"-","-","-","-","-","-"]
[null,null,-17,"-","-",13.34,2.2599999999999998,12.28,2.02,11.5,1.78,"-","-","-","-","-","-"]
[null,null,-16,"-","-",13.42,2.2799999999999998,12.44,2.04,11.7,1.81,"-","-","-","-","-","-"]
[null,null,-15,"-","-",13.5,2.2999999999999998,12.6,2.0699999999999998,11.9,1.84,11.5,1.62,"-","-","-","-"]
[null,null,-14,"-","-",13.7,2.34,12.84,2.11,12.18,1.88,11.78,1.66,"-","-","-","-"]
[null,null,-13,"-","-",13.9,2.38,13.08,2.15,12.46,1.92,12.06,1.69,"-","-","-","-"]
[null,null,-12,"-","-",14.1,2.42,13.32,2.19,12.74,1.95,12.34,1.73,"-","-","-","-"]
[null,null,-11,"-","-",14.3,2.46,13.56,2.23,13.02,1.99,12.62,1.76,"-","-","-","-"]
[null,null,-10,15.4,2.92,14.5,2.5,13.8,2.27,13.3,2.0299999999999998,12.9,1.8,"-","-","-","-"]
[null,null,-9,15.7,2.98,14.77,2.56,14.13,2.3199999999999998,13.63,2.08,13.27,1.84,"-","-","-","-"]
[null,null,-8,16,3.04,15.03,2.61,14.47,2.37,13.97,2.12,13.63,1.88,"-","-","-","-"]
[null,null,-7,16.3,3.1,15.3,2.67,14.8,2.42,14.3,2.17,14,1.92,13.6,1.69,"-","-"]
[null,null,-6,16.71,3.13,15.82,2.68,15.38,2.4300000000000002,14.93,2.17,14.67,1.92,14.31,1.69,"-","-"]
[null,null,-5,17.12,3.16,16.34,2.7,15.96,2.44,15.57,2.1800000000000002,15.33,1.93,15.02,1.7,"-","-"]
[null,null,-4,17.53,3.2,16.87,2.71,16.53,2.4500000000000002,16.2,2.1800000000000002,16,1.93,15.73,1.7,"-","-"]
[null,null,-3,17.940000000000001,3.23,17.39,2.73,17.11,2.46,16.829999999999998,2.1800000000000002,16.670000000000002,1.94,16.440000000000001,1.71,"-","-"]
[null,null,-2,18.36,3.26,17.91,2.74,17.690000000000001,2.4700000000000002,17.47,2.19,17.329999999999998,1.94,17.16,1.71,"-","-"]
[null,null,-1,18.77,3.29,18.43,2.76,18.27,2.48,18.100000000000001,2.19,18,1.95,17.87,1.72,"-","-"]
[null,null,0,19.18,3.33,18.96,2.77,18.84,2.4900000000000002,18.73,2.19,18.670000000000002,1.95,18.579999999999998,1.72,"-","-"]
[null,null,1,19.59,3.36,19.48,2.79,19.420000000000002,2.5,19.37,2.2000000000000002,19.329999999999998,1.96,19.29,1.73,"-","-"]
[null,null,2,20,3.39,20,2.8,20,2.5099999999999998,20,2.2000000000000002,20,1.96,20,1.73,19.600000000000001,1.53]
[null,null,3,21,3.72,21,3.04,21,2.72,21,2.38,21,2.13,21,1.87,20.66,1.65]
[null,null,4,22,4.04,22,3.28,22,2.93,22,2.56,22,2.2999999999999998,22,2.02,21.72,1.77]
[null,null,5,23,4.37,23,3.52,23,3.15,23,2.74,23,2.46,23,2.16,22.78,1.9]
[null,null,6,24,4.6900000000000004,24,3.76,24,3.36,24,2.92,24,2.63,24,2.31,23.84,2.02]
[null,null,7,25,5.0199999999999996,25,4,25,3.57,25,3.1,25,2.8,25,2.4500000000000002,24.9,2.14]
[null,null,8,25.84,5.21,25.84,4.13,25.84,3.68,25.84,3.2,25.84,2.87,25.84,2.5099999999999998,25.76,2.19]
[null,null,9,26.68,5.39,26.68,4.2699999999999996,26.68,3.79,26.68,3.3,26.68,2.94,26.69,2.57,26.63,2.2400000000000002]
[null,null,10,27.52,5.58,27.52,4.4000000000000004,27.53,3.89,27.52,3.4,27.52,3.01,27.53,2.63,27.49,2.2999999999999998]
[null,null,11,28.36,5.76,28.36,4.54,28.37,4,28.36,3.5,28.36,3.08,28.38,2.69,28.36,2.35]
[null,null,12,29.2,5.95,29.2,4.67,29.21,4.1100000000000003,29.2,3.6,29.2,3.15,29.22,2.75,29.22,2.4]
[null,null,13,30.08,6.14,30.08,4.8,30.09,4.22,30.08,3.69,30.08,3.23,30.09,2.82,30.1,2.46]
[null,null,14,30.96,6.33,30.96,4.93,30.97,4.33,30.96,3.79,30.97,3.31,30.97,2.89,30.98,2.52]
[null,null,15,31.84,6.52,31.84,5.0599999999999996,31.85,4.4400000000000004,31.84,3.88,31.85,3.39,31.84,2.96,31.86,2.58]
[null,null,16,32.82,6.72,32.82,5.2,32.83,4.5599999999999996,32.83,3.98,32.840000000000003,3.47,32.83,3.03,32.840000000000003,2.65]
[null,null,17,33.81,6.92,33.799999999999997,5.34,33.81,4.67,33.81,4.08,33.83,3.56,33.82,3.11,33.83,2.71]
[null,null,18,34.79,7.13,34.79,5.47,34.799999999999997,4.79,34.799999999999997,4.17,34.81,3.64,34.799999999999997,3.18,34.81,2.78]
[null,null,19,35.78,7.33,35.770000000000003,5.61,35.78,4.9000000000000004,35.78,4.2699999999999996,35.799999999999997,3.73,35.79,3.26,35.799999999999997,2.84]
[null,null,20,36.76,7.53,36.75,5.75,36.76,5.0199999999999996,36.770000000000003,4.37,36.79,3.81,36.78,3.33,36.78,2.91]

{"sheet":"Graphiques","index":16,"n_rows":189,"n_cols":64,"rows_kept":189,"cut":false,"hidden":true,"merged":[[137,8,137,11],[138,8,138,11],[85,3,85,4],[118,7,118,16],[135,14,135,15],[135,12,135,13],[119,8,119,11],[121,8,121,11],[122,8,122,11],[123,8,123,11],[124,8,124,11],[132,8,132,11],[125,8,125,11],[126,8,126,11],[120,8,120,11],[131,8,131,11],[123,12,123,13],[123,14,123,15],[124,12,124,13],[124,14,124,15],[131,14,131,15],[129,12,129,15],[125,12,125,13],[125,14,125,15],[126,12,126,13],[126,14,126,15],[127,8,127,11],[129,8,129,11],[130,8,130,11],[132,12,132,13],[132,14,132,15],[127,12,127,15],[130,12,130,13],[130,14,130,15],[131,12,131,13],[120,12,120,13],[120,14,120,15],[121,12,121,13],[121,14,121,15],[122,12,122,13],[122,14,122,15],[136,14,136,15],[137,12,137,13],[137,14,137,15],[138,12,138,13],[138,14,138,15],[142,14,142,15],[143,12,143,13],[143,14,143,15],[139,12,139,13],[139,14,139,15],[140,12,140,13],[140,14,140,15],[133,14,133,15],[133,8,133,11],[148,12,148,15],[128,8,128,11],[128,12,128,15],[147,12,147,13],[147,14,147,15],[144,12,144,13],[144,14,144,15],[145,12,145,13],[145,14,145,15],[146,12,146,13],[146,14,146,15],[141,12,141,13],[141,14,141,15],[142,12,142,13],[155,10,155,13],[154,10,154,13],[157,10,157,13],[133,12,133,13],[136,12,136,13],[148,8,148,11],[135,8,135,11],[142,8,142,11],[143,8,143,11],[144,8,144,11],[145,8,145,11],[146,8,146,11],[139,8,139,11],[140,8,140,11],[141,8,141,11],[136,8,136,11],[165,10,165,14],[166,10,166,14],[167,10,168,14],[169,10,170,14],[158,10,158,13],[179,8,180,8],[179,9,180,9],[179,10,180,10],[179,12,180,12],[179,11,180,11]]}
[]
["Graphique 1 : ","Loi d'eau "]
[]
[]
[null,null,"Bornes du graphique","Tmin",{"$f":"E8-2","v":-12}]
[null,null,null,"Tmax",{"$f":"Dimensionnement!I20+3","v":22}]
[]
[null,null,"Abscisses","Température extérieure",{"$f":"HLOOKUP(Dimensionnement!$I$15,Résultats!$B$20:$BJ$27,1,FALSE)","v":-10},{"$f":"IF(E8+1<$E$6,E8+1,#N/A)","v":-9},-8,-7,-6,-5,-4,-3,-2,-1,0,1,2,3,4,5,6,7,8,9,10,11,12,13,14,15,16,17,18,19,20,21,{"$error":"#N/A"},{"$f":"IF(AK8+1<$E$6,AK8+1,#N/A)","v":{"$error":"#N/A"}},{"$error":"#N/A"},{"$error":"#N/A"},{"$error":"#N/A"},{"$error":"#N/A"},{"$error":"#N/A"},{"$error":"#N/A"},{"$error":"#N/A"},{"$error":"#N/A"},{"$error":"#N/A"},{"$error":"#N/A"},{"$error":"#N/A"},{"$error":"#N/A"},{"$error":"#N/A"},{"$error":"#N/A"},{"$error":"#N/A"},{"$error":"#N/A"},{"$error":"#N/A"},{"$error":"#N/A"},{"$error":"#N/A"},{"$error":"#N/A"},{"$error":"#N/A"},{"$error":"#N/A"},{"$error":"#N/A"},{"$error":"#N/A"},{"$error":"#N/A"},{"$error":"#N/A"}]
[null,null,"Ordonnées","Température de départ",{"$f":"IF(HLOOKUP(E$8,Résultats!$B$20:$BJ$29,9,FALSE)=0,#N/A,HLOOKUP(E$8,Résultats!$B$20:$BJ$29,9,FALSE))","v":35},{"$f":"IF(HLOOKUP(F$8,Résultats!$B$20:$BJ$29,9,FALSE)=0,#N/A,HLOOKUP(F$8,Résultats!$B$20:$BJ$29,9,FALSE))","v":34.448275862068968},{"$f":"IF(HLOOKUP(G$8,Résultats!$B$20:$BJ$29,9,FALSE)=0,#N/A,HLOOKUP(G$8,Résultats!$B$20:$BJ$29,9,FALSE))","v":33.896551724137936},{"$f":"IF(HLOOKUP(H$8,Résultats!$B$20:$BJ$29,9,FALSE)=0,#N/A,HLOOKUP(H$8,Résultats!$B$20:$BJ$29,9,FALSE))","v":33.344827586206904},{"$f":"IF(HLOOKUP(I$8,Résultats!$B$20:$BJ$29,9,FALSE)=0,#N/A,HLOOKUP(I$8,Résultats!$B$20:$BJ$29,9,FALSE))","v":32.793103448275872},{"$f":"IF(HLOOKUP(J$8,Résultats!$B$20:$BJ$29,9,FALSE)=0,#N/A,HLOOKUP(J$8,Résultats!$B$20:$BJ$29,9,FALSE))","v":32.24137931034484},{"$f":"IF(HLOOKUP(K$8,Résultats!$B$20:$BJ$29,9,FALSE)=0,#N/A,HLOOKUP(K$8,Résultats!$B$20:$BJ$29,9,FALSE))","v":31.689655172413804},{"$f":"IF(HLOOKUP(L$8,Résultats!$B$20:$BJ$29,9,FALSE)=0,#N/A,HLOOKUP(L$8,Résultats!$B$20:$BJ$29,9,FALSE))","v":31.137931034482769},{"$f":"IF(HLOOKUP(M$8,Résultats!$B$20:$BJ$29,9,FALSE)=0,#N/A,HLOOKUP(M$8,Résultats!$B$20:$BJ$29,9,FALSE))","v":30.586206896551733},{"$f":"IF(HLOOKUP(N$8,Résultats!$B$20:$BJ$29,9,FALSE)=0,#N/A,HLOOKUP(N$8,Résultats!$B$20:$BJ$29,9,FALSE))","v":30.034482758620697},{"$f":"IF(HLOOKUP(O$8,Résultats!$B$20:$BJ$29,9,FALSE)=0,#N/A,HLOOKUP(O$8,Résultats!$B$20:$BJ$29,9,FALSE))","v":29.482758620689662},{"$f":"IF(HLOOKUP(P$8,Résultats!$B$20:$BJ$29,9,FALSE)=0,#N/A,HLOOKUP(P$8,Résultats!$B$20:$BJ$29,9,FALSE))","v":28.931034482758626},{"$f":"IF(HLOOKUP(Q$8,Résultats!$B$20:$BJ$29,9,FALSE)=0,#N/A,HLOOKUP(Q$8,Résultats!$B$20:$BJ$29,9,FALSE))","v":28.379310344827591},{"$f":"IF(HLOOKUP(R$8,Résultats!$B$20:$BJ$29,9,FALSE)=0,#N/A,HLOOKUP(R$8,Résultats!$B$20:$BJ$29,9,FALSE))","v":27.827586206896555},{"$f":"IF(HLOOKUP(S$8,Résultats!$B$20:$BJ$29,9,FALSE)=0,#N/A,HLOOKUP(S$8,Résultats!$B$20:$BJ$29,9,FALSE))","v":27.27586206896552},{"$f":"IF(HLOOKUP(T$8,Résultats!$B$20:$BJ$29,9,FALSE)=0,#N/A,HLOOKUP(T$8,Résultats!$B$20:$BJ$29,9,FALSE))","v":26.724137931034484},{"$f":"IF(HLOOKUP(U$8,Résultats!$B$20:$BJ$29,9,FALSE)=0,#N/A,HLOOKUP(U$8,Résultats!$B$20:$BJ$29,9,FALSE))","v":26.172413793103448},{"$f":"IF(HLOOKUP(V$8,Résultats!$B$20:$BJ$29,9,FALSE)=0,#N/A,HLOOKUP(V$8,Résultats!$B$20:$BJ$29,9,FALSE))","v":25.620689655172413},{"$f":"IF(HLOOKUP(W$8,Résultats!$B$20:$BJ$29,9,FALSE)=0,#N/A,HLOOKUP(W$8,Résultats!$B$20:$BJ$29,9,FALSE))","v":25.068965517241377},{"$f":"IF(HLOOKUP(X$8,Résultats!$B$20:$BJ$29,9,FALSE)=0,#N/A,HLOOKUP(X$8,Résultats!$B$20:$BJ$29,9,FALSE))","v":24.517241379310342},{"$f":"IF(HLOOKUP(Y$8,Résultats!$B$20:$BJ$29,9,FALSE)=0,#N/A,HLOOKUP(Y$8,Résultats!$B$20:$BJ$29,9,FALSE))","v":23.965517241379306},{"$f":"IF(HLOOKUP(Z$8,Résultats!$B$20:$BJ$29,9,FALSE)=0,#N/A,HLOOKUP(Z$8,Résultats!$B$20:$BJ$29,9,FALSE))","v":23.41379310344827},{"$f":"IF(HLOOKUP(AA$8,Résultats!$B$20:$BJ$29,9,FALSE)=0,#N/A,HLOOKUP(AA$8,Résultats!$B$20:$BJ$29,9,FALSE))","v":22.862068965517235},{"$f":"IF(HLOOKUP(AB$8,Résultats!$B$20:$BJ$29,9,FALSE)=0,#N/A,HLOOKUP(AB$8,Résultats!$B$20:$BJ$29,9,FALSE))","v":22.310344827586199},{"$f":"IF(HLOOKUP(AC$8,Résultats!$B$20:$BJ$29,9,FALSE)=0,#N/A,HLOOKUP(AC$8,Résultats!$B$20:$BJ$29,9,FALSE))","v":21.758620689655164},{"$f":"IF(HLOOKUP(AD$8,Résultats!$B$20:$BJ$29,9,FALSE)=0,#N/A,HLOOKUP(AD$8,Résultats!$B$20:$BJ$29,9,FALSE))","v":21.206896551724128},{"$f":"IF(HLOOKUP(AE$8,Résultats!$B$20:$BJ$29,9,FALSE)=0,#N/A,HLOOKUP(AE$8,Résultats!$B$20:$BJ$29,9,FALSE))","v":20.655172413793093},{"$f":"IF(HLOOKUP(AF$8,Résultats!$B$20:$BJ$29,9,FALSE)=0,#N/A,HLOOKUP(AF$8,Résultats!$B$20:$BJ$29,9,FALSE))","v":20.103448275862057},{"$f":"IF(HLOOKUP(AG$8,Résultats!$B$20:$BJ$29,9,FALSE)=0,#N/A,HLOOKUP(AG$8,Résultats!$B$20:$BJ$29,9,FALSE))","v":19.551724137931021},{"$f":"IF(HLOOKUP(AH$8,Résultats!$B$20:$BJ$29,9,FALSE)=0,#N/A,HLOOKUP(AH$8,Résultats!$B$20:$BJ$29,9,FALSE))","v":18.999999999999986},{"$f":"IF(HLOOKUP(AI$8,Résultats!$B$20:$BJ$29,9,FALSE)=0,#N/A,HLOOKUP(AI$8,Résultats!$B$20:$BJ$29,9,FALSE))","v":{"$error":"#N/A"}},{"$f":"IF(HLOOKUP(AJ$8,Résultats!$B$20:$BJ$29,9,FALSE)=0,#N/A,HLOOKUP(AJ$8,Résultats!$B$20:$BJ$29,9,FALSE))","v":{"$error":"#N/A"}},{"$f":"IF(HLOOKUP(AK$8,Résultats!$B$20:$BJ$29,9,FALSE)=0,#N/A,HLOOKUP(AK$8,Résultats!$B$20:$BJ$29,9,FALSE))","v":{"$error":"#N/A"}},{"$f":"IF(HLOOKUP(AL$8,Résultats!$B$20:$BJ$29,9,FALSE)=0,#N/A,HLOOKUP(AL$8,Résultats!$B$20:$BJ$29,9,FALSE))","v":{"$error":"#N/A"}},{"$f":"IF(HLOOKUP(AM$8,Résultats!$B$20:$BJ$29,9,FALSE)=0,#N/A,HLOOKUP(AM$8,Résultats!$B$20:$BJ$29,9,FALSE))","v":{"$error":"#N/A"}},{"$f":"IF(HLOOKUP(AN$8,Résultats!$B$20:$BJ$29,9,FALSE)=0,#N/A,HLOOKUP(AN$8,Résultats!$B$20:$BJ$29,9,FALSE))","v":{"$error":"#N/A"}},{"$f":"IF(HLOOKUP(AO$8,Résultats!$B$20:$BJ$29,9,FALSE)=0,#N/A,HLOOKUP(AO$8,Résultats!$B$20:$BJ$29,9,FALSE))","v":{"$error":"#N/A"}},{"$f":"IF(HLOOKUP(AP$8,Résultats!$B$20:$BJ$29,9,FALSE)=0,#N/A,HLOOKUP(AP$8,Résultats!$B$20:$BJ$29,9,FALSE))","v":{"$error":"#N/A"}},{"$f":"IF(HLOOKUP(AQ$8,Résultats!$B$20:$BJ$29,9,FALSE)=0,#N/A,HLOOKUP(AQ$8,Résultats!$B$20:$BJ$29,9,FALSE))","v":{"$error":"#N/A"}},{"$f":"IF(HLOOKUP(AR$8,Résultats!$B$20:$BJ$29,9,FALSE)=0,#N/A,HLOOKUP(AR$8,Résultats!$B$20:$BJ$29,9,FALSE))","v":{"$error":"#N/A"}},{"$f":"IF(HLOOKUP(AS$8,Résultats!$B$20:$BJ$29,9,FALSE)=0,#N/A,HLOOKUP(AS$8,Résultats!$B$20:$BJ$29,9,FALSE))","v":{"$error":"#N/A"}},{"$f":"IF(HLOOKUP(AT$8,Résultats!$B$20:$BJ$29,9,FALSE)=0,#N/A,HLOOKUP(AT$8,Résultats!$B$20:$BJ$29,9,FALSE))","v":{"$error":"#N/A"}},{"$f":"IF(HLOOKUP(AU$8,Résultats!$B$20:$BJ$29,9,FALSE)=0,#N/A,HLOOKUP(AU$8,Résultats!$B$20:$BJ$29,9,FALSE))","v":{"$error":"#N/A"}},{"$f":"IF(HLOOKUP(AV$8,Résultats!$B$20:$BJ$29,9,FALSE)=0,#N/A,HLOOKUP(AV$8,Résultats!$B$20:$BJ$29,9,FALSE))","v":{"$error":"#N/A"}},{"$f":"IF(HLOOKUP(AW$8,Résultats!$B$20:$BJ$29,9,FALSE)=0,#N/A,HLOOKUP(AW$8,Résultats!$B$20:$BJ$29,9,FALSE))","v":{"$error":"#N/A"}},{"$f":"IF(HLOOKUP(AX$8,Résultats!$B$20:$BJ$29,9,FALSE)=0,#N/A,HLOOKUP(AX$8,Résultats!$B$20:$BJ$29,9,FALSE))","v":{"$error":"#N/A"}},{"$f":"IF(HLOOKUP(AY$8,Résultats!$B$20:$BJ$29,9,FALSE)=0,#N/A,HLOOKUP(AY$8,Résultats!$B$20:$BJ$29,9,FALSE))","v":{"$error":"#N/A"}},{"$f":"IF(HLOOKUP(AZ$8,Résultats!$B$20:$BJ$29,9,FALSE)=0,#N/A,HLOOKUP(AZ$8,Résultats!$B$20:$BJ$29,9,FALSE))","v":{"$error":"#N/A"}},{"$f":"IF(HLOOKUP(BA$8,Résultats!$B$20:$BJ$29,9,FALSE)=0,#N/A,HLOOKUP(BA$8,Résultats!$B$20:$BJ$29,9,FALSE))","v":{"$error":"#N/A"}},{"$f":"IF(HLOOKUP(BB$8,Résultats!$B$20:$BJ$29,9,FALSE)=0,#N/A,HLOOKUP(BB$8,Résultats!$B$20:$BJ$29,9,FALSE))","v":{"$error":"#N/A"}},{"$f":"IF(HLOOKUP(BC$8,Résultats!$B$20:$BJ$29,9,FALSE)=0,#N/A,HLOOKUP(BC$8,Résultats!$B$20:$BJ$29,9,FALSE))","v":{"$error":"#N/A"}},{"$f":"IF(HLOOKUP(BD$8,Résultats!$B$20:$BJ$29,9,FALSE)=0,#N/A,HLOOKUP(BD$8,Résultats!$B$20:$BJ$29,9,FALSE))","v":{"$error":"#N/A"}},{"$f":"IF(HLOOKUP(BE$8,Résultats!$B$20:$BJ$29,9,FALSE)=0,#N/A,HLOOKUP(BE$8,Résultats!$B$20:$BJ$29,9,FALSE))","v":{"$error":"#N/A"}},{"$f":"IF(HLOOKUP(BF$8,Résultats!$B$20:$BJ$29,9,FALSE)=0,#N/A,HLOOKUP(BF$8,Résultats!$B$20:$BJ$29,9,FALSE))","v":{"$error":"#N/A"}},{"$f":"IF(HLOOKUP(BG$8,Résultats!$B$20:$BJ$29,9,FALSE)=0,#N/A,HLOOKUP(BG$8,Résultats!$B$20:$BJ$29,9,FALSE))","v":{"$error":"#N/A"}},{"$f":"IF(HLOOKUP(BH$8,Résultats!$B$20:$BJ$29,9,FALSE)=0,#N/A,HLOOKUP(BH$8,Résultats!$B$20:$BJ$29,9,FALSE))","v":{"$error":"#N/A"}},{"$f":"IF(HLOOKUP(BI$8,Résultats!$B$20:$BJ$29,9,FALSE)=0,#N/A,HLOOKUP(BI$8,Résultats!$B$20:$BJ$29,9,FALSE))","v":{"$error":"#N/A"}},{"$f":"IF(HLOOKUP(BJ$8,Résultats!$B$20:$BJ$29,9,FALSE)=0,#N/A,HLOOKUP(BJ$8,Résultats!$B$20:$BJ$29,9,FALSE))","v":{"$error":"#N/A"}},{"$f":"IF(HLOOKUP(BK$8,Résultats!$B$20:$BJ$29,9,FALSE)=0,#N/A,HLOOKUP(BK$8,Résultats!$B$20:$BJ$29,9,FALSE))","v":{"$error":"#N/A"}},{"$f":"IF(HLOOKUP(BL$8,Résultats!$B$20:$BJ$29,9,FALSE)=0,#N/A,HLOOKUP(BL$8,Résultats!$B$20:$BJ$29,9,FALSE))","v":{"$error":"#N/A"}}]
[null,null,null,"Numéro de colonne",{"$f":"HLOOKUP(Dimensionnement!$I$15,Résultats!$B$20:$BJ$27,2,FALSE)","v":16},{"$f":"E10+1","v":17},18,19,20,21,22,23,24,25,26,27,28,29,30,31,32,33,34,35,36,37,38,39,40,41,42,43,44,45,46,47,48,{"$f":"AK10+1","v":49},50,51,52,53,54,55,56,57,58,59,60,61,62,63,64,65,66,67,68,69,70,71,72,73,74,75]
[]
[]
[null,null,null,"Droite horizontale haute",{"$f":"E8-5","v":-15},{"$f":"E13+1","v":-14},{"$f":"F13+1","v":-13},{"$f":"G13+1","v":-12},{"$f":"H13+1","v":-11},{"$f":"I13+1","v":-10}]
[null,null,null,null,{"$f":"E9","v":35},{"$f":"E14","v":35},{"$f":"F14","v":35},{"$f":"G14","v":35},{"$f":"H14","v":35},{"$f":"I14","v":35}]
[]
[null,null,null,"Droite horizontale basse",{"$f":"Dimensionnement!$I$20","v":19},{"$f":"E16+1","v":20},{"$f":"F16+1","v":21},{"$f":"G16+1","v":22},{"$f":"H16+1","v":23},{"$f":"I16+1","v":24}]
[null,null,null,null,{"$f":"E16","v":19},{"$f":"E17","v":19},{"$f":"F17","v":19},{"$f":"G17","v":19},{"$f":"H17","v":19},{"$f":"I17","v":19}]
[]
[null,null,null,null,"Abscisses","Ordonnée"]
[null,null,null,"Point de basculement",{"$f":"Résultats!$C$4","v":-9},0]
[null,null,null,null,{"$f":"E20","v":-9},{"$f":"E9+1","v":36}]
[]
[]
[]
["Graphique 2 : ","Puissance PAC"]
[]
[null,null,"Bornes du graphique","Tmin",{"$f":"E30","v":-15}]
[null,null,null,"Tmax",{"$f":"Dimensionnement!I20+3","v":22}]
[]
[null,null,null,"Température extérieure",{"$f":"Dimensionnement!$I$15-5","v":-15},{"$f":"IFERROR(IF(E30+3<$E$28,E30+1,\"\"),\"\")","v":-14},{"$f":"IFERROR(IF(F30+3<$E$28,F30+1,\"\"),\"\")","v":-13},-12,-11,-10,-9,-8,-7,-6,-5,-4,-3,-2,-1,0,1,2,3,4,5,6,7,8,9,10,11,12,13,14,15,16,17,18,19,"","","","","","","","","","","",""]
[null,null,null,"Déperditions",{"$f":"IFERROR(HLOOKUP(E$30,Résultats!$B$20:$BJ$29,10,FALSE),#N/A)","v":{"$error":"#N/A"}},{"$f":"IFERROR(HLOOKUP(F$30,Résultats!$B$20:$BJ$29,10,FALSE),#N/A)","v":{"$error":"#N/A"}},{"$f":"IFERROR(HLOOKUP(G$30,Résultats!$B$20:$BJ$29,10,FALSE),#N/A)","v":{"$error":"#N/A"}},{"$f":"IFERROR(HLOOKUP(H$30,Résultats!$B$20:$BJ$29,10,FALSE),#N/A)","v":{"$error":"#N/A"}},{"$f":"IFERROR(HLOOKUP(I$30,Résultats!$B$20:$BJ$29,10,FALSE),#N/A)","v":{"$error":"#N/A"}},{"$f":"IFERROR(HLOOKUP(J$30,Résultats!$B$20:$BJ$29,10,FALSE),#N/A)","v":6.5},{"$f":"IFERROR(HLOOKUP(K$30,Résultats!$B$20:$BJ$29,10,FALSE),#N/A)","v":6.25},{"$f":"IFERROR(HLOOKUP(L$30,Résultats!$B$20:$BJ$29,10,FALSE),#N/A)","v":6},{"$f":"IFERROR(HLOOKUP(M$30,Résultats!$B$20:$BJ$29,10,FALSE),#N/A)","v":5.75},{"$f":"IFERROR(HLOOKUP(N$30,Résultats!$B$20:$BJ$29,10,FALSE),#N/A)","v":5.5},{"$f":"IFERROR(HLOOKUP(O$30,Résultats!$B$20:$BJ$29,10,FALSE),#N/A)","v":5.25},{"$f":"IFERROR(HLOOKUP(P$30,Résultats!$B$20:$BJ$29,10,FALSE),#N/A)","v":5},{"$f":"IFERROR(HLOOKUP(Q$30,Résultats!$B$20:$BJ$29,10,FALSE),#N/A)","v":4.75},{"$f":"IFERROR(HLOOKUP(R$30,Résultats!$B$20:$BJ$29,10,FALSE),#N/A)","v":4.5},{"$f":"IFERROR(HLOOKUP(S$30,Résultats!$B$20:$BJ$29,10,FALSE),#N/A)","v":4.25},{"$f":"IFERROR(HLOOKUP(T$30,Résultats!$B$20:$BJ$29,10,FALSE),#N/A)","v":4},{"$f":"IFERROR(HLOOKUP(U$30,Résultats!$B$20:$BJ$29,10,FALSE),#N/A)","v":3.75},{"$f":"IFERROR(HLOOKUP(V$30,Résultats!$B$20:$BJ$29,10,FALSE),#N/A)","v":3.5},{"$f":"IFERROR(HLOOKUP(W$30,Résultats!$B$20:$BJ$29,10,FALSE),#N/A)","v":3.25},{"$f":"IFERROR(HLOOKUP(X$30,Résultats!$B$20:$BJ$29,10,FALSE),#N/A)","v":3},{"$f":"IFERROR(HLOOKUP(Y$30,Résultats!$B$20:$BJ$29,10,FALSE),#N/A)","v":2.75},{"$f":"IFERROR(HLOOKUP(Z$30,Résultats!$B$20:$BJ$29,10,FALSE),#N/A)","v":2.5},{"$f":"IFERROR(HLOOKUP(AA$30,Résultats!$B$20:$BJ$29,10,FALSE),#N/A)","v":2.25},{"$f":"IFERROR(HLOOKUP(AB$30,Résultats!$B$20:$BJ$29,10,FALSE),#N/A)","v":2},{"$f":"IFERROR(HLOOKUP(AC$30,Résultats!$B$20:$BJ$29,10,FALSE),#N/A)","v":1.75},{"$f":"IFERROR(HLOOKUP(AD$30,Résultats!$B$20:$BJ$29,10,FALSE),#N/A)","v":1.5},{"$f":"IFERROR(HLOOKUP(AE$30,Résultats!$B$20:$BJ$29,10,FALSE),#N/A)","v":1.25},{"$f":"IFERROR(HLOOKUP(AF$30,Résultats!$B$20:$BJ$29,10,FALSE),#N/A)","v":1},{"$f":"IFERROR(HLOOKUP(AG$30,Résultats!$B$20:$BJ$29,10,FALSE),#N/A)","v":0.75},{"$f":"IFERROR(HLOOKUP(AH$30,Résultats!$B$20:$BJ$29,10,FALSE),#N/A)","v":0.5},{"$f":"IFERROR(HLOOKUP(AI$30,Résultats!$B$20:$BJ$29,10,FALSE),#N/A)","v":0.25},{"$f":"IFERROR(HLOOKUP(AJ$30,Résultats!$B$20:$BJ$29,10,FALSE),#N/A)","v":0},{"$f":"IFERROR(HLOOKUP(AK$30,Résultats!$B$20:$BJ$29,10,FALSE),#N/A)","v":0},{"$f":"IFERROR(HLOOKUP(AL$30,Résultats!$B$20:$BJ$29,10,FALSE),#N/A)","v":0},{"$f":"IFERROR(HLOOKUP(AM$30,Résultats!$B$20:$BJ$29,10,FALSE),#N/A)","v":0},{"$f":"IFERROR(HLOOKUP(AN$30,Résultats!$B$20:$BJ$29,10,FALSE),#N/A)","v":{"$error":"#N/A"}},{"$f":"IFERROR(HLOOKUP(AO$30,Résultats!$B$20:$BJ$29,10,FALSE),#N/A)","v":{"$error":"#N/A"}},{"$f":"IFERROR(HLOOKUP(AP$30,Résultats!$B$20:$BJ$29,10,FALSE),#N/A)","v":{"$error":"#N/A"}},{"$f":"IFERROR(HLOOKUP(AQ$30,Résultats!$B$20:$BJ$29,10,FALSE),#N/A)","v":{"$error":"#N/A"}},{"$f":"IFERROR(HLOOKUP(AR$30,Résultats!$B$20:$BJ$29,10,FALSE),#N/A)","v":{"$error":"#N/A"}},{"$f":"IFERROR(HLOOKUP(AS$30,Résultats!$B$20:$BJ$29,10,FALSE),#N/A)","v":{"$error":"#N/A"}},{"$f":"IFERROR(HLOOKUP(AT$30,Résultats!$B$20:$BJ$29,10,FALSE),#N/A)","v":{"$error":"#N/A"}},{"$f":"IFERROR(HLOOKUP(AU$30,Résultats!$B$20:$BJ$29,10,FALSE),#N/A)","v":{"$error":"#N/A"}},{"$f":"IFERROR(HLOOKUP(AV$30,Résultats!$B$20:$BJ$29,10,FALSE),#N/A)","v":{"$error":"#N/A"}},{"$f":"IFERROR(HLOOKUP(AW$30,Résultats!$B$20:$BJ$29,10,FALSE),#N/A)","v":{"$error":"#N/A"}},{"$f":"IFERROR(HLOOKUP(AX$30,Résultats!$B$20:$BJ$29,10,FALSE),#N/A)","v":{"$error":"#N/A"}},{"$f":"IFERROR(HLOOKUP(AY$30,Résultats!$B$20:$BJ$29,10,FALSE),#N/A)","v":{"$error":"#N/A"}}]
[null,null,null,"Puissance PAC",{"$f":"IF(E$30<Dimensionnement!$I$15,#N/A,IF(HLOOKUP(E$30,Résultats!$B$20:$BJ$36,16,FALSE)=\"-\",#N/A,IF(HLOOKUP(E$30,Résultats!$B$20:$BJ$36,16,FALSE)=0,#N/A,HLOOKUP(E$30,Résultats!$B$20:$BJ$36,16,FALSE))))","v":{"$error":"#N/A"}},{"$f":"IF(F$30<Dimensionnement!$I$15,#N/A,IF(HLOOKUP(F$30,Résultats!$B$20:$BJ$36,16,FALSE)=\"-\",#N/A,IF(HLOOKUP(F$30,Résultats!$B$20:$BJ$36,16,FALSE)=0,#N/A,HLOOKUP(F$30,Résultats!$B$20:$BJ$36,16,FALSE))))","v":{"$error":"#N/A"}},{"$f":"IF(G$30<Dimensionnement!$I$15,#N/A,IF(HLOOKUP(G$30,Résultats!$B$20:$BJ$36,16,FALSE)=\"-\",#N/A,IF(HLOOKUP(G$30,Résultats!$B$20:$BJ$36,16,FALSE)=0,#N/A,HLOOKUP(G$30,Résultats!$B$20:$BJ$36,16,FALSE))))","v":{"$error":"#N/A"}},{"$f":"IF(H$30<Dimensionnement!$I$15,#N/A,IF(HLOOKUP(H$30,Résultats!$B$20:$BJ$36,16,FALSE)=\"-\",#N/A,IF(HLOOKUP(H$30,Résultats!$B$20:$BJ$36,16,FALSE)=0,#N/A,HLOOKUP(H$30,Résultats!$B$20:$BJ$36,16,FALSE))))","v":{"$error":"#N/A"}},{"$f":"IF(I$30<Dimensionnement!$I$15,#N/A,IF(HLOOKUP(I$30,Résultats!$B$20:$BJ$36,16,FALSE)=\"-\",#N/A,IF(HLOOKUP(I$30,Résultats!$B$20:$BJ$36,16,FALSE)=0,#N/A,HLOOKUP(I$30,Résultats!$B$20:$BJ$36,16,FALSE))))","v":{"$error":"#N/A"}},{"$f":"IF(J$30<Dimensionnement!$I$15,#N/A,IF(HLOOKUP(J$30,Résultats!$B$20:$BJ$36,16,FALSE)=\"-\",#N/A,IF(HLOOKUP(J$30,Résultats!$B$20:$BJ$36,16,FALSE)=0,#N/A,HLOOKUP(J$30,Résultats!$B$20:$BJ$36,16,FALSE))))","v":6.6},{"$f":"IF(K$30<Dimensionnement!$I$15,#N/A,IF(HLOOKUP(K$30,Résultats!$B$20:$BJ$36,16,FALSE)=\"-\",#N/A,IF(HLOOKUP(K$30,Résultats!$B$20:$BJ$36,16,FALSE)=0,#N/A,HLOOKUP(K$30,Résultats!$B$20:$BJ$36,16,FALSE))))","v":6.8666666666666663},{"$f":"IF(L$30<Dimensionnement!$I$15,#N/A,IF(HLOOKUP(L$30,Résultats!$B$20:$BJ$36,16,FALSE)=\"-\",#N/A,IF(HLOOKUP(L$30,Résultats!$B$20:$BJ$36,16,FALSE)=0,#N/A,HLOOKUP(L$30,Résultats!$B$20:$BJ$36,16,FALSE))))","v":7.1333333333333337},{"$f":"IF(M$30<Dimensionnement!$I$15,#N/A,IF(HLOOKUP(M$30,Résultats!$B$20:$BJ$36,16,FALSE)=\"-\",#N/A,IF(HLOOKUP(M$30,Résultats!$B$20:$BJ$36,16,FALSE)=0,#N/A,HLOOKUP(M$30,Résultats!$B$20:$BJ$36,16,FALSE))))","v":7.4},{"$f":"IF(N$30<Dimensionnement!$I$15,#N/A,IF(HLOOKUP(N$30,Résultats!$B$20:$BJ$36,16,FALSE)=\"-\",#N/A,IF(HLOOKUP(N$30,Résultats!$B$20:$BJ$36,16,FALSE)=0,#N/A,HLOOKUP(N$30,Résultats!$B$20:$BJ$36,16,FALSE))))","v":7.5777777777777784},{"$f":"IF(O$30<Dimensionnement!$I$15,#N/A,IF(HLOOKUP(O$30,Résultats!$B$20:$BJ$36,16,FALSE)=\"-\",#N/A,IF(HLOOKUP(O$30,Résultats!$B$20:$BJ$36,16,FALSE)=0,#N/A,HLOOKUP(O$30,Résultats!$B$20:$BJ$36,16,FALSE))))","v":7.7555555555555555},{"$f":"IF(P$30<Dimensionnement!$I$15,#N/A,IF(HLOOKUP(P$30,Résultats!$B$20:$BJ$36,16,FALSE)=\"-\",#N/A,IF(HLOOKUP(P$30,Résultats!$B$20:$BJ$36,16,FALSE)=0,#N/A,HLOOKUP(P$30,Résultats!$B$20:$BJ$36,16,FALSE))))","v":7.9333333333333336},{"$f":"IF(Q$30<Dimensionnement!$I$15,#N/A,IF(HLOOKUP(Q$30,Résultats!$B$20:$BJ$36,16,FALSE)=\"-\",#N/A,IF(HLOOKUP(Q$30,Résultats!$B$20:$BJ$36,16,FALSE)=0,#N/A,HLOOKUP(Q$30,Résultats!$B$20:$BJ$36,16,FALSE))))","v":8.1111111111111107},{"$f":"IF(R$30<Dimensionnement!$I$15,#N/A,IF(HLOOKUP(R$30,Résultats!$B$20:$BJ$36,16,FALSE)=\"-\",#N/A,IF(HLOOKUP(R$30,Résultats!$B$20:$BJ$36,16,FALSE)=0,#N/A,HLOOKUP(R$30,Résultats!$B$20:$BJ$36,16,FALSE))))","v":8.2888888888888896},{"$f":"IF(S$30<Dimensionnement!$I$15,#N/A,IF(HLOOKUP(S$30,Résultats!$B$20:$BJ$36,16,FALSE)=\"-\",#N/A,IF(HLOOKUP(S$30,Résultats!$B$20:$BJ$36,16,FALSE)=0,#N/A,HLOOKUP(S$30,Résultats!$B$20:$BJ$36,16,FALSE))))","v":8.4666666666666668},{"$f":"IF(T$30<Dimensionnement!$I$15,#N/A,IF(HLOOKUP(T$30,Résultats!$B$20:$BJ$36,16,FALSE)=\"-\",#N/A,IF(HLOOKUP(T$30,Résultats!$B$20:$BJ$36,16,FALSE)=0,#N/A,HLOOKUP(T$30,Résultats!$B$20:$BJ$36,16,FALSE))))","v":8.6444444444444439},{"$f":"IF(U$30<Dimensionnement!$I$15,#N/A,IF(HLOOKUP(U$30,Résultats!$B$20:$BJ$36,16,FALSE)=\"-\",#N/A,IF(HLOOKUP(U$30,Résultats!$B$20:$BJ$36,16,FALSE)=0,#N/A,HLOOKUP(U$30,Résultats!$B$20:$BJ$36,16,FALSE))))","v":8.8222222222222229},{"$f":"IF(V$30<Dimensionnement!$I$15,#N/A,IF(HLOOKUP(V$30,Résultats!$B$20:$BJ$36,16,FALSE)=\"-\",#N/A,IF(HLOOKUP(V$30,Résultats!$B$20:$BJ$36,16,FALSE)=0,#N/A,HLOOKUP(V$30,Résultats!$B$20:$BJ$36,16,FALSE))))","v":9},{"$f":"IF(W$30<Dimensionnement!$I$15,#N/A,IF(HLOOKUP(W$30,Résultats!$B$20:$BJ$36,16,FALSE)=\"-\",#N/A,IF(HLOOKUP(W$30,Résultats!$B$20:$BJ$36,16,FALSE)=0,#N/A,HLOOKUP(W$30,Résultats!$B$20:$BJ$36,16,FALSE))))","v":9.3000000000000007},{"$f":"IF(X$30<Dimensionnement!$I$15,#N/A,IF(HLOOKUP(X$30,Résultats!$B$20:$BJ$36,16,FALSE)=\"-\",#N/A,IF(HLOOKUP(X$30,Résultats!$B$20:$BJ$36,16,FALSE)=0,#N/A,HLOOKUP(X$30,Résultats!$B$20:$BJ$36,16,FALSE))))","v":9.6},{"$f":"IF(Y$30<Dimensionnement!$I$15,#N/A,IF(HLOOKUP(Y$30,Résultats!$B$20:$BJ$36,16,FALSE)=\"-\",#N/A,IF(HLOOKUP(Y$30,Résultats!$B$20:$BJ$36,16,FALSE)=0,#N/A,HLOOKUP(Y$30,Résultats!$B$20:$BJ$36,16,FALSE))))","v":9.9},{"$f":"IF(Z$30<Dimensionnement!$I$15,#N/A,IF(HLOOKUP(Z$30,Résultats!$B$20:$BJ$36,16,FALSE)=\"-\",#N/A,IF(HLOOKUP(Z$30,Résultats!$B$20:$BJ$36,16,FALSE)=0,#N/A,HLOOKUP(Z$30,Résultats!$B$20:$BJ$36,16,FALSE))))","v":10.199999999999999},{"$f":"IF(AA$30<Dimensionnement!$I$15,#N/A,IF(HLOOKUP(AA$30,Résultats!$B$20:$BJ$36,16,FALSE)=\"-\",#N/A,IF(HLOOKUP(AA$30,Résultats!$B$20:$BJ$36,16,FALSE)=0,#N/A,HLOOKUP(AA$30,Résultats!$B$20:$BJ$36,16,FALSE))))","v":10.5},{"$f":"IF(AB$30<Dimensionnement!$I$15,#N/A,IF(HLOOKUP(AB$30,Résultats!$B$20:$BJ$36,16,FALSE)=\"-\",#N/A,IF(HLOOKUP(AB$30,Résultats!$B$20:$BJ$36,16,FALSE)=0,#N/A,HLOOKUP(AB$30,Résultats!$B$20:$BJ$36,16,FALSE))))","v":10.54},{"$f":"IF(AC$30<Dimensionnement!$I$15,#N/A,IF(HLOOKUP(AC$30,Résultats!$B$20:$BJ$36,16,FALSE)=\"-\",#N/A,IF(HLOOKUP(AC$30,Résultats!$B$20:$BJ$36,16,FALSE)=0,#N/A,HLOOKUP(AC$30,Résultats!$B$20:$BJ$36,16,FALSE))))","v":10.94},{"$f":"IF(AD$30<Dimensionnement!$I$15,#N/A,IF(HLOOKUP(AD$30,Résultats!$B$20:$BJ$36,16,FALSE)=\"-\",#N/A,IF(HLOOKUP(AD$30,Résultats!$B$20:$BJ$36,16,FALSE)=0,#N/A,HLOOKUP(AD$30,Résultats!$B$20:$BJ$36,16,FALSE))))","v":10.96},{"$f":"IF(AE$30<Dimensionnement!$I$15,#N/A,IF(HLOOKUP(AE$30,Résultats!$B$20:$BJ$36,16,FALSE)=\"-\",#N/A,IF(HLOOKUP(AE$30,Résultats!$B$20:$BJ$36,16,FALSE)=0,#N/A,HLOOKUP(AE$30,Résultats!$B$20:$BJ$36,16,FALSE))))","v":10.98},{"$f":"IF(AF$30<Dimensionnement!$I$15,#N/A,IF(HLOOKUP(AF$30,Résultats!$B$20:$BJ$36,16,FALSE)=\"-\",#N/A,IF(HLOOKUP(AF$30,Résultats!$B$20:$BJ$36,16,FALSE)=0,#N/A,HLOOKUP(AF$30,Résultats!$B$20:$BJ$36,16,FALSE))))","v":11},{"$f":"IF(AG$30<Dimensionnement!$I$15,#N/A,IF(HLOOKUP(AG$30,Résultats!$B$20:$BJ$36,16,FALSE)=\"-\",#N/A,IF(HLOOKUP(AG$30,Résultats!$B$20:$BJ$36,16,FALSE)=0,#N/A,HLOOKUP(AG$30,Résultats!$B$20:$BJ$36,16,FALSE))))","v":11.3},{"$f":"IF(AH$30<Dimensionnement!$I$15,#N/A,IF(HLOOKUP(AH$30,Résultats!$B$20:$BJ$36,16,FALSE)=\"-\",#N/A,IF(HLOOKUP(AH$30,Résultats!$B$20:$BJ$36,16,FALSE)=0,#N/A,HLOOKUP(AH$30,Résultats!$B$20:$BJ$36,16,FALSE))))","v":11.6},{"$f":"IF(AI$30<Dimensionnement!$I$15,#N/A,IF(HLOOKUP(AI$30,Résultats!$B$20:$BJ$36,16,FALSE)=\"-\",#N/A,IF(HLOOKUP(AI$30,Résultats!$B$20:$BJ$36,16,FALSE)=0,#N/A,HLOOKUP(AI$30,Résultats!$B$20:$BJ$36,16,FALSE))))","v":11.9},{"$f":"IF(AJ$30<Dimensionnement!$I$15,#N/A,IF(HLOOKUP(AJ$30,Résultats!$B$20:$BJ$36,16,FALSE)=\"-\",#N/A,IF(HLOOKUP(AJ$30,Résultats!$B$20:$BJ$36,16,FALSE)=0,#N/A,HLOOKUP(AJ$30,Résultats!$B$20:$BJ$36,16,FALSE))))","v":12.18},{"$f":"IF(AK$30<Dimensionnement!$I$15,#N/A,IF(HLOOKUP(AK$30,Résultats!$B$20:$BJ$36,16,FALSE)=\"-\",#N/A,IF(HLOOKUP(AK$30,Résultats!$B$20:$BJ$36,16,FALSE)=0,#N/A,HLOOKUP(AK$30,Résultats!$B$20:$BJ$36,16,FALSE))))","v":12.46},{"$f":"IF(AL$30<Dimensionnement!$I$15,#N/A,IF(HLOOKUP(AL$30,Résultats!$B$20:$BJ$36,16,FALSE)=\"-\",#N/A,IF(HLOOKUP(AL$30,Résultats!$B$20:$BJ$36,16,FALSE)=0,#N/A,HLOOKUP(AL$30,Résultats!$B$20:$BJ$36,16,FALSE))))","v":12.74},{"$f":"IF(AM$30<Dimensionnement!$I$15,#N/A,IF(HLOOKUP(AM$30,Résultats!$B$20:$BJ$36,16,FALSE)=\"-\",#N/A,IF(HLOOKUP(AM$30,Résultats!$B$20:$BJ$36,16,FALSE)=0,#N/A,HLOOKUP(AM$30,Résultats!$B$20:$BJ$36,16,FALSE))))","v":13.020000000000001},{"$f":"IF(AN$30<Dimensionnement!$I$15,#N/A,IF(HLOOKUP(AN$30,Résultats!$B$20:$BJ$36,16,FALSE)=\"-\",#N/A,IF(HLOOKUP(AN$30,Résultats!$B$20:$BJ$36,16,FALSE)=0,#N/A,HLOOKUP(AN$30,Résultats!$B$20:$BJ$36,16,FALSE))))","v":{"$error":"#N/A"}},{"$f":"IF(AO$30<Dimensionnement!$I$15,#N/A,IF(HLOOKUP(AO$30,Résultats!$B$20:$BJ$36,16,FALSE)=\"-\",#N/A,IF(HLOOKUP(AO$30,Résultats!$B$20:$BJ$36,16,FALSE)=0,#N/A,HLOOKUP(AO$30,Résultats!$B$20:$BJ$36,16,FALSE))))","v":{"$error":"#N/A"}},{"$f":"IF(AP$30<Dimensionnement!$I$15,#N/A,IF(HLOOKUP(AP$30,Résultats!$B$20:$BJ$36,16,FALSE)=\"-\",#N/A,IF(HLOOKUP(AP$30,Résultats!$B$20:$BJ$36,16,FALSE)=0,#N/A,HLOOKUP(AP$30,Résultats!$B$20:$BJ$36,16,FALSE))))","v":{"$error":"#N/A"}},{"$f":"IF(AQ$30<Dimensionnement!$I$15,#N/A,IF(HLOOKUP(AQ$30,Résultats!$B$20:$BJ$36,16,FALSE)=\"-\",#N/A,IF(HLOOKUP(AQ$30,Résultats!$B$20:$BJ$36,16,FALSE)=0,#N/A,HLOOKUP(AQ$30,Résultats!$B$20:$BJ$36,16,FALSE))))","v":{"$error":"#N/A"}},{"$f":"IF(AR$30<Dimensionnement!$I$15,#N/A,IF(HLOOKUP(AR$30,Résultats!$B$20:$BJ$36,16,FALSE)=\"-\",#N/A,IF(HLOOKUP(AR$30,Résultats!$B$20:$BJ$36,16,FALSE)=0,#N/A,HLOOKUP(AR$30,Résultats!$B$20:$BJ$36,16,FALSE))))","v":{"$error":"#N/A"}},{"$f":"IF(AS$30<Dimensionnement!$I$15,#N/A,IF(HLOOKUP(AS$30,Résultats!$B$20:$BJ$36,16,FALSE)=\"-\",#N/A,IF(HLOOKUP(AS$30,Résultats!$B$20:$BJ$36,16,FALSE)=0,#N/A,HLOOKUP(AS$30,Résultats!$B$20:$BJ$36,16,FALSE))))","v":{"$error":"#N/A"}},{"$f":"IF(AT$30<Dimensionnement!$I$15,#N/A,IF(HLOOKUP(AT$30,Résultats!$B$20:$BJ$36,16,FALSE)=\"-\",#N/A,IF(HLOOKUP(AT$30,Résultats!$B$20:$BJ$36,16,FALSE)=0,#N/A,HLOOKUP(AT$30,Résultats!$B$20:$BJ$36,16,FALSE))))","v":{"$error":"#N/A"}},{"$f":"IF(AU$30<Dimensionnement!$I$15,#N/A,IF(HLOOKUP(AU$30,Résultats!$B$20:$BJ$36,16,FALSE)=\"-\",#N/A,IF(HLOOKUP(AU$30,Résultats!$B$20:$BJ$36,16,FALSE)=0,#N/A,HLOOKUP(AU$30,Résultats!$B$20:$BJ$36,16,FALSE))))","v":{"$error":"#N/A"}},{"$f":"IF(AV$30<Dimensionnement!$I$15,#N/A,IF(HLOOKUP(AV$30,Résultats!$B$20:$BJ$36,16,FALSE)=\"-\",#N/A,IF(HLOOKUP(AV$30,Résultats!$B$20:$BJ$36,16,FALSE)=0,#N/A,HLOOKUP(AV$30,Résultats!$B$20:$BJ$36,16,FALSE))))","v":{"$error":"#N/A"}},{"$f":"IF(AW$30<Dimensionnement!$I$15,#N/A,IF(HLOOKUP(AW$30,Résultats!$B$20:$BJ$36,16,FALSE)=\"-\",#N/A,IF(HLOOKUP(AW$30,Résultats!$B$20:$BJ$36,16,FALSE)=0,#N/A,HLOOKUP(AW$30,Résultats!$B$20:$BJ$36,16,FALSE))))","v":{"$error":"#N/A"}},{"$f":"IF(AX$30<Dimensionnement!$I$15,#N/A,IF(HLOOKUP(AX$30,Résultats!$B$20:$BJ$36,16,FALSE)=\"-\",#N/A,IF(HLOOKUP(AX$30,Résultats!$B$20:$BJ$36,16,FALSE)=0,#N/A,HLOOKUP(AX$30,Résultats!$B$20:$BJ$36,16,FALSE))))","v":{"$error":"#N/A"}},{"$f":"IF(AY$30<Dimensionnement!$I$15,#N/A,IF(HLOOKUP(AY$30,Résultats!$B$20:$BJ$36,16,FALSE)=\"-\",#N/A,IF(HLOOKUP(AY$30,Résultats!$B$20:$BJ$36,16,FALSE)=0,#N/A,HLOOKUP(AY$30,Résultats!$B$20:$BJ$36,16,FALSE))))","v":{"$error":"#N/A"}}]
[]
[null,null,null,"PAC suffisante pour couvrir les besoins ?",{"$f":"IF(E32>E31,1,0)","v":{"$error":"#N/A"}},{"$error":"#N/A"},{"$error":"#N/A"},{"$error":"#N/A"},{"$error":"#N/A"},1,1,1,1,1,1,1,1,1,1,1,1,1,1,1,1,1,1,1,1,1,1,1,1,1,1,1,1,1,1,{"$error":"#N/A"},{"$error":"#N/A"},{"$error":"#N/A"},{"$error":"#N/A"},{"$error":"#N/A"},{"$error":"#N/A"},{"$error":"#N/A"},{"$error":"#N/A"},{"$error":"#N/A"},{"$error":"#N/A"},{"$error":"#N/A"},{"$error":"#N/A"}]
[null,null,null,"Température extérieure ",{"$f":"E30","v":-15},-14,-13,-12,-11,-10,-9,-8,-7,-6,-5,-4,-3,-2,-1,0,1,2,3,4,5,6,7,8,9,10,11,12,13,14,15,16,17,18,19,"","","","","","","","","","","",""]
[]
[null,null,"Création des zones (abcisses des zones = Températures min / max) ( ordonnée = Déperditions )"]
[null,null,null,"Zone Appoint seul "]
[null,null,null,"Dénomination","Appoint seul"]
[null,null,null,"Apparait lorsque : ","Température de base est inférieure à la température de coupure PAC"]
[null,null,null,"Température de base ",{"$f":"Dimensionnement!$I$15","v":-10}]
[null,null,null,"Température de coupure",{"$f":"Résultats!$A$10","v":-15}]
[null,null,null,"Apparition de la zone ?",{"$f":"IF(E41<E42,1,0)","v":0},null," 0 = NON // 1 + OUI"]
[]
[null,null,null,"Soit valeurs","Abcisses",{"$f":"E30","v":-15},{"$f":"F30","v":-14},-13,-12,-11,-10,-9,-8,-7,-6,-5,-4,-3,-2,-1,0,1,2,3,4,5,6,7,8,9,10,11,12,13,14,15,16,17,18,19,"","","","","","","","","","",""]
[null,null,null,null,"Ordonnées",{"$f":"IF(F45>$E$42,#N/A,HLOOKUP(F45,$E$30:$BL$32,2,FALSE))","v":{"$error":"#N/A"}},{"$error":"#N/A"},{"$error":"#N/A"},{"$error":"#N/A"},{"$error":"#N/A"},{"$error":"#N/A"},{"$error":"#N/A"},{"$error":"#N/A"},{"$error":"#N/A"},{"$error":"#N/A"},{"$error":"#N/A"},{"$error":"#N/A"},{"$error":"#N/A"},{"$error":"#N/A"},{"$error":"#N/A"},{"$error":"#N/A"},{"$error":"#N/A"},{"$error":"#N/A"},{"$error":"#N/A"},{"$error":"#N/A"},{"$error":"#N/A"},{"$error":"#N/A"},{"$error":"#N/A"},{"$error":"#N/A"},{"$error":"#N/A"},{"$error":"#N/A"},{"$error":"#N/A"},{"$error":"#N/A"},{"$error":"#N/A"},{"$error":"#N/A"},{"$error":"#N/A"},{"$error":"#N/A"},{"$error":"#N/A"},{"$error":"#N/A"},{"$error":"#N/A"},{"$error":"#N/A"},{"$error":"#N/A"},{"$error":"#N/A"},{"$error":"#N/A"},{"$error":"#N/A"},{"$error":"#N/A"},{"$error":"#N/A"},{"$error":"#N/A"},{"$error":"#N/A"},{"$error":"#N/A"},{"$error":"#N/A"}]
[]
[]
[null,null,null,"Zone PAC + Appoint "]
[null,null,null,"Dénomination","PAC + Appoint"]
[null,null,null,"Apparait lorsque : ","Température de base est supérieure à la température de coupure PAC ET Puissance PAC est inférieure aux déperditions"]
[null,null,null,"Température minimale :",{"$f":"IF($E$43=0,$E$41,$E$42)","v":-10}]
[null,null,null,"Température max de la zone :",{"$f":"HLOOKUP(1,$E$34:$BL$35,2,FALSE)","v":-10}]
[null,null,null,"Apparition de la zone ?",{"$f":"IF($E$53<>$E$52,1,0)","v":0},null,"Présent sauf si Tmin = Tmax"]
[]
[null,null,null,"Soit valeurs","Abcisses",{"$f":"F45","v":-15},{"$f":"G45","v":-14},-13,-12,-11,-10,-9,-8,-7,-6,-5,-4,-3,-2,-1,0,1,2,3,4,5,6,7,8,9,10,11,12,13,14,15,16,17,18,19,"","","","","","","","","","",""]
[null,null,null,null,"Ordonnées",{"$f":"IF(F56<$E$52,#N/A,IF(F56>$E$53,#N/A,HLOOKUP(F56,$E$30:$BL$32,2,FALSE)))","v":{"$error":"#N/A"}},{"$error":"#N/A"},{"$error":"#N/A"},{"$error":"#N/A"},{"$error":"#N/A"},6.5,{"$error":"#N/A"},{"$error":"#N/A"},{"$error":"#N/A"},{"$error":"#N/A"},{"$error":"#N/A"},{"$error":"#N/A"},{"$error":"#N/A"},{"$error":"#N/A"},{"$error":"#N/A"},{"$error":"#N/A"},{"$error":"#N/A"},{"$error":"#N/A"},{"$error":"#N/A"},{"$error":"#N/A"},{"$error":"#N/A"},{"$error":"#N/A"},{"$error":"#N/A"},{"$error":"#N/A"},{"$error":"#N/A"},{"$error":"#N/A"},{"$error":"#N/A"},{"$error":"#N/A"},{"$error":"#N/A"},{"$error":"#N/A"},{"$error":"#N/A"},{"$error":"#N/A"},{"$error":"#N/A"},{"$error":"#N/A"},{"$error":"#N/A"},{"$error":"#N/A"},{"$error":"#N/A"},{"$error":"#N/A"},{"$error":"#N/A"},{"$error":"#N/A"},{"$error":"#N/A"},{"$error":"#N/A"},{"$error":"#N/A"},{"$error":"#N/A"},{"$error":"#N/A"},{"$error":"#N/A"}]
[]
[null,null,null,"Zone PAC seule"]
[null,null,null,"Dénomination","PAC seule"]
[null,null,null,"Apparait lorsque : ","Puissance PAC > Puissance requise"]
[null,null,null,"Température minimale",{"$f":"E53","v":-10}]
[null,null,null,"Température maximale",{"$f":"Dimensionnement!$I$20","v":19}]
[null,null,null,"Appartion de la zone",{"$f":"IF(E62<>E63,1,0)","v":1},null,"Présent sauf si Tmin = Tmax"]
[]
[null,null,null,"Soit valeurs","Abcisses",{"$f":"F56","v":-15},{"$f":"G56","v":-14},-13,-12,-11,-10,-9,-8,-7,-6,-5,-4,-3,-2,-1,0,1,2,3,4,5,6,7,8,9,10,11,12,13,14,15,16,17,18,19,"","","","","","","","","","",""]
[null,null,null,null,"Ordonnées",{"$f":"IF(F66<$E$62,#N/A,IF(F66>$E$63,#N/A,HLOOKUP(F66,$E$30:$BL$32,2,FALSE)))","v":{"$error":"#N/A"}},{"$error":"#N/A"},{"$error":"#N/A"},{"$error":"#N/A"},{"$error":"#N/A"},6.5,6.25,6,5.75,5.5,5.25,5,4.75,4.5,4.25,4,3.75,3.5,3.25,3,2.75,2.5,2.25,2,1.75,1.5,1.25,1,0.75,0.5,0.25,0,0,0,0,{"$error":"#N/A"},{"$error":"#N/A"},{"$error":"#N/A"},{"$error":"#N/A"},{"$f":"IF(AS66<$E$62,#N/A,IF(AS66>$E$63,#N/A,HLOOKUP(AS66,$E$30:$BL$32,2,FALSE)))","v":{"$error":"#N/A"}},{"$error":"#N/A"},{"$error":"#N/A"},{"$error":"#N/A"},{"$error":"#N/A"},{"$error":"#N/A"},{"$error":"#N/A"}]
[]
[]
[]
[]
[]
[]
["Graphique 3 : ","COP"]
[]
[]
[null,null,"Graphique : COP et Puissance utile pour régime d'eau différent"]
[]
[null,null,"PAC sélectionnée",{"$f":"ChoixPAC!$H$37","v":"OEnoviaPac-C MB 6 MR - E"}]
[null,null,"Puissance PAC sélectionnée",{"$f":"VLOOKUP('BdD PAC split'!$Y$49,ChoixPAC!$H$43:$J$51,3,FALSE)","v":6}]
[null,null,"Numéro de tableau",{"$f":"VLOOKUP('BdD PAC split'!$Y$50,'BdD PAC split'!$X$57:$Y$63,2,FALSE)","v":2}]
[]
[]
[]
[]
[null,null,null,"Température départ",null,35,36,45,46,55,56]
[null,null,null,"Temp exterieure",null,"Puissance ","COP","Puissance ","COP","Puissance ","COP"]
[null,null,null,-20,3,{"$f":"IF(Dimensionnement!$C$62=ChoixPAC!$E$7,\"\",IF(IF(num_tab=1,HLOOKUP($F$86,'BdD PAC split'!$D$37:$Q$79,E88,FALSE),IF(num_tab=2,HLOOKUP($F$86,'BdD PAC split'!$D$84:$Q$126,E88,FALSE),IF(num_tab=3,HLOOKUP($F$86,'BdD PAC split'!$D$131:$Q$173,E88,FALSE),IF(num_tab=4,HLOOKUP($F$86,'BdD PAC split'!$D$178:$Q$220,E88,FALSE),IF(num_tab=5,HLOOKUP($F$86,'BdD PAC split'!$D$225:$Q$267,E88,FALSE),IF(num_tab=6,HLOOKUP($F$86,'BdD PAC split'!$D$272:$Q$314,E88,FALSE),IF(num_tab=7,HLOOKUP($F$86,'BdD PAC split'!$D$319:$Q$361,E88,FALSE))))))))=\"-\",#N/A,IF(num_tab=1,HLOOKUP($F$86,'BdD PAC split'!$D$37:$Q$79,E88,FALSE),IF(num_tab=2,HLOOKUP($F$86,'BdD PAC split'!$D$84:$Q$126,E88,FALSE),IF(num_tab=3,HLOOKUP($F$86,'BdD PAC split'!$D$131:$Q$173,E88,FALSE),IF(num_tab=4,HLOOKUP($F$86,'BdD PAC split'!$D$178:$Q$220,E88,FALSE),IF(num_tab=5,HLOOKUP($F$86,'BdD PAC split'!$D$225:$Q$267,E88,FALSE),IF(num_tab=6,HLOOKUP($F$86,'BdD PAC split'!$D$272:$Q$314,E88,FALSE),IF(num_tab=7,HLOOKUP($F$86,'BdD PAC split'!$D$319:$Q$361,E88,FALSE))))))))))","v":{"$error":"#N/A"}},{"$f":"IF(Dimensionnement!$C$62=ChoixPAC!$E$7,\"\",IF(IF(num_tab=1,HLOOKUP($G$86,'BdD PAC split'!$D$37:$Q$79,E88,FALSE),IF(num_tab=2,HLOOKUP($G$86,'BdD PAC split'!$D$84:$Q$126,E88,FALSE),IF(num_tab=3,HLOOKUP($G$86,'BdD PAC split'!$D$131:$Q$173,E88,FALSE),IF(num_tab=4,HLOOKUP($G$86,'BdD PAC split'!$D$178:$Q$220,E88,FALSE),IF(num_tab=5,HLOOKUP($G$86,'BdD PAC split'!$D$225:$Q$267,E88,FALSE),IF(num_tab=6,HLOOKUP($G$86,'BdD PAC split'!$D$272:$Q$314,E88,FALSE),IF(num_tab=7,HLOOKUP($G$86,'BdD PAC split'!$D$319:$Q$361,E88,FALSE))))))))=\"-\",#N/A,IF(num_tab=1,HLOOKUP($G$86,'BdD PAC split'!$D$37:$Q$79,E88,FALSE),IF(num_tab=2,HLOOKUP($G$86,'BdD PAC split'!$D$84:$Q$126,E88,FALSE),IF(num_tab=3,HLOOKUP($G$86,'BdD PAC split'!$D$131:$Q$173,E88,FALSE),IF(num_tab=4,HLOOKUP($G$86,'BdD PAC split'!$D$178:$Q$220,E88,FALSE),IF(num_tab=5,HLOOKUP($G$86,'BdD PAC split'!$D$225:$Q$267,E88,FALSE),IF(num_tab=6,HLOOKUP($G$86,'BdD PAC split'!$D$272:$Q$314,E88,FALSE),IF(num_tab=7,HLOOKUP($G$86,'BdD PAC split'!$D$319:$Q$361,E88,FALSE))))))))))","v":{"$error":"#N/A"}},{"$f":"IF(Dimensionnement!$C$62=ChoixPAC!$E$7,\"\",IF(IF(num_tab=1,HLOOKUP($H$86,'BdD PAC split'!$D$37:$Q$79,E88,FALSE),IF(num_tab=2,HLOOKUP($H$86,'BdD PAC split'!$D$84:$Q$126,E88,FALSE),IF(num_tab=3,HLOOKUP($H$86,'BdD PAC split'!$D$131:$Q$173,E88,FALSE),IF(num_tab=4,HLOOKUP($H$86,'BdD PAC split'!$D$178:$Q$220,E88,FALSE),IF(num_tab=5,HLOOKUP($H$86,'BdD PAC split'!$D$225:$Q$267,E88,FALSE),IF(num_tab=6,HLOOKUP($H$86,'BdD PAC split'!$D$272:$Q$314,E88,FALSE),IF(num_tab=7,HLOOKUP($H$86,'BdD PAC split'!$D$319:$Q$361,E88,FALSE))))))))=\"-\",#N/A,IF(num_tab=1,HLOOKUP($H$86,'BdD PAC split'!$D$37:$Q$79,E88,FALSE),IF(num_tab=2,HLOOKUP($H$86,'BdD PAC split'!$D$84:$Q$126,E88,FALSE),IF(num_tab=3,HLOOKUP($H$86,'BdD PAC split'!$D$131:$Q$173,E88,FALSE),IF(num_tab=4,HLOOKUP($H$86,'BdD PAC split'!$D$178:$Q$220,E88,FALSE),IF(num_tab=5,HLOOKUP($H$86,'BdD PAC split'!$D$225:$Q$267,E88,FALSE),IF(num_tab=6,HLOOKUP($H$86,'BdD PAC split'!$D$272:$Q$314,E88,FALSE),IF(num_tab=7,HLOOKUP($H$86,'BdD PAC split'!$D$319:$Q$361,E88,FALSE))))))))))","v":{"$error":"#N/A"}},{"$f":"IF(Dimensionnement!$C$62=ChoixPAC!$E$7,\"\",IF(IF(num_tab=1,HLOOKUP($I$86,'BdD PAC split'!$D$37:$Q$79,E88,FALSE),IF(num_tab=2,HLOOKUP($I$86,'BdD PAC split'!$D$84:$Q$126,E88,FALSE),IF(num_tab=3,HLOOKUP($I$86,'BdD PAC split'!$D$131:$Q$173,E88,FALSE),IF(num_tab=4,HLOOKUP($I$86,'BdD PAC split'!$D$178:$Q$220,E88,FALSE),IF(num_tab=5,HLOOKUP($I$86,'BdD PAC split'!$D$225:$Q$267,E88,FALSE),IF(num_tab=6,HLOOKUP($I$86,'BdD PAC split'!$D$272:$Q$314,E88,FALSE),IF(num_tab=7,HLOOKUP($I$86,'BdD PAC split'!$D$319:$Q$361,E88,FALSE))))))))=\"-\",#N/A,IF(num_tab=1,HLOOKUP($I$86,'BdD PAC split'!$D$37:$Q$79,E88,FALSE),IF(num_tab=2,HLOOKUP($I$86,'BdD PAC split'!$D$84:$Q$126,E88,FALSE),IF(num_tab=3,HLOOKUP($I$86,'BdD PAC split'!$D$131:$Q$173,E88,FALSE),IF(num_tab=4,HLOOKUP($I$86,'BdD PAC split'!$D$178:$Q$220,E88,FALSE),IF(num_tab=5,HLOOKUP($I$86,'BdD PAC split'!$D$225:$Q$267,E88,FALSE),IF(num_tab=6,HLOOKUP($I$86,'BdD PAC split'!$D$272:$Q$314,E88,FALSE),IF(num_tab=7,HLOOKUP($I$86,'BdD PAC split'!$D$319:$Q$361,E88,FALSE))))))))))","v":{"$error":"#N/A"}},{"$f":"IFERROR(IF(Dimensionnement!$C$62=ChoixPAC!$E$7,\"\",IF(IF(num_tab=1,HLOOKUP($J$86,'BdD PAC split'!$D$37:$Q$79,E88,FALSE),IF(num_tab=2,HLOOKUP($J$86,'BdD PAC split'!$D$84:$Q$126,E88,FALSE),IF(num_tab=3,HLOOKUP($J$86,'BdD PAC split'!$D$131:$Q$173,E88,FALSE),IF(num_tab=4,HLOOKUP($J$86,'BdD PAC split'!$D$178:$Q$220,E88,FALSE),IF(num_tab=5,HLOOKUP($J$86,'BdD PAC split'!$D$225:$Q$267,E88,FALSE),IF(num_tab=6,HLOOKUP($J$86,'BdD PAC split'!$D$272:$Q$314,E88,FALSE),IF(num_tab=7,HLOOKUP($J$86,'BdD PAC split'!$D$319:$Q$361,E88,FALSE))))))))=\"-\",#N/A,IF(num_tab=1,HLOOKUP($J$86,'BdD PAC split'!$D$37:$Q$79,E88,FALSE),IF(num_tab=2,HLOOKUP($J$86,'BdD PAC split'!$D$84:$Q$126,E88,FALSE),IF(num_tab=3,HLOOKUP($J$86,'BdD PAC split'!$D$131:$Q$173,E88,FALSE),IF(num_tab=4,HLOOKUP($J$86,'BdD PAC split'!$D$178:$Q$220,E88,FALSE),IF(num_tab=5,HLOOKUP($J$86,'BdD PAC split'!$D$225:$Q$267,E88,FALSE),IF(num_tab=6,HLOOKUP($J$86,'BdD PAC split'!$D$272:$Q$314,E88,FALSE),IF(num_tab=7,HLOOKUP($J$86,'BdD PAC split'!$D$319:$Q$361,E88,FALSE)))))))))),#N/A)","v":{"$error":"#N/A"}},{"$f":"IFERROR(IF(Dimensionnement!$C$62=ChoixPAC!$E$7,\"\",IF(IF(num_tab=1,HLOOKUP($K$86,'BdD PAC split'!$D$37:$Q$79,E88,FALSE),IF(num_tab=2,HLOOKUP($K$86,'BdD PAC split'!$D$84:$Q$126,E88,FALSE),IF(num_tab=3,HLOOKUP($K$86,'BdD PAC split'!$D$131:$Q$173,E88,FALSE),IF(num_tab=4,HLOOKUP($K$86,'BdD PAC split'!$D$178:$Q$220,E88,FALSE),IF(num_tab=5,HLOOKUP($K$86,'BdD PAC split'!$D$225:$Q$267,E88,FALSE),IF(num_tab=6,HLOOKUP($K$86,'BdD PAC split'!$D$272:$Q$314,E88,FALSE),IF(num_tab=7,HLOOKUP($K$86,'BdD PAC split'!$D$319:$Q$361,E88,FALSE))))))))=\"-\",#N/A,IF(num_tab=1,HLOOKUP($K$86,'BdD PAC split'!$D$37:$Q$79,E88,FALSE),IF(num_tab=2,HLOOKUP($K$86,'BdD PAC split'!$D$84:$Q$126,E88,FALSE),IF(num_tab=3,HLOOKUP($K$86,'BdD PAC split'!$D$131:$Q$173,E88,FALSE),IF(num_tab=4,HLOOKUP($K$86,'BdD PAC split'!$D$178:$Q$220,E88,FALSE),IF(num_tab=5,HLOOKUP($K$86,'BdD PAC split'!$D$225:$Q$267,E88,FALSE),IF(num_tab=6,HLOOKUP($K$86,'BdD PAC split'!$D$272:$Q$314,E88,FALSE),IF(num_tab=7,HLOOKUP($K$86,'BdD PAC split'!$D$319:$Q$361,E88,FALSE)))))))))),#N/A)","v":{"$error":"#N/A"}}]
[null,null,null,-15,8,{"$f":"IFERROR(IF(Dimensionnement!$C$62=ChoixPAC!$E$7,\"\",IF(num_tab=1,HLOOKUP($F$86,'BdD PAC split'!$D$37:$Q$79,E89,FALSE),IF(num_tab=2,HLOOKUP($F$86,'BdD PAC split'!$D$84:$Q$126,E89,FALSE),IF(num_tab=3,HLOOKUP($F$86,'BdD PAC split'!$D$131:$Q$173,E89,FALSE),IF(num_tab=4,HLOOKUP($F$86,'BdD PAC split'!$D$178:$Q$220,E89,FALSE),IF(num_tab=5,HLOOKUP($F$86,'BdD PAC split'!$D$225:$Q$267,E89,FALSE),IF(num_tab=6,HLOOKUP($F$86,'BdD PAC split'!$D$272:$Q$314,E89,FALSE),IF(num_tab=7,HLOOKUP($F$86,'BdD PAC split'!$D$319:$Q$361,E89,FALSE))))))))),\"-\")","v":3.8},{"$f":"IFERROR(IF(Dimensionnement!$C$62=ChoixPAC!$E$7,\"\",IF(num_tab=1,HLOOKUP($G$86,'BdD PAC split'!$D$37:$Q$79,E89,FALSE),IF(num_tab=2,HLOOKUP($G$86,'BdD PAC split'!$D$84:$Q$126,E89,FALSE),IF(num_tab=3,HLOOKUP($G$86,'BdD PAC split'!$D$131:$Q$173,E89,FALSE),IF(num_tab=4,HLOOKUP($G$86,'BdD PAC split'!$D$178:$Q$220,E89,FALSE),IF(num_tab=5,HLOOKUP($G$86,'BdD PAC split'!$D$225:$Q$267,E89,FALSE),IF(num_tab=6,HLOOKUP($G$86,'BdD PAC split'!$D$272:$Q$314,E89,FALSE),IF(num_tab=7,HLOOKUP($G$86,'BdD PAC split'!$D$319:$Q$361,E89,FALSE))))))))),\"-\")","v":2.04},{"$f":"IFERROR(IF(Dimensionnement!$C$62=ChoixPAC!$E$7,\"\",IF(num_tab=1,HLOOKUP($H$86,'BdD PAC split'!$D$37:$Q$79,E89,FALSE),IF(num_tab=2,HLOOKUP($H$86,'BdD PAC split'!$D$84:$Q$126,E89,FALSE),IF(num_tab=3,HLOOKUP($H$86,'BdD PAC split'!$D$131:$Q$173,E89,FALSE),IF(num_tab=4,HLOOKUP($H$86,'BdD PAC split'!$D$178:$Q$220,E89,FALSE),IF(num_tab=5,HLOOKUP($H$86,'BdD PAC split'!$D$225:$Q$267,E89,FALSE),IF(num_tab=6,HLOOKUP($H$86,'BdD PAC split'!$D$272:$Q$314,E89,FALSE),IF(num_tab=7,HLOOKUP($H$86,'BdD PAC split'!$D$319:$Q$361,E89,FALSE))))))))),\"-\")","v":3},{"$f":"IFERROR(IF(Dimensionnement!$C$62=ChoixPAC!$E$7,\"\",IF(num_tab=1,HLOOKUP($I$86,'BdD PAC split'!$D$37:$Q$79,E89,FALSE),IF(num_tab=2,HLOOKUP($I$86,'BdD PAC split'!$D$84:$Q$126,E89,FALSE),IF(num_tab=3,HLOOKUP($I$86,'BdD PAC split'!$D$131:$Q$173,E89,FALSE),IF(num_tab=4,HLOOKUP($I$86,'BdD PAC split'!$D$178:$Q$220,E89,FALSE),IF(num_tab=5,HLOOKUP($I$86,'BdD PAC split'!$D$225:$Q$267,E89,FALSE),IF(num_tab=6,HLOOKUP($I$86,'BdD PAC split'!$D$272:$Q$314,E89,FALSE),IF(num_tab=7,HLOOKUP($I$86,'BdD PAC split'!$D$319:$Q$361,E89,FALSE))))))))),\"-\")","v":1.48},{"$f":"IFERROR(IF(Dimensionnement!$C$62=ChoixPAC!$E$7,\"\",IF(IF(num_tab=1,HLOOKUP($J$86,'BdD PAC split'!$D$37:$Q$79,E89,FALSE),IF(num_tab=2,HLOOKUP($J$86,'BdD PAC split'!$D$84:$Q$126,E89,FALSE),IF(num_tab=3,HLOOKUP($J$86,'BdD PAC split'!$D$131:$Q$173,E89,FALSE),IF(num_tab=4,HLOOKUP($J$86,'BdD PAC split'!$D$178:$Q$220,E89,FALSE),IF(num_tab=5,HLOOKUP($J$86,'BdD PAC split'!$D$225:$Q$267,E89,FALSE),IF(num_tab=6,HLOOKUP($J$86,'BdD PAC split'!$D$272:$Q$314,E89,FALSE),IF(num_tab=7,HLOOKUP($J$86,'BdD PAC split'!$D$319:$Q$361,E89,FALSE))))))))=\"-\",#N/A,IF(num_tab=1,HLOOKUP($J$86,'BdD PAC split'!$D$37:$Q$79,E89,FALSE),IF(num_tab=2,HLOOKUP($J$86,'BdD PAC split'!$D$84:$Q$126,E89,FALSE),IF(num_tab=3,HLOOKUP($J$86,'BdD PAC split'!$D$131:$Q$173,E89,FALSE),IF(num_tab=4,HLOOKUP($J$86,'BdD PAC split'!$D$178:$Q$220,E89,FALSE),IF(num_tab=5,HLOOKUP($J$86,'BdD PAC split'!$D$225:$Q$267,E89,FALSE),IF(num_tab=6,HLOOKUP($J$86,'BdD PAC split'!$D$272:$Q$314,E89,FALSE),IF(num_tab=7,HLOOKUP($J$86,'BdD PAC split'!$D$319:$Q$361,E89,FALSE)))))))))),#N/A)","v":{"$error":"#N/A"}},{"$f":"IFERROR(IF(Dimensionnement!$C$62=ChoixPAC!$E$7,\"\",IF(IF(num_tab=1,HLOOKUP($K$86,'BdD PAC split'!$D$37:$Q$79,E89,FALSE),IF(num_tab=2,HLOOKUP($K$86,'BdD PAC split'!$D$84:$Q$126,E89,FALSE),IF(num_tab=3,HLOOKUP($K$86,'BdD PAC split'!$D$131:$Q$173,E89,FALSE),IF(num_tab=4,HLOOKUP($K$86,'BdD PAC split'!$D$178:$Q$220,E89,FALSE),IF(num_tab=5,HLOOKUP($K$86,'BdD PAC split'!$D$225:$Q$267,E89,FALSE),IF(num_tab=6,HLOOKUP($K$86,'BdD PAC split'!$D$272:$Q$314,E89,FALSE),IF(num_tab=7,HLOOKUP($K$86,'BdD PAC split'!$D$319:$Q$361,E89,FALSE))))))))=\"-\",#N/A,IF(num_tab=1,HLOOKUP($K$86,'BdD PAC split'!$D$37:$Q$79,E89,FALSE),IF(num_tab=2,HLOOKUP($K$86,'BdD PAC split'!$D$84:$Q$126,E89,FALSE),IF(num_tab=3,HLOOKUP($K$86,'BdD PAC split'!$D$131:$Q$173,E89,FALSE),IF(num_tab=4,HLOOKUP($K$86,'BdD PAC split'!$D$178:$Q$220,E89,FALSE),IF(num_tab=5,HLOOKUP($K$86,'BdD PAC split'!$D$225:$Q$267,E89,FALSE),IF(num_tab=6,HLOOKUP($K$86,'BdD PAC split'!$D$272:$Q$314,E89,FALSE),IF(num_tab=7,HLOOKUP($K$86,'BdD PAC split'!$D$319:$Q$361,E89,FALSE)))))))))),#N/A)","v":{"$error":"#N/A"}}]
[null,null,null,-10,13,{"$f":"IFERROR(IF(Dimensionnement!$C$62=ChoixPAC!$E$7,\"\",IF(num_tab=1,HLOOKUP($F$86,'BdD PAC split'!$D$37:$Q$79,E90,FALSE),IF(num_tab=2,HLOOKUP($F$86,'BdD PAC split'!$D$84:$Q$126,E90,FALSE),IF(num_tab=3,HLOOKUP($F$86,'BdD PAC split'!$D$131:$Q$173,E90,FALSE),IF(num_tab=4,HLOOKUP($F$86,'BdD PAC split'!$D$178:$Q$220,E90,FALSE),IF(num_tab=5,HLOOKUP($F$86,'BdD PAC split'!$D$225:$Q$267,E90,FALSE),IF(num_tab=6,HLOOKUP($F$86,'BdD PAC split'!$D$272:$Q$314,E90,FALSE),IF(num_tab=7,HLOOKUP($F$86,'BdD PAC split'!$D$319:$Q$361,E90,FALSE))))))))),\"-\")","v":4.9000000000000004},{"$f":"IFERROR(IF(Dimensionnement!$C$62=ChoixPAC!$E$7,\"\",IF(num_tab=1,HLOOKUP($G$86,'BdD PAC split'!$D$37:$Q$79,E90,FALSE),IF(num_tab=2,HLOOKUP($G$86,'BdD PAC split'!$D$84:$Q$126,E90,FALSE),IF(num_tab=3,HLOOKUP($G$86,'BdD PAC split'!$D$131:$Q$173,E90,FALSE),IF(num_tab=4,HLOOKUP($G$86,'BdD PAC split'!$D$178:$Q$220,E90,FALSE),IF(num_tab=5,HLOOKUP($G$86,'BdD PAC split'!$D$225:$Q$267,E90,FALSE),IF(num_tab=6,HLOOKUP($G$86,'BdD PAC split'!$D$272:$Q$314,E90,FALSE),IF(num_tab=7,HLOOKUP($G$86,'BdD PAC split'!$D$319:$Q$361,E90,FALSE))))))))),\"-\")","v":2.42},{"$f":"IFERROR(IF(Dimensionnement!$C$62=ChoixPAC!$E$7,\"\",IF(num_tab=1,HLOOKUP($H$86,'BdD PAC split'!$D$37:$Q$79,E90,FALSE),IF(num_tab=2,HLOOKUP($H$86,'BdD PAC split'!$D$84:$Q$126,E90,FALSE),IF(num_tab=3,HLOOKUP($H$86,'BdD PAC split'!$D$131:$Q$173,E90,FALSE),IF(num_tab=4,HLOOKUP($H$86,'BdD PAC split'!$D$178:$Q$220,E90,FALSE),IF(num_tab=5,HLOOKUP($H$86,'BdD PAC split'!$D$225:$Q$267,E90,FALSE),IF(num_tab=6,HLOOKUP($H$86,'BdD PAC split'!$D$272:$Q$314,E90,FALSE),IF(num_tab=7,HLOOKUP($H$86,'BdD PAC split'!$D$319:$Q$361,E90,FALSE))))))))),\"-\")","v":4.0999999999999996},{"$f":"IFERROR(IF(Dimensionnement!$C$62=ChoixPAC!$E$7,\"\",IF(num_tab=1,HLOOKUP($I$86,'BdD PAC split'!$D$37:$Q$79,E90,FALSE),IF(num_tab=2,HLOOKUP($I$86,'BdD PAC split'!$D$84:$Q$126,E90,FALSE),IF(num_tab=3,HLOOKUP($I$86,'BdD PAC split'!$D$131:$Q$173,E90,FALSE),IF(num_tab=4,HLOOKUP($I$86,'BdD PAC split'!$D$178:$Q$220,E90,FALSE),IF(num_tab=5,HLOOKUP($I$86,'BdD PAC split'!$D$225:$Q$267,E90,FALSE),IF(num_tab=6,HLOOKUP($I$86,'BdD PAC split'!$D$272:$Q$314,E90,FALSE),IF(num_tab=7,HLOOKUP($I$86,'BdD PAC split'!$D$319:$Q$361,E90,FALSE))))))))),\"-\")","v":1.87},{"$f":"IFERROR(IF(Dimensionnement!$C$62=ChoixPAC!$E$7,\"\",IF(IF(num_tab=1,HLOOKUP($J$86,'BdD PAC split'!$D$37:$Q$79,E90,FALSE),IF(num_tab=2,HLOOKUP($J$86,'BdD PAC split'!$D$84:$Q$126,E90,FALSE),IF(num_tab=3,HLOOKUP($J$86,'BdD PAC split'!$D$131:$Q$173,E90,FALSE),IF(num_tab=4,HLOOKUP($J$86,'BdD PAC split'!$D$178:$Q$220,E90,FALSE),IF(num_tab=5,HLOOKUP($J$86,'BdD PAC split'!$D$225:$Q$267,E90,FALSE),IF(num_tab=6,HLOOKUP($J$86,'BdD PAC split'!$D$272:$Q$314,E90,FALSE),IF(num_tab=7,HLOOKUP($J$86,'BdD PAC split'!$D$319:$Q$361,E90,FALSE))))))))=\"-\",#N/A,IF(num_tab=1,HLOOKUP($J$86,'BdD PAC split'!$D$37:$Q$79,E90,FALSE),IF(num_tab=2,HLOOKUP($J$86,'BdD PAC split'!$D$84:$Q$126,E90,FALSE),IF(num_tab=3,HLOOKUP($J$86,'BdD PAC split'!$D$131:$Q$173,E90,FALSE),IF(num_tab=4,HLOOKUP($J$86,'BdD PAC split'!$D$178:$Q$220,E90,FALSE),IF(num_tab=5,HLOOKUP($J$86,'BdD PAC split'!$D$225:$Q$267,E90,FALSE),IF(num_tab=6,HLOOKUP($J$86,'BdD PAC split'!$D$272:$Q$314,E90,FALSE),IF(num_tab=7,HLOOKUP($J$86,'BdD PAC split'!$D$319:$Q$361,E90,FALSE)))))))))),#N/A)","v":3.9},{"$f":"IFERROR(IF(Dimensionnement!$C$62=ChoixPAC!$E$7,\"\",IF(IF(num_tab=1,HLOOKUP($K$86,'BdD PAC split'!$D$37:$Q$79,E90,FALSE),IF(num_tab=2,HLOOKUP($K$86,'BdD PAC split'!$D$84:$Q$126,E90,FALSE),IF(num_tab=3,HLOOKUP($K$86,'BdD PAC split'!$D$131:$Q$173,E90,FALSE),IF(num_tab=4,HLOOKUP($K$86,'BdD PAC split'!$D$178:$Q$220,E90,FALSE),IF(num_tab=5,HLOOKUP($K$86,'BdD PAC split'!$D$225:$Q$267,E90,FALSE),IF(num_tab=6,HLOOKUP($K$86,'BdD PAC split'!$D$272:$Q$314,E90,FALSE),IF(num_tab=7,HLOOKUP($K$86,'BdD PAC split'!$D$319:$Q$361,E90,FALSE))))))))=\"-\",#N/A,IF(num_tab=1,HLOOKUP($K$86,'BdD PAC split'!$D$37:$Q$79,E90,FALSE),IF(num_tab=2,HLOOKUP($K$86,'BdD PAC split'!$D$84:$Q$126,E90,FALSE),IF(num_tab=3,HLOOKUP($K$86,'BdD PAC split'!$D$131:$Q$173,E90,FALSE),IF(num_tab=4,HLOOKUP($K$86,'BdD PAC split'!$D$178:$Q$220,E90,FALSE),IF(num_tab=5,HLOOKUP($K$86,'BdD PAC split'!$D$225:$Q$267,E90,FALSE),IF(num_tab=6,HLOOKUP($K$86,'BdD PAC split'!$D$272:$Q$314,E90,FALSE),IF(num_tab=7,HLOOKUP($K$86,'BdD PAC split'!$D$319:$Q$361,E90,FALSE)))))))))),#N/A)","v":1.51}]
[null,null,null,-7,16,{"$f":"IFERROR(IF(Dimensionnement!$C$62=ChoixPAC!$E$7,\"\",IF(num_tab=1,HLOOKUP($F$86,'BdD PAC split'!$D$37:$Q$79,E91,FALSE),IF(num_tab=2,HLOOKUP($F$86,'BdD PAC split'!$D$84:$Q$126,E91,FALSE),IF(num_tab=3,HLOOKUP($F$86,'BdD PAC split'!$D$131:$Q$173,E91,FALSE),IF(num_tab=4,HLOOKUP($F$86,'BdD PAC split'!$D$178:$Q$220,E91,FALSE),IF(num_tab=5,HLOOKUP($F$86,'BdD PAC split'!$D$225:$Q$267,E91,FALSE),IF(num_tab=6,HLOOKUP($F$86,'BdD PAC split'!$D$272:$Q$314,E91,FALSE),IF(num_tab=7,HLOOKUP($F$86,'BdD PAC split'!$D$319:$Q$361,E91,FALSE))))))))),\"-\")","v":5.5},{"$f":"IFERROR(IF(Dimensionnement!$C$62=ChoixPAC!$E$7,\"\",IF(num_tab=1,HLOOKUP($G$86,'BdD PAC split'!$D$37:$Q$79,E91,FALSE),IF(num_tab=2,HLOOKUP($G$86,'BdD PAC split'!$D$84:$Q$126,E91,FALSE),IF(num_tab=3,HLOOKUP($G$86,'BdD PAC split'!$D$131:$Q$173,E91,FALSE),IF(num_tab=4,HLOOKUP($G$86,'BdD PAC split'!$D$178:$Q$220,E91,FALSE),IF(num_tab=5,HLOOKUP($G$86,'BdD PAC split'!$D$225:$Q$267,E91,FALSE),IF(num_tab=6,HLOOKUP($G$86,'BdD PAC split'!$D$272:$Q$314,E91,FALSE),IF(num_tab=7,HLOOKUP($G$86,'BdD PAC split'!$D$319:$Q$361,E91,FALSE))))))))),\"-\")","v":2.65},{"$f":"IFERROR(IF(Dimensionnement!$C$62=ChoixPAC!$E$7,\"\",IF(num_tab=1,HLOOKUP($H$86,'BdD PAC split'!$D$37:$Q$79,E91,FALSE),IF(num_tab=2,HLOOKUP($H$86,'BdD PAC split'!$D$84:$Q$126,E91,FALSE),IF(num_tab=3,HLOOKUP($H$86,'BdD PAC split'!$D$131:$Q$173,E91,FALSE),IF(num_tab=4,HLOOKUP($H$86,'BdD PAC split'!$D$178:$Q$220,E91,FALSE),IF(num_tab=5,HLOOKUP($H$86,'BdD PAC split'!$D$225:$Q$267,E91,FALSE),IF(num_tab=6,HLOOKUP($H$86,'BdD PAC split'!$D$272:$Q$314,E91,FALSE),IF(num_tab=7,HLOOKUP($H$86,'BdD PAC split'!$D$319:$Q$361,E91,FALSE))))))))),\"-\")","v":4.8},{"$f":"IFERROR(IF(Dimensionnement!$C$62=ChoixPAC!$E$7,\"\",IF(num_tab=1,HLOOKUP($I$86,'BdD PAC split'!$D$37:$Q$79,E91,FALSE),IF(num_tab=2,HLOOKUP($I$86,'BdD PAC split'!$D$84:$Q$126,E91,FALSE),IF(num_tab=3,HLOOKUP($I$86,'BdD PAC split'!$D$131:$Q$173,E91,FALSE),IF(num_tab=4,HLOOKUP($I$86,'BdD PAC split'!$D$178:$Q$220,E91,FALSE),IF(num_tab=5,HLOOKUP($I$86,'BdD PAC split'!$D$225:$Q$267,E91,FALSE),IF(num_tab=6,HLOOKUP($I$86,'BdD PAC split'!$D$272:$Q$314,E91,FALSE),IF(num_tab=7,HLOOKUP($I$86,'BdD PAC split'!$D$319:$Q$361,E91,FALSE))))))))),\"-\")","v":2.1},{"$f":"IFERROR(IF(Dimensionnement!$C$62=ChoixPAC!$E$7,\"\",IF(IF(num_tab=1,HLOOKUP($J$86,'BdD PAC split'!$D$37:$Q$79,E91,FALSE),IF(num_tab=2,HLOOKUP($J$86,'BdD PAC split'!$D$84:$Q$126,E91,FALSE),IF(num_tab=3,HLOOKUP($J$86,'BdD PAC split'!$D$131:$Q$173,E91,FALSE),IF(num_tab=4,HLOOKUP($J$86,'BdD PAC split'!$D$178:$Q$220,E91,FALSE),IF(num_tab=5,HLOOKUP($J$86,'BdD PAC split'!$D$225:$Q$267,E91,FALSE),IF(num_tab=6,HLOOKUP($J$86,'BdD PAC split'!$D$272:$Q$314,E91,FALSE),IF(num_tab=7,HLOOKUP($J$86,'BdD PAC split'!$D$319:$Q$361,E91,FALSE))))))))=\"-\",#N/A,IF(num_tab=1,HLOOKUP($J$86,'BdD PAC split'!$D$37:$Q$79,E91,FALSE),IF(num_tab=2,HLOOKUP($J$86,'BdD PAC split'!$D$84:$Q$126,E91,FALSE),IF(num_tab=3,HLOOKUP($J$86,'BdD PAC split'!$D$131:$Q$173,E91,FALSE),IF(num_tab=4,HLOOKUP($J$86,'BdD PAC split'!$D$178:$Q$220,E91,FALSE),IF(num_tab=5,HLOOKUP($J$86,'BdD PAC split'!$D$225:$Q$267,E91,FALSE),IF(num_tab=6,HLOOKUP($J$86,'BdD PAC split'!$D$272:$Q$314,E91,FALSE),IF(num_tab=7,HLOOKUP($J$86,'BdD PAC split'!$D$319:$Q$361,E91,FALSE)))))))))),#N/A)","v":4.5},{"$f":"IFERROR(IF(Dimensionnement!$C$62=ChoixPAC!$E$7,\"\",IF(IF(num_tab=1,HLOOKUP($K$86,'BdD PAC split'!$D$37:$Q$79,E91,FALSE),IF(num_tab=2,HLOOKUP($K$86,'BdD PAC split'!$D$84:$Q$126,E91,FALSE),IF(num_tab=3,HLOOKUP($K$86,'BdD PAC split'!$D$131:$Q$173,E91,FALSE),IF(num_tab=4,HLOOKUP($K$86,'BdD PAC split'!$D$178:$Q$220,E91,FALSE),IF(num_tab=5,HLOOKUP($K$86,'BdD PAC split'!$D$225:$Q$267,E91,FALSE),IF(num_tab=6,HLOOKUP($K$86,'BdD PAC split'!$D$272:$Q$314,E91,FALSE),IF(num_tab=7,HLOOKUP($K$86,'BdD PAC split'!$D$319:$Q$361,E91,FALSE))))))))=\"-\",#N/A,IF(num_tab=1,HLOOKUP($K$86,'BdD PAC split'!$D$37:$Q$79,E91,FALSE),IF(num_tab=2,HLOOKUP($K$86,'BdD PAC split'!$D$84:$Q$126,E91,FALSE),IF(num_tab=3,HLOOKUP($K$86,'BdD PAC split'!$D$131:$Q$173,E91,FALSE),IF(num_tab=4,HLOOKUP($K$86,'BdD PAC split'!$D$178:$Q$220,E91,FALSE),IF(num_tab=5,HLOOKUP($K$86,'BdD PAC split'!$D$225:$Q$267,E91,FALSE),IF(num_tab=6,HLOOKUP($K$86,'BdD PAC split'!$D$272:$Q$314,E91,FALSE),IF(num_tab=7,HLOOKUP($K$86,'BdD PAC split'!$D$319:$Q$361,E91,FALSE)))))))))),#N/A)","v":1.7}]
[null,null,null,-2,21,{"$f":"IFERROR(IF(Dimensionnement!$C$62=ChoixPAC!$E$7,\"\",IF(num_tab=1,HLOOKUP($F$86,'BdD PAC split'!$D$37:$Q$79,E92,FALSE),IF(num_tab=2,HLOOKUP($F$86,'BdD PAC split'!$D$84:$Q$126,E92,FALSE),IF(num_tab=3,HLOOKUP($F$86,'BdD PAC split'!$D$131:$Q$173,E92,FALSE),IF(num_tab=4,HLOOKUP($F$86,'BdD PAC split'!$D$178:$Q$220,E92,FALSE),IF(num_tab=5,HLOOKUP($F$86,'BdD PAC split'!$D$225:$Q$267,E92,FALSE),IF(num_tab=6,HLOOKUP($F$86,'BdD PAC split'!$D$272:$Q$314,E92,FALSE),IF(num_tab=7,HLOOKUP($F$86,'BdD PAC split'!$D$319:$Q$361,E92,FALSE))))))))),\"-\")","v":5.22},{"$f":"IFERROR(IF(Dimensionnement!$C$62=ChoixPAC!$E$7,\"\",IF(num_tab=1,HLOOKUP($G$86,'BdD PAC split'!$D$37:$Q$79,E92,FALSE),IF(num_tab=2,HLOOKUP($G$86,'BdD PAC split'!$D$84:$Q$126,E92,FALSE),IF(num_tab=3,HLOOKUP($G$86,'BdD PAC split'!$D$131:$Q$173,E92,FALSE),IF(num_tab=4,HLOOKUP($G$86,'BdD PAC split'!$D$178:$Q$220,E92,FALSE),IF(num_tab=5,HLOOKUP($G$86,'BdD PAC split'!$D$225:$Q$267,E92,FALSE),IF(num_tab=6,HLOOKUP($G$86,'BdD PAC split'!$D$272:$Q$314,E92,FALSE),IF(num_tab=7,HLOOKUP($G$86,'BdD PAC split'!$D$319:$Q$361,E92,FALSE))))))))),\"-\")","v":2.83},{"$f":"IFERROR(IF(Dimensionnement!$C$62=ChoixPAC!$E$7,\"\",IF(num_tab=1,HLOOKUP($H$86,'BdD PAC split'!$D$37:$Q$79,E92,FALSE),IF(num_tab=2,HLOOKUP($H$86,'BdD PAC split'!$D$84:$Q$126,E92,FALSE),IF(num_tab=3,HLOOKUP($H$86,'BdD PAC split'!$D$131:$Q$173,E92,FALSE),IF(num_tab=4,HLOOKUP($H$86,'BdD PAC split'!$D$178:$Q$220,E92,FALSE),IF(num_tab=5,HLOOKUP($H$86,'BdD PAC split'!$D$225:$Q$267,E92,FALSE),IF(num_tab=6,HLOOKUP($H$86,'BdD PAC split'!$D$272:$Q$314,E92,FALSE),IF(num_tab=7,HLOOKUP($H$86,'BdD PAC split'!$D$319:$Q$361,E92,FALSE))))))))),\"-\")","v":4.91},{"$f":"IFERROR(IF(Dimensionnement!$C$62=ChoixPAC!$E$7,\"\",IF(num_tab=1,HLOOKUP($I$86,'BdD PAC split'!$D$37:$Q$79,E92,FALSE),IF(num_tab=2,HLOOKUP($I$86,'BdD PAC split'!$D$84:$Q$126,E92,FALSE),IF(num_tab=3,HLOOKUP($I$86,'BdD PAC split'!$D$131:$Q$173,E92,FALSE),IF(num_tab=4,HLOOKUP($I$86,'BdD PAC split'!$D$178:$Q$220,E92,FALSE),IF(num_tab=5,HLOOKUP($I$86,'BdD PAC split'!$D$225:$Q$267,E92,FALSE),IF(num_tab=6,HLOOKUP($I$86,'BdD PAC split'!$D$272:$Q$314,E92,FALSE),IF(num_tab=7,HLOOKUP($I$86,'BdD PAC split'!$D$319:$Q$361,E92,FALSE))))))))),\"-\")","v":2.31},{"$f":"IFERROR(IF(Dimensionnement!$C$62=ChoixPAC!$E$7,\"\",IF(IF(num_tab=1,HLOOKUP($J$86,'BdD PAC split'!$D$37:$Q$79,E92,FALSE),IF(num_tab=2,HLOOKUP($J$86,'BdD PAC split'!$D$84:$Q$126,E92,FALSE),IF(num_tab=3,HLOOKUP($J$86,'BdD PAC split'!$D$131:$Q$173,E92,FALSE),IF(num_tab=4,HLOOKUP($J$86,'BdD PAC split'!$D$178:$Q$220,E92,FALSE),IF(num_tab=5,HLOOKUP($J$86,'BdD PAC split'!$D$225:$Q$267,E92,FALSE),IF(num_tab=6,HLOOKUP($J$86,'BdD PAC split'!$D$272:$Q$314,E92,FALSE),IF(num_tab=7,HLOOKUP($J$86,'BdD PAC split'!$D$319:$Q$361,E92,FALSE))))))))=\"-\",#N/A,IF(num_tab=1,HLOOKUP($J$86,'BdD PAC split'!$D$37:$Q$79,E92,FALSE),IF(num_tab=2,HLOOKUP($J$86,'BdD PAC split'!$D$84:$Q$126,E92,FALSE),IF(num_tab=3,HLOOKUP($J$86,'BdD PAC split'!$D$131:$Q$173,E92,FALSE),IF(num_tab=4,HLOOKUP($J$86,'BdD PAC split'!$D$178:$Q$220,E92,FALSE),IF(num_tab=5,HLOOKUP($J$86,'BdD PAC split'!$D$225:$Q$267,E92,FALSE),IF(num_tab=6,HLOOKUP($J$86,'BdD PAC split'!$D$272:$Q$314,E92,FALSE),IF(num_tab=7,HLOOKUP($J$86,'BdD PAC split'!$D$319:$Q$361,E92,FALSE)))))))))),#N/A)","v":4.78},{"$f":"IFERROR(IF(Dimensionnement!$C$62=ChoixPAC!$E$7,\"\",IF(IF(num_tab=1,HLOOKUP($K$86,'BdD PAC split'!$D$37:$Q$79,E92,FALSE),IF(num_tab=2,HLOOKUP($K$86,'BdD PAC split'!$D$84:$Q$126,E92,FALSE),IF(num_tab=3,HLOOKUP($K$86,'BdD PAC split'!$D$131:$Q$173,E92,FALSE),IF(num_tab=4,HLOOKUP($K$86,'BdD PAC split'!$D$178:$Q$220,E92,FALSE),IF(num_tab=5,HLOOKUP($K$86,'BdD PAC split'!$D$225:$Q$267,E92,FALSE),IF(num_tab=6,HLOOKUP($K$86,'BdD PAC split'!$D$272:$Q$314,E92,FALSE),IF(num_tab=7,HLOOKUP($K$86,'BdD PAC split'!$D$319:$Q$361,E92,FALSE))))))))=\"-\",#N/A,IF(num_tab=1,HLOOKUP($K$86,'BdD PAC split'!$D$37:$Q$79,E92,FALSE),IF(num_tab=2,HLOOKUP($K$86,'BdD PAC split'!$D$84:$Q$126,E92,FALSE),IF(num_tab=3,HLOOKUP($K$86,'BdD PAC split'!$D$131:$Q$173,E92,FALSE),IF(num_tab=4,HLOOKUP($K$86,'BdD PAC split'!$D$178:$Q$220,E92,FALSE),IF(num_tab=5,HLOOKUP($K$86,'BdD PAC split'!$D$225:$Q$267,E92,FALSE),IF(num_tab=6,HLOOKUP($K$86,'BdD PAC split'!$D$272:$Q$314,E92,FALSE),IF(num_tab=7,HLOOKUP($K$86,'BdD PAC split'!$D$319:$Q$361,E92,FALSE)))))))))),#N/A)","v":1.85}]
[null,null,null,2,25,{"$f":"IFERROR(IF(Dimensionnement!$C$62=ChoixPAC!$E$7,\"\",IF(num_tab=1,HLOOKUP($F$86,'BdD PAC split'!$D$37:$Q$79,E93,FALSE),IF(num_tab=2,HLOOKUP($F$86,'BdD PAC split'!$D$84:$Q$126,E93,FALSE),IF(num_tab=3,HLOOKUP($F$86,'BdD PAC split'!$D$131:$Q$173,E93,FALSE),IF(num_tab=4,HLOOKUP($F$86,'BdD PAC split'!$D$178:$Q$220,E93,FALSE),IF(num_tab=5,HLOOKUP($F$86,'BdD PAC split'!$D$225:$Q$267,E93,FALSE),IF(num_tab=6,HLOOKUP($F$86,'BdD PAC split'!$D$272:$Q$314,E93,FALSE),IF(num_tab=7,HLOOKUP($F$86,'BdD PAC split'!$D$319:$Q$361,E93,FALSE))))))))),\"-\")","v":5},{"$f":"IFERROR(IF(Dimensionnement!$C$62=ChoixPAC!$E$7,\"\",IF(num_tab=1,HLOOKUP($G$86,'BdD PAC split'!$D$37:$Q$79,E93,FALSE),IF(num_tab=2,HLOOKUP($G$86,'BdD PAC split'!$D$84:$Q$126,E93,FALSE),IF(num_tab=3,HLOOKUP($G$86,'BdD PAC split'!$D$131:$Q$173,E93,FALSE),IF(num_tab=4,HLOOKUP($G$86,'BdD PAC split'!$D$178:$Q$220,E93,FALSE),IF(num_tab=5,HLOOKUP($G$86,'BdD PAC split'!$D$225:$Q$267,E93,FALSE),IF(num_tab=6,HLOOKUP($G$86,'BdD PAC split'!$D$272:$Q$314,E93,FALSE),IF(num_tab=7,HLOOKUP($G$86,'BdD PAC split'!$D$319:$Q$361,E93,FALSE))))))))),\"-\")","v":2.97},{"$f":"IFERROR(IF(Dimensionnement!$C$62=ChoixPAC!$E$7,\"\",IF(num_tab=1,HLOOKUP($H$86,'BdD PAC split'!$D$37:$Q$79,E93,FALSE),IF(num_tab=2,HLOOKUP($H$86,'BdD PAC split'!$D$84:$Q$126,E93,FALSE),IF(num_tab=3,HLOOKUP($H$86,'BdD PAC split'!$D$131:$Q$173,E93,FALSE),IF(num_tab=4,HLOOKUP($H$86,'BdD PAC split'!$D$178:$Q$220,E93,FALSE),IF(num_tab=5,HLOOKUP($H$86,'BdD PAC split'!$D$225:$Q$267,E93,FALSE),IF(num_tab=6,HLOOKUP($H$86,'BdD PAC split'!$D$272:$Q$314,E93,FALSE),IF(num_tab=7,HLOOKUP($H$86,'BdD PAC split'!$D$319:$Q$361,E93,FALSE))))))))),\"-\")","v":5},{"$f":"IFERROR(IF(Dimensionnement!$C$62=ChoixPAC!$E$7,\"\",IF(num_tab=1,HLOOKUP($I$86,'BdD PAC split'!$D$37:$Q$79,E93,FALSE),IF(num_tab=2,HLOOKUP($I$86,'BdD PAC split'!$D$84:$Q$126,E93,FALSE),IF(num_tab=3,HLOOKUP($I$86,'BdD PAC split'!$D$131:$Q$173,E93,FALSE),IF(num_tab=4,HLOOKUP($I$86,'BdD PAC split'!$D$178:$Q$220,E93,FALSE),IF(num_tab=5,HLOOKUP($I$86,'BdD PAC split'!$D$225:$Q$267,E93,FALSE),IF(num_tab=6,HLOOKUP($I$86,'BdD PAC split'!$D$272:$Q$314,E93,FALSE),IF(num_tab=7,HLOOKUP($I$86,'BdD PAC split'!$D$319:$Q$361,E93,FALSE))))))))),\"-\")","v":2.4700000000000002},{"$f":"IFERROR(IF(Dimensionnement!$C$62=ChoixPAC!$E$7,\"\",IF(IF(num_tab=1,HLOOKUP($J$86,'BdD PAC split'!$D$37:$Q$79,E93,FALSE),IF(num_tab=2,HLOOKUP($J$86,'BdD PAC split'!$D$84:$Q$126,E93,FALSE),IF(num_tab=3,HLOOKUP($J$86,'BdD PAC split'!$D$131:$Q$173,E93,FALSE),IF(num_tab=4,HLOOKUP($J$86,'BdD PAC split'!$D$178:$Q$220,E93,FALSE),IF(num_tab=5,HLOOKUP($J$86,'BdD PAC split'!$D$225:$Q$267,E93,FALSE),IF(num_tab=6,HLOOKUP($J$86,'BdD PAC split'!$D$272:$Q$314,E93,FALSE),IF(num_tab=7,HLOOKUP($J$86,'BdD PAC split'!$D$319:$Q$361,E93,FALSE))))))))=\"-\",#N/A,IF(num_tab=1,HLOOKUP($J$86,'BdD PAC split'!$D$37:$Q$79,E93,FALSE),IF(num_tab=2,HLOOKUP($J$86,'BdD PAC split'!$D$84:$Q$126,E93,FALSE),IF(num_tab=3,HLOOKUP($J$86,'BdD PAC split'!$D$131:$Q$173,E93,FALSE),IF(num_tab=4,HLOOKUP($J$86,'BdD PAC split'!$D$178:$Q$220,E93,FALSE),IF(num_tab=5,HLOOKUP($J$86,'BdD PAC split'!$D$225:$Q$267,E93,FALSE),IF(num_tab=6,HLOOKUP($J$86,'BdD PAC split'!$D$272:$Q$314,E93,FALSE),IF(num_tab=7,HLOOKUP($J$86,'BdD PAC split'!$D$319:$Q$361,E93,FALSE)))))))))),#N/A)","v":5},{"$f":"IFERROR(IF(Dimensionnement!$C$62=ChoixPAC!$E$7,\"\",IF(IF(num_tab=1,HLOOKUP($K$86,'BdD PAC split'!$D$37:$Q$79,E93,FALSE),IF(num_tab=2,HLOOKUP($K$86,'BdD PAC split'!$D$84:$Q$126,E93,FALSE),IF(num_tab=3,HLOOKUP($K$86,'BdD PAC split'!$D$131:$Q$173,E93,FALSE),IF(num_tab=4,HLOOKUP($K$86,'BdD PAC split'!$D$178:$Q$220,E93,FALSE),IF(num_tab=5,HLOOKUP($K$86,'BdD PAC split'!$D$225:$Q$267,E93,FALSE),IF(num_tab=6,HLOOKUP($K$86,'BdD PAC split'!$D$272:$Q$314,E93,FALSE),IF(num_tab=7,HLOOKUP($K$86,'BdD PAC split'!$D$319:$Q$361,E93,FALSE))))))))=\"-\",#N/A,IF(num_tab=1,HLOOKUP($K$86,'BdD PAC split'!$D$37:$Q$79,E93,FALSE),IF(num_tab=2,HLOOKUP($K$86,'BdD PAC split'!$D$84:$Q$126,E93,FALSE),IF(num_tab=3,HLOOKUP($K$86,'BdD PAC split'!$D$131:$Q$173,E93,FALSE),IF(num_tab=4,HLOOKUP($K$86,'BdD PAC split'!$D$178:$Q$220,E93,FALSE),IF(num_tab=5,HLOOKUP($K$86,'BdD PAC split'!$D$225:$Q$267,E93,FALSE),IF(num_tab=6,HLOOKUP($K$86,'BdD PAC split'!$D$272:$Q$314,E93,FALSE),IF(num_tab=7,HLOOKUP($K$86,'BdD PAC split'!$D$319:$Q$361,E93,FALSE)))))))))),#N/A)","v":1.97}]
[null,null,null,7,30,{"$f":"IFERROR(IF(Dimensionnement!$C$62=ChoixPAC!$E$7,\"\",IF(num_tab=1,HLOOKUP($F$86,'BdD PAC split'!$D$37:$Q$79,E94,FALSE),IF(num_tab=2,HLOOKUP($F$86,'BdD PAC split'!$D$84:$Q$126,E94,FALSE),IF(num_tab=3,HLOOKUP($F$86,'BdD PAC split'!$D$131:$Q$173,E94,FALSE),IF(num_tab=4,HLOOKUP($F$86,'BdD PAC split'!$D$178:$Q$220,E94,FALSE),IF(num_tab=5,HLOOKUP($F$86,'BdD PAC split'!$D$225:$Q$267,E94,FALSE),IF(num_tab=6,HLOOKUP($F$86,'BdD PAC split'!$D$272:$Q$314,E94,FALSE),IF(num_tab=7,HLOOKUP($F$86,'BdD PAC split'!$D$319:$Q$361,E94,FALSE))))))))),\"-\")","v":5.5},{"$f":"IFERROR(IF(Dimensionnement!$C$62=ChoixPAC!$E$7,\"\",IF(num_tab=1,HLOOKUP($G$86,'BdD PAC split'!$D$37:$Q$79,E94,FALSE),IF(num_tab=2,HLOOKUP($G$86,'BdD PAC split'!$D$84:$Q$126,E94,FALSE),IF(num_tab=3,HLOOKUP($G$86,'BdD PAC split'!$D$131:$Q$173,E94,FALSE),IF(num_tab=4,HLOOKUP($G$86,'BdD PAC split'!$D$178:$Q$220,E94,FALSE),IF(num_tab=5,HLOOKUP($G$86,'BdD PAC split'!$D$225:$Q$267,E94,FALSE),IF(num_tab=6,HLOOKUP($G$86,'BdD PAC split'!$D$272:$Q$314,E94,FALSE),IF(num_tab=7,HLOOKUP($G$86,'BdD PAC split'!$D$319:$Q$361,E94,FALSE))))))))),\"-\")","v":4.42},{"$f":"IFERROR(IF(Dimensionnement!$C$62=ChoixPAC!$E$7,\"\",IF(num_tab=1,HLOOKUP($H$86,'BdD PAC split'!$D$37:$Q$79,E94,FALSE),IF(num_tab=2,HLOOKUP($H$86,'BdD PAC split'!$D$84:$Q$126,E94,FALSE),IF(num_tab=3,HLOOKUP($H$86,'BdD PAC split'!$D$131:$Q$173,E94,FALSE),IF(num_tab=4,HLOOKUP($H$86,'BdD PAC split'!$D$178:$Q$220,E94,FALSE),IF(num_tab=5,HLOOKUP($H$86,'BdD PAC split'!$D$225:$Q$267,E94,FALSE),IF(num_tab=6,HLOOKUP($H$86,'BdD PAC split'!$D$272:$Q$314,E94,FALSE),IF(num_tab=7,HLOOKUP($H$86,'BdD PAC split'!$D$319:$Q$361,E94,FALSE))))))))),\"-\")","v":5.5},{"$f":"IFERROR(IF(Dimensionnement!$C$62=ChoixPAC!$E$7,\"\",IF(num_tab=1,HLOOKUP($I$86,'BdD PAC split'!$D$37:$Q$79,E94,FALSE),IF(num_tab=2,HLOOKUP($I$86,'BdD PAC split'!$D$84:$Q$126,E94,FALSE),IF(num_tab=3,HLOOKUP($I$86,'BdD PAC split'!$D$131:$Q$173,E94,FALSE),IF(num_tab=4,HLOOKUP($I$86,'BdD PAC split'!$D$178:$Q$220,E94,FALSE),IF(num_tab=5,HLOOKUP($I$86,'BdD PAC split'!$D$225:$Q$267,E94,FALSE),IF(num_tab=6,HLOOKUP($I$86,'BdD PAC split'!$D$272:$Q$314,E94,FALSE),IF(num_tab=7,HLOOKUP($I$86,'BdD PAC split'!$D$319:$Q$361,E94,FALSE))))))))),\"-\")","v":3.32},{"$f":"IFERROR(IF(Dimensionnement!$C$62=ChoixPAC!$E$7,\"\",IF(IF(num_tab=1,HLOOKUP($J$86,'BdD PAC split'!$D$37:$Q$79,E94,FALSE),IF(num_tab=2,HLOOKUP($J$86,'BdD PAC split'!$D$84:$Q$126,E94,FALSE),IF(num_tab=3,HLOOKUP($J$86,'BdD PAC split'!$D$131:$Q$173,E94,FALSE),IF(num_tab=4,HLOOKUP($J$86,'BdD PAC split'!$D$178:$Q$220,E94,FALSE),IF(num_tab=5,HLOOKUP($J$86,'BdD PAC split'!$D$225:$Q$267,E94,FALSE),IF(num_tab=6,HLOOKUP($J$86,'BdD PAC split'!$D$272:$Q$314,E94,FALSE),IF(num_tab=7,HLOOKUP($J$86,'BdD PAC split'!$D$319:$Q$361,E94,FALSE))))))))=\"-\",#N/A,IF(num_tab=1,HLOOKUP($J$86,'BdD PAC split'!$D$37:$Q$79,E94,FALSE),IF(num_tab=2,HLOOKUP($J$86,'BdD PAC split'!$D$84:$Q$126,E94,FALSE),IF(num_tab=3,HLOOKUP($J$86,'BdD PAC split'!$D$131:$Q$173,E94,FALSE),IF(num_tab=4,HLOOKUP($J$86,'BdD PAC split'!$D$178:$Q$220,E94,FALSE),IF(num_tab=5,HLOOKUP($J$86,'BdD PAC split'!$D$225:$Q$267,E94,FALSE),IF(num_tab=6,HLOOKUP($J$86,'BdD PAC split'!$D$272:$Q$314,E94,FALSE),IF(num_tab=7,HLOOKUP($J$86,'BdD PAC split'!$D$319:$Q$361,E94,FALSE)))))))))),#N/A)","v":5.5},{"$f":"IFERROR(IF(Dimensionnement!$C$62=ChoixPAC!$E$7,\"\",IF(IF(num_tab=1,HLOOKUP($K$86,'BdD PAC split'!$D$37:$Q$79,E94,FALSE),IF(num_tab=2,HLOOKUP($K$86,'BdD PAC split'!$D$84:$Q$126,E94,FALSE),IF(num_tab=3,HLOOKUP($K$86,'BdD PAC split'!$D$131:$Q$173,E94,FALSE),IF(num_tab=4,HLOOKUP($K$86,'BdD PAC split'!$D$178:$Q$220,E94,FALSE),IF(num_tab=5,HLOOKUP($K$86,'BdD PAC split'!$D$225:$Q$267,E94,FALSE),IF(num_tab=6,HLOOKUP($K$86,'BdD PAC split'!$D$272:$Q$314,E94,FALSE),IF(num_tab=7,HLOOKUP($K$86,'BdD PAC split'!$D$319:$Q$361,E94,FALSE))))))))=\"-\",#N/A,IF(num_tab=1,HLOOKUP($K$86,'BdD PAC split'!$D$37:$Q$79,E94,FALSE),IF(num_tab=2,HLOOKUP($K$86,'BdD PAC split'!$D$84:$Q$126,E94,FALSE),IF(num_tab=3,HLOOKUP($K$86,'BdD PAC split'!$D$131:$Q$173,E94,FALSE),IF(num_tab=4,HLOOKUP($K$86,'BdD PAC split'!$D$178:$Q$220,E94,FALSE),IF(num_tab=5,HLOOKUP($K$86,'BdD PAC split'!$D$225:$Q$267,E94,FALSE),IF(num_tab=6,HLOOKUP($K$86,'BdD PAC split'!$D$272:$Q$314,E94,FALSE),IF(num_tab=7,HLOOKUP($K$86,'BdD PAC split'!$D$319:$Q$361,E94,FALSE)))))))))),#N/A)","v":2.2200000000000002}]
[null,null,null,12,35,{"$f":"IFERROR(IF(Dimensionnement!$C$62=ChoixPAC!$E$7,\"\",IF(num_tab=1,HLOOKUP($F$86,'BdD PAC split'!$D$37:$Q$79,E95,FALSE),IF(num_tab=2,HLOOKUP($F$86,'BdD PAC split'!$D$84:$Q$126,E95,FALSE),IF(num_tab=3,HLOOKUP($F$86,'BdD PAC split'!$D$131:$Q$173,E95,FALSE),IF(num_tab=4,HLOOKUP($F$86,'BdD PAC split'!$D$178:$Q$220,E95,FALSE),IF(num_tab=5,HLOOKUP($F$86,'BdD PAC split'!$D$225:$Q$267,E95,FALSE),IF(num_tab=6,HLOOKUP($F$86,'BdD PAC split'!$D$272:$Q$314,E95,FALSE),IF(num_tab=7,HLOOKUP($F$86,'BdD PAC split'!$D$319:$Q$361,E95,FALSE))))))))),\"-\")","v":6.4},{"$f":"IFERROR(IF(Dimensionnement!$C$62=ChoixPAC!$E$7,\"\",IF(num_tab=1,HLOOKUP($G$86,'BdD PAC split'!$D$37:$Q$79,E95,FALSE),IF(num_tab=2,HLOOKUP($G$86,'BdD PAC split'!$D$84:$Q$126,E95,FALSE),IF(num_tab=3,HLOOKUP($G$86,'BdD PAC split'!$D$131:$Q$173,E95,FALSE),IF(num_tab=4,HLOOKUP($G$86,'BdD PAC split'!$D$178:$Q$220,E95,FALSE),IF(num_tab=5,HLOOKUP($G$86,'BdD PAC split'!$D$225:$Q$267,E95,FALSE),IF(num_tab=6,HLOOKUP($G$86,'BdD PAC split'!$D$272:$Q$314,E95,FALSE),IF(num_tab=7,HLOOKUP($G$86,'BdD PAC split'!$D$319:$Q$361,E95,FALSE))))))))),\"-\")","v":5.18},{"$f":"IFERROR(IF(Dimensionnement!$C$62=ChoixPAC!$E$7,\"\",IF(num_tab=1,HLOOKUP($H$86,'BdD PAC split'!$D$37:$Q$79,E95,FALSE),IF(num_tab=2,HLOOKUP($H$86,'BdD PAC split'!$D$84:$Q$126,E95,FALSE),IF(num_tab=3,HLOOKUP($H$86,'BdD PAC split'!$D$131:$Q$173,E95,FALSE),IF(num_tab=4,HLOOKUP($H$86,'BdD PAC split'!$D$178:$Q$220,E95,FALSE),IF(num_tab=5,HLOOKUP($H$86,'BdD PAC split'!$D$225:$Q$267,E95,FALSE),IF(num_tab=6,HLOOKUP($H$86,'BdD PAC split'!$D$272:$Q$314,E95,FALSE),IF(num_tab=7,HLOOKUP($H$86,'BdD PAC split'!$D$319:$Q$361,E95,FALSE))))))))),\"-\")","v":6.4},{"$f":"IFERROR(IF(Dimensionnement!$C$62=ChoixPAC!$E$7,\"\",IF(num_tab=1,HLOOKUP($I$86,'BdD PAC split'!$D$37:$Q$79,E95,FALSE),IF(num_tab=2,HLOOKUP($I$86,'BdD PAC split'!$D$84:$Q$126,E95,FALSE),IF(num_tab=3,HLOOKUP($I$86,'BdD PAC split'!$D$131:$Q$173,E95,FALSE),IF(num_tab=4,HLOOKUP($I$86,'BdD PAC split'!$D$178:$Q$220,E95,FALSE),IF(num_tab=5,HLOOKUP($I$86,'BdD PAC split'!$D$225:$Q$267,E95,FALSE),IF(num_tab=6,HLOOKUP($I$86,'BdD PAC split'!$D$272:$Q$314,E95,FALSE),IF(num_tab=7,HLOOKUP($I$86,'BdD PAC split'!$D$319:$Q$361,E95,FALSE))))))))),\"-\")","v":3.89},{"$f":"IFERROR(IF(Dimensionnement!$C$62=ChoixPAC!$E$7,\"\",IF(IF(num_tab=1,HLOOKUP($J$86,'BdD PAC split'!$D$37:$Q$79,E95,FALSE),IF(num_tab=2,HLOOKUP($J$86,'BdD PAC split'!$D$84:$Q$126,E95,FALSE),IF(num_tab=3,HLOOKUP($J$86,'BdD PAC split'!$D$131:$Q$173,E95,FALSE),IF(num_tab=4,HLOOKUP($J$86,'BdD PAC split'!$D$178:$Q$220,E95,FALSE),IF(num_tab=5,HLOOKUP($J$86,'BdD PAC split'!$D$225:$Q$267,E95,FALSE),IF(num_tab=6,HLOOKUP($J$86,'BdD PAC split'!$D$272:$Q$314,E95,FALSE),IF(num_tab=7,HLOOKUP($J$86,'BdD PAC split'!$D$319:$Q$361,E95,FALSE))))))))=\"-\",#N/A,IF(num_tab=1,HLOOKUP($J$86,'BdD PAC split'!$D$37:$Q$79,E95,FALSE),IF(num_tab=2,HLOOKUP($J$86,'BdD PAC split'!$D$84:$Q$126,E95,FALSE),IF(num_tab=3,HLOOKUP($J$86,'BdD PAC split'!$D$131:$Q$173,E95,FALSE),IF(num_tab=4,HLOOKUP($J$86,'BdD PAC split'!$D$178:$Q$220,E95,FALSE),IF(num_tab=5,HLOOKUP($J$86,'BdD PAC split'!$D$225:$Q$267,E95,FALSE),IF(num_tab=6,HLOOKUP($J$86,'BdD PAC split'!$D$272:$Q$314,E95,FALSE),IF(num_tab=7,HLOOKUP($J$86,'BdD PAC split'!$D$319:$Q$361,E95,FALSE)))))))))),#N/A)","v":6.4},{"$f":"IFERROR(IF(Dimensionnement!$C$62=ChoixPAC!$E$7,\"\",IF(IF(num_tab=1,HLOOKUP($K$86,'BdD PAC split'!$D$37:$Q$79,E95,FALSE),IF(num_tab=2,HLOOKUP($K$86,'BdD PAC split'!$D$84:$Q$126,E95,FALSE),IF(num_tab=3,HLOOKUP($K$86,'BdD PAC split'!$D$131:$Q$173,E95,FALSE),IF(num_tab=4,HLOOKUP($K$86,'BdD PAC split'!$D$178:$Q$220,E95,FALSE),IF(num_tab=5,HLOOKUP($K$86,'BdD PAC split'!$D$225:$Q$267,E95,FALSE),IF(num_tab=6,HLOOKUP($K$86,'BdD PAC split'!$D$272:$Q$314,E95,FALSE),IF(num_tab=7,HLOOKUP($K$86,'BdD PAC split'!$D$319:$Q$361,E95,FALSE))))))))=\"-\",#N/A,IF(num_tab=1,HLOOKUP($K$86,'BdD PAC split'!$D$37:$Q$79,E95,FALSE),IF(num_tab=2,HLOOKUP($K$86,'BdD PAC split'!$D$84:$Q$126,E95,FALSE),IF(num_tab=3,HLOOKUP($K$86,'BdD PAC split'!$D$131:$Q$173,E95,FALSE),IF(num_tab=4,HLOOKUP($K$86,'BdD PAC split'!$D$178:$Q$220,E95,FALSE),IF(num_tab=5,HLOOKUP($K$86,'BdD PAC split'!$D$225:$Q$267,E95,FALSE),IF(num_tab=6,HLOOKUP($K$86,'BdD PAC split'!$D$272:$Q$314,E95,FALSE),IF(num_tab=7,HLOOKUP($K$86,'BdD PAC split'!$D$319:$Q$361,E95,FALSE)))))))))),#N/A)","v":2.6}]
[null,null,null,20,43,{"$f":"IFERROR(IF(Dimensionnement!$C$62=ChoixPAC!$E$7,\"\",IF(num_tab=1,HLOOKUP($F$86,'BdD PAC split'!$D$37:$Q$79,E96,FALSE),IF(num_tab=2,HLOOKUP($F$86,'BdD PAC split'!$D$84:$Q$126,E96,FALSE),IF(num_tab=3,HLOOKUP($F$86,'BdD PAC split'!$D$131:$Q$173,E96,FALSE),IF(num_tab=4,HLOOKUP($F$86,'BdD PAC split'!$D$178:$Q$220,E96,FALSE),IF(num_tab=5,HLOOKUP($F$86,'BdD PAC split'!$D$225:$Q$267,E96,FALSE),IF(num_tab=6,HLOOKUP($F$86,'BdD PAC split'!$D$272:$Q$314,E96,FALSE),IF(num_tab=7,HLOOKUP($F$86,'BdD PAC split'!$D$319:$Q$361,E96,FALSE))))))))),\"-\")","v":7.9},{"$f":"IFERROR(IF(Dimensionnement!$C$62=ChoixPAC!$E$7,\"\",IF(num_tab=1,HLOOKUP($G$86,'BdD PAC split'!$D$37:$Q$79,E96,FALSE),IF(num_tab=2,HLOOKUP($G$86,'BdD PAC split'!$D$84:$Q$126,E96,FALSE),IF(num_tab=3,HLOOKUP($G$86,'BdD PAC split'!$D$131:$Q$173,E96,FALSE),IF(num_tab=4,HLOOKUP($G$86,'BdD PAC split'!$D$178:$Q$220,E96,FALSE),IF(num_tab=5,HLOOKUP($G$86,'BdD PAC split'!$D$225:$Q$267,E96,FALSE),IF(num_tab=6,HLOOKUP($G$86,'BdD PAC split'!$D$272:$Q$314,E96,FALSE),IF(num_tab=7,HLOOKUP($G$86,'BdD PAC split'!$D$319:$Q$361,E96,FALSE))))))))),\"-\")","v":6.39},{"$f":"IFERROR(IF(Dimensionnement!$C$62=ChoixPAC!$E$7,\"\",IF(num_tab=1,HLOOKUP($H$86,'BdD PAC split'!$D$37:$Q$79,E96,FALSE),IF(num_tab=2,HLOOKUP($H$86,'BdD PAC split'!$D$84:$Q$126,E96,FALSE),IF(num_tab=3,HLOOKUP($H$86,'BdD PAC split'!$D$131:$Q$173,E96,FALSE),IF(num_tab=4,HLOOKUP($H$86,'BdD PAC split'!$D$178:$Q$220,E96,FALSE),IF(num_tab=5,HLOOKUP($H$86,'BdD PAC split'!$D$225:$Q$267,E96,FALSE),IF(num_tab=6,HLOOKUP($H$86,'BdD PAC split'!$D$272:$Q$314,E96,FALSE),IF(num_tab=7,HLOOKUP($H$86,'BdD PAC split'!$D$319:$Q$361,E96,FALSE))))))))),\"-\")","v":7.9},{"$f":"IFERROR(IF(Dimensionnement!$C$62=ChoixPAC!$E$7,\"\",IF(num_tab=1,HLOOKUP($I$86,'BdD PAC split'!$D$37:$Q$79,E96,FALSE),IF(num_tab=2,HLOOKUP($I$86,'BdD PAC split'!$D$84:$Q$126,E96,FALSE),IF(num_tab=3,HLOOKUP($I$86,'BdD PAC split'!$D$131:$Q$173,E96,FALSE),IF(num_tab=4,HLOOKUP($I$86,'BdD PAC split'!$D$178:$Q$220,E96,FALSE),IF(num_tab=5,HLOOKUP($I$86,'BdD PAC split'!$D$225:$Q$267,E96,FALSE),IF(num_tab=6,HLOOKUP($I$86,'BdD PAC split'!$D$272:$Q$314,E96,FALSE),IF(num_tab=7,HLOOKUP($I$86,'BdD PAC split'!$D$319:$Q$361,E96,FALSE))))))))),\"-\")","v":4.8},{"$f":"IFERROR(IF(Dimensionnement!$C$62=ChoixPAC!$E$7,\"\",IF(IF(num_tab=1,HLOOKUP($J$86,'BdD PAC split'!$D$37:$Q$79,E96,FALSE),IF(num_tab=2,HLOOKUP($J$86,'BdD PAC split'!$D$84:$Q$126,E96,FALSE),IF(num_tab=3,HLOOKUP($J$86,'BdD PAC split'!$D$131:$Q$173,E96,FALSE),IF(num_tab=4,HLOOKUP($J$86,'BdD PAC split'!$D$178:$Q$220,E96,FALSE),IF(num_tab=5,HLOOKUP($J$86,'BdD PAC split'!$D$225:$Q$267,E96,FALSE),IF(num_tab=6,HLOOKUP($J$86,'BdD PAC split'!$D$272:$Q$314,E96,FALSE),IF(num_tab=7,HLOOKUP($J$86,'BdD PAC split'!$D$319:$Q$361,E96,FALSE))))))))=\"-\",#N/A,IF(num_tab=1,HLOOKUP($J$86,'BdD PAC split'!$D$37:$Q$79,E96,FALSE),IF(num_tab=2,HLOOKUP($J$86,'BdD PAC split'!$D$84:$Q$126,E96,FALSE),IF(num_tab=3,HLOOKUP($J$86,'BdD PAC split'!$D$131:$Q$173,E96,FALSE),IF(num_tab=4,HLOOKUP($J$86,'BdD PAC split'!$D$178:$Q$220,E96,FALSE),IF(num_tab=5,HLOOKUP($J$86,'BdD PAC split'!$D$225:$Q$267,E96,FALSE),IF(num_tab=6,HLOOKUP($J$86,'BdD PAC split'!$D$272:$Q$314,E96,FALSE),IF(num_tab=7,HLOOKUP($J$86,'BdD PAC split'!$D$319:$Q$361,E96,FALSE)))))))))),#N/A)","v":7.9},{"$f":"IFERROR(IF(Dimensionnement!$C$62=ChoixPAC!$E$7,\"\",IF(IF(num_tab=1,HLOOKUP($K$86,'BdD PAC split'!$D$37:$Q$79,E96,FALSE),IF(num_tab=2,HLOOKUP($K$86,'BdD PAC split'!$D$84:$Q$126,E96,FALSE),IF(num_tab=3,HLOOKUP($K$86,'BdD PAC split'!$D$131:$Q$173,E96,FALSE),IF(num_tab=4,HLOOKUP($K$86,'BdD PAC split'!$D$178:$Q$220,E96,FALSE),IF(num_tab=5,HLOOKUP($K$86,'BdD PAC split'!$D$225:$Q$267,E96,FALSE),IF(num_tab=6,HLOOKUP($K$86,'BdD PAC split'!$D$272:$Q$314,E96,FALSE),IF(num_tab=7,HLOOKUP($K$86,'BdD PAC split'!$D$319:$Q$361,E96,FALSE))))))))=\"-\",#N/A,IF(num_tab=1,HLOOKUP($K$86,'BdD PAC split'!$D$37:$Q$79,E96,FALSE),IF(num_tab=2,HLOOKUP($K$86,'BdD PAC split'!$D$84:$Q$126,E96,FALSE),IF(num_tab=3,HLOOKUP($K$86,'BdD PAC split'!$D$131:$Q$173,E96,FALSE),IF(num_tab=4,HLOOKUP($K$86,'BdD PAC split'!$D$178:$Q$220,E96,FALSE),IF(num_tab=5,HLOOKUP($K$86,'BdD PAC split'!$D$225:$Q$267,E96,FALSE),IF(num_tab=6,HLOOKUP($K$86,'BdD PAC split'!$D$272:$Q$314,E96,FALSE),IF(num_tab=7,HLOOKUP($K$86,'BdD PAC split'!$D$319:$Q$361,E96,FALSE)))))))))),#N/A)","v":3.21}]
[]
[]
[]
[]
[null,"Sélection graphique comparaison économique"]
[]
[]
[]
[]
[]
[null,null,{"$f":"IF('BdD Bâtiment'!$J$25='BdD Bâtiment'!$I$25,2,1)","v":2}]
[null,1]
[null,2]
[]
[]
[]
[null,"Sélection graphique comparaison énergétique"]
[]
[]
[]
[]
[null,null,null,null,null,null,null,null,null,null,null,null,null,null,null,null,null,null,null,"Référence",null,null,"Référence"]
[null,null,null,null,null,null,null,"Récapitulatif technique et énergétique du sytème PAC + Appoint",null,null,null,null,null,null,null,null,null,null,null,{"$f":"Tableau2[[#Headers],[Solution actuelle]]","v":"Solution actuelle"},{"$f":"'Consommations et Coûts de prod.'!$D$57","v":2767.8884642857142},null,"PAC",{"$f":"+'Consommations et Coûts de prod.'!$E$57","v":774}]
[null,null,null,null,null,null,null,null,null,null,null,null,null,null,null,null,null,null,null,{"$f":"Tableau2[[#Headers],[Gaz condens.]]","v":"Gaz condens."},{"$f":"'Consommations et Coûts de prod.'!$F$57","v":1180}]
[null,null,null,null,null,null,null,null,"Caractéristiques du bâtiment",null,null,null,"Symbole",null,"Données",null,null,null,null,{"$f":"Tableau2[[#Headers],[Gaz]]","v":"Gaz"},{"$f":"'Consommations et Coûts de prod.'!$G$57","v":1235.1679545454544}]
[null,null,null,null,null,null,null,null,"Localisation du projet :",null,null,null,"-",null,{"$f":"Dimensionnement!$C$15","v":"1 - Ain"},null,null,null,null,{"$f":"Tableau2[[#Headers],[Fioul condens.]]","v":"Fioul condens."},{"$f":"'Consommations et Coûts de prod.'!$H$57","v":1754.5020666666667},null,"Choix solution si neuf",null,"choix"]
[null,null,null,null,null,null,null,null,"Température extérieure de base :",null,null,null,"Teb",null,{"$f":"CONCATENATE(Dimensionnement!$I$15,\" °C\")","v":"-10 °C"},null,null,null,null,{"$f":"Tableau2[[#Headers],[Fioul]]","v":"Fioul"},{"$f":"'Consommations et Coûts de prod.'!$I$57","v":1871.1665},null,{"$f":"T120","v":"Gaz condens."},null,{"$f":"Dimensionnement!F161","v":"Gaz condens."}]
[null,null,null,null,null,null,null,null,"Déperditions :",null,null,null,"Ф",null,{"$f":"CONCATENATE(Dimensionnement!$F$48,\" kW\")","v":"6,5 kW"},null,null,null,null,{"$f":"Tableau2[[#Headers],[Electricité]]","v":"Electricité"},{"$f":"'Consommations et Coûts de prod.'!$J$57","v":2602.3937700000001},null,"Gaz"]
[null,null,null,null,null,null,null,null,"Facteur de dimensionnement :",null,null,null,"Fdim",null,{"$f":"IFERROR(CONCATENATE(VLOOKUP('BdD Bâtiment'!$E$187,'BdD Bâtiment'!$C$187:$D$198,2,FALSE)*100,\" %\"),\"-\")","v":"70 %"},null,null,null,null,{"$f":"Tableau2[[#Headers],[Propane condens]]","v":"Propane condens"},{"$f":"'Consommations et Coûts de prod.'!L57","v":2619.1981011235948},null,"Fioul condens."]
[null,null,null,null,null,null,null,null,"ECS produit par la PAC :",null,null,null,"-",null,{"$f":"Dimensionnement!$I$67","v":"OUI"},null,null,null,null,{"$f":"Tableau2[[#Headers],[Propane]]","v":"Propane"},{"$f":"'Consommations et Coûts de prod.'!$K$57","v":2647.5844431818177},null,"Fioul"]
[null,null,null,null,null,null,null,null,"Température de départ du circuit chauffage :",null,null,null,"ϴmax CC",null,{"$f":"Résultats!$A$4","v":35},null,null,null,null,null,null,null,"Electricité"]
[null,null,null,null,null,null,null,null,"Gamme de PAC sélectionnée :",null,null,null,{"$f":"Dimensionnement!$F$91","v":"OENOVIAPAC-C MB (Monobloc)"},null,null,null,null,null,null,null,null,null,"Propane condens"]
[null,null,null,null,null,null,null,null,"Modèle de PAC préconisé :",null,null,null,{"$f":"Dimensionnement!$F$94","v":"OEnoviaPac-C MB 6 MR - E ou H"},null,null,null,null,null,null,null,null,null,"Propane"]
[null,null,null,null,null,null,null,null,"Modèle de PAC sélectionné :",null,null,null,{"$f":"Dimensionnement!$F$97","v":"OEnoviaPac-C MB 6 MR - E"}]
[null,null,null,null,null,null,null,null,"Type d'appoint :",null,null,null,"-",null,{"$f":"IF(AND(Dimensionnement!$C$62=ChoixPAC!$E$6,Dimensionnement!$F$62=ChoixPAC!$G$7),Résultats!U4,Dimensionnement!$F$105)","v":"Electrique"}]
[null,null,null,null,null,null,null,null,"Puissance d'appoint :",null,null,null,"Pappoint",null,{"$f":"IF(AND(Dimensionnement!$C$62=ChoixPAC!$E$6,Dimensionnement!$F$62=ChoixPAC!$G$7),Dimensionnement!$I$114,CONCATENATE('BdD Bâtiment'!I34,\" kW\"))","v":"24 kW"}]
[null,null,null,null,null,null,null,null,"Puissance PAC à installer :",null,null,null,"PPAC à installer",null,{"$f":"CONCATENATE(Dimensionnement!$I$76,\" kW\")","v":"4,55 kW"}]
[null,null,null,null,null,null,null,null,{"$f":"IF(AND(Dimensionnement!$F$62=ChoixPAC!$G$6,ChoixPAC!$E$39=ChoixPAC!$G$12),CONCATENATE(\"Puissance des 2 PAC à \",Dimensionnement!$I$15,\"°C / +\",Résultats!$A$4,\" °C :\"),CONCATENATE(\"Puissance de la PAC à \",Dimensionnement!$I$15,\"°C / +\",Résultats!$A$4,\" °C :\"))","v":"Puissance de la PAC à -10°C / +35 °C :"},null,null,null,"PPAC  réelle",null,{"$f":"$K$159","v":"6,6 kW"}]
[]
[null,null,null,null,null,null,null,null,"Résultats ",null,null,null,"Chauffage",null,"ECS"]
[null,null,null,null,null,null,null,null,"Besoins Annuels du bâtiment sélectionné :",null,null,null,{"$f":"CONCATENATE(ROUND('Consommations et Coûts de prod.'!$E$6,0),\" kWh\")","v":"11025 kWh"},null,{"$f":"CONCATENATE(ROUND('Consommations et Coûts de prod.'!$E$17,0),\" kWh\")","v":"4192 kWh"}]
[null,null,null,null,null,null,null,null,"Production annuelle solaire :",null,null,null,{"$f":"IF(Dimensionnement!$F$119<>'BdD Bâtiment'!$C$99,\"-\",CONCATENATE(ROUND('Consommations et Coûts de prod.'!$E$7,0),\" kWh\"))","v":"-"},null,{"$f":"IF(Dimensionnement!$F$119='BdD Bâtiment'!$C$101,\"-\",CONCATENATE(ROUND('Consommations et Coûts de prod.'!$E$18,0),\" kWh\"))","v":"-"}]
[null,null,null,null,null,null,null,null,"Besoins Annuels réels :",null,null,null,{"$f":"IF(Dimensionnement!$F$119<>'BdD Bâtiment'!$C$99,\"-\",CONCATENATE(ROUND('Consommations et Coûts de prod.'!$E$8,0),\" kWh\"))","v":"-"},null,{"$f":"IF(Dimensionnement!$F$119='BdD Bâtiment'!$C$101,\"-\",CONCATENATE(ROUND('Consommations et Coûts de prod.'!$E$19,0),\" kWh\"))","v":"-"}]
[null,null,null,null,null,null,null,null,"Production Annuelle PAC ",null,null,null,{"$f":"CONCATENATE(ROUND('Consommations et Coûts de prod.'!$E$9,0),\" kWh\")","v":"11025 kWh"},null,{"$f":"CONCATENATE(ROUND('Consommations et Coûts de prod.'!$E$20,0),\" kWh\")","v":"4192 kWh"}]
[null,null,null,null,null,null,null,null,"Consommation électrique PAC",null,null,null,{"$f":"CONCATENATE(ROUND(Résultats!$BL$54,0),\" kWh\")","v":"2838 kWh"},null,{"$f":"CONCATENATE(ROUND(Résultats!$BK$99,0),\" kWh\")","v":"1135 kWh"}]
[null,null,null,null,null,null,null,null,"COP annuel PAC",null,null,null,{"$f":"'Consommations et Coûts de prod.'!$E$14","v":3.8851167904391213},null,{"$f":"'Consommations et Coûts de prod.'!$E$25","v":3.69}]
[null,null,null,null,null,null,null,null,"Energie \"gratuite\"  PAC",null,null,null,{"$f":"CONCATENATE(ROUND(Résultats!$BL$55,0),\" kWh\")","v":"8187 kWh"},null,{"$f":"CONCATENATE(ROUND(Résultats!$BK$93-Résultats!$BK$99,0),\" kWh\")","v":"3057 kWh"}]
[null,null,null,null,null,null,null,null,"Part de production de la PAC",null,null,null,{"$f":"'Consommations et Coûts de prod.'!$E$11/100","v":1.0000000000000002},null,{"$f":"'Consommations et Coûts de prod.'!$E$24/100","v":1}]
[null,null,null,null,null,null,null,null,"Production annuelle appoint",null,null,null,{"$f":"CONCATENATE(ROUND('Consommations et Coûts de prod.'!$E$10,0),\" kWh\")","v":"0 kWh"},null,{"$f":"CONCATENATE(ROUND('Consommations et Coûts de prod.'!$E$21,0),\" kWh\")","v":"0 kWh"}]
[null,null,null,null,null,null,null,null,"Consommation annuelle appoint",null,null,null,{"$f":"CONCATENATE(ROUND('Consommations et Coûts de prod.'!$E$10/'BdD Bâtiment'!$G$78,0),\" kWh\")","v":"0 kWh"},null,{"$f":"CONCATENATE(ROUND('Consommations et Coûts de prod.'!$E$21/'BdD Bâtiment'!$G$78,0),\" kWh\")","v":"0 kWh"}]
[null,null,null,null,null,null,null,null,"Part de production de l'appoint",null,null,null,{"$f":"(100-'Consommations et Coûts de prod.'!$E$11)/100","v":-2.8421709430404008E-16},null,{"$f":"'Consommations et Coûts de prod.'!$E$23/100","v":0}]
[]
[null,null,null,null,null,null,null,null,"Economie globale annuelle PAC",null,null,null,{"$f":"IF('BdD Bâtiment'!J25='BdD Bâtiment'!I25,CONCATENATE(ROUND(Graphiques!$U$119-Graphiques!$X$119,0),\",00 €\"),CONCATENATE(ROUND(VLOOKUP($Y$123,$T$119:$U$126,2,FALSE)-$X$119,0),\",00 €\"))","v":"1994,00 €"}]
[]
[]
[]
[]
[null,null,null,null,null,null,null,null,null,null,null,null,null,null,null,null,"Test",null,"Texte"]
[null,null,null,null,null,null,null,null,null,null,{"$f":"CONCATENATE(\"Puissance PAC à installer : \",Dimensionnement!$I$15,\"°C / +\",Résultats!$A$4,\" °C :\")","v":"Puissance PAC à installer : -10°C / +35 °C :"},null,null,null,null,null,{"$f":"RIGHT(K155,16)","v":"-10°C / +35 °C :"},null,{"$f":"IF($Q$155=$Q$158,\"\",CONCATENATE(\"Pour une température extérieure de \",IF(AND(Dimensionnement!$I$15<-15,Dimensionnement!$C$62=ChoixPAC!$E$6,OR(ChoixPAC!$H$37=ChoixPAC!$H$43,ChoixPAC!$H$37=ChoixPAC!$H$44)),-15,Dimensionnement!$I$15),\"°C , la PAC ne peut fournir qu'un départ maximum à \",VLOOKUP(IF(AND(Dimensionnement!$I$15<-15,Dimensionnement!$C$62=ChoixPAC!$E$6,OR(ChoixPAC!$H$37=ChoixPAC!$H$43,ChoixPAC!$H$37=ChoixPAC!$H$44)),-15,Dimensionnement!$I$15),'BdD PAC split'!$AB$40:$AM$80,12,FALSE),\"°C. Le reste sera réalisé par l'appoint.\"))","v":""}]
[null,null,null,null,null,null,null,null,null,null,{"$f":"CONCATENATE(Dimensionnement!$I$76,\" kW\")","v":"4,55 kW"}]
[]
[null,null,null,null,null,null,null,null,null,null,{"$f":"IF(AND(Dimensionnement!$F$62=ChoixPAC!$G$6,ChoixPAC!$E$39=ChoixPAC!$G$12),CONCATENATE(\"Puissance des 2 PAC à \",IF(AND(Dimensionnement!$I$15<-15,Dimensionnement!$C$62=ChoixPAC!$E$6,OR(ChoixPAC!$H$37=ChoixPAC!$H$43,ChoixPAC!$H$37=ChoixPAC!$H$44)),-15,Dimensionnement!$I$15),\"°C / +\",IF(Résultats!$A$4>Résultats!$A$7,Résultats!$A$7,Résultats!$A$4),\" °C :\"),CONCATENATE(\"Puissance de la PAC à \",IF(AND(Dimensionnement!$I$15<-15,Dimensionnement!$C$62=ChoixPAC!$E$6,OR(ChoixPAC!$H$37=ChoixPAC!$H$43,ChoixPAC!$H$37=ChoixPAC!$H$44)),-15,Dimensionnement!$I$15),\"°C / +\",VLOOKUP(IF(AND(Dimensionnement!$I$15<-15,Dimensionnement!$C$62=ChoixPAC!$E$6,OR(ChoixPAC!$H$37=ChoixPAC!$H$43,ChoixPAC!$H$37=ChoixPAC!$H$44)),-15,Dimensionnement!$I$15),'BdD PAC split'!$AB$40:$AM$80,12,FALSE),\" °C :\"))","v":"Puissance de la PAC à -10°C / +35 °C :"},null,null,null,null,null,{"$f":"RIGHT(K158,16)","v":"-10°C / +35 °C :"},null,"MAJ 22/11/2019"]
[null,null,null,null,null,null,null,null,null,null,{"$f":"IFERROR(IF(AND(Dimensionnement!$F$62=ChoixPAC!$G$6,ChoixPAC!$E$39=ChoixPAC!$G$12),CONCATENATE(2*ROUND(VLOOKUP($M$130,Préconisation!$C$17:$D$25,2,FALSE),2),\" kW\"),CONCATENATE(ROUND(VLOOKUP($M$130,Préconisation!$C$17:$D$25,2,FALSE),2),\" kW\")),\"-\")","v":"6,6 kW"}]
[]
[]
[]
[null,null,null,null,null,null,null,"Indication du facteur de dimensionnement"]
[]
[]
[null,null,null,null,null,null,null,null,null,null,"Qu'est ce que le facteur de dimensionnement ?"]
[null,null,null,null,null,null,null,null,null,null,"- Exigence du DTU PAC N°65.16"]
[null,null,null,null,null,null,null,null,null,null,"- C'est une limitation de la puissance de la PAC par rapport aux déperditions totales pour limiter les courts-cycles."]
[]
[null,null,null,null,null,null,null,null,null,null,"- Ce facteur peut varier en fonction du type de bâtiment (Ossature bois, béton,…)."]
[]
[]
[]
[]
[]
[]
[]
[]
[null,null,null,null,null,null,null,"Tableau DTU PAC : choix du type d'inertie"]
[null,null,null,null,null,null,null,null,"Plancher bas","Plancher haut","Paroi verticale","SOMME","Classe d'inertie"]
[]
[null,null,null,null,null,null,null,null,{"$f":"'DTU PAC'!E65","v":"Lourd"},{"$f":"'DTU PAC'!F65","v":"Lourd"},{"$f":"'DTU PAC'!G65","v":"Lourde"},{"$f":"CONCATENATE(I182,J182,K182)","v":"LourdLourdLourde"},"Très lourde"]
[null,null,null,null,null,null,null,null,{"$f":"'DTU PAC'!E66","v":"-"},{"$f":"'DTU PAC'!F66","v":"Lourd"},{"$f":"'DTU PAC'!G66","v":"Lourde"},{"$f":"CONCATENATE(I183,J183,K183)","v":"-LourdLourde"},"Lourde"]
[null,null,null,null,null,null,null,null,{"$f":"'DTU PAC'!E67","v":"Lourd"},{"$f":"'DTU PAC'!F67","v":"-"},{"$f":"'DTU PAC'!G67","v":"Lourde"},"Lourd-Lourde","Lourde"]
[null,null,null,null,null,null,null,null,{"$f":"'DTU PAC'!E68","v":"Lourd"},{"$f":"'DTU PAC'!F68","v":"Lourd"},{"$f":"'DTU PAC'!G68","v":"-"},"LourdLourd-","Lourde"]
[null,null,null,null,null,null,null,null,{"$f":"'DTU PAC'!E69","v":"-"},{"$f":"'DTU PAC'!F69","v":"-"},{"$f":"'DTU PAC'!G69","v":"Lourde"},"--Lourde","Moyenne"]
[null,null,null,null,null,null,null,null,{"$f":"'DTU PAC'!E70","v":"-"},{"$f":"'DTU PAC'!F70","v":"Lourd"},{"$f":"'DTU PAC'!G70","v":"-"},"-Lourd-","Moyenne"]
[null,null,null,null,null,null,null,null,{"$f":"'DTU PAC'!E71","v":"Lourd"},{"$f":"'DTU PAC'!F71","v":"-"},{"$f":"'DTU PAC'!G71","v":"-"},"Lourd--","Moyenne"]
[null,null,null,null,null,null,null,null,{"$f":"'DTU PAC'!E72","v":"-"},{"$f":"'DTU PAC'!F72","v":"-"},{"$f":"'DTU PAC'!G72","v":"-"},"---","Très légère"]

{"sheet":"BdD Bâtiment","index":17,"n_rows":205,"n_cols":12,"rows_kept":205,"cut":false,"hidden":true,"merged":[[134,1,134,4],[138,1,138,4],[123,1,123,4],[182,1,182,4],[158,2,158,4],[145,2,145,4],[156,2,156,4],[170,2,170,4],[202,0,202,12],[3,1,3,7],[71,1,71,7],[1,0,1,12],[85,1,85,5],[95,1,95,5],[52,1,52,5],[103,1,103,5],[41,1,41,5],[32,1,32,5],[73,1,73,5],[121,0,121,12],[127,1,127,4],[128,2,128,3],[123,7,123,8],[147,2,147,4]]}
[]
["Données de base du bâtiment : Entré par l'utilisateur"]
[]
[null,"Données actuelles"]
[]
[null,"Température de départ PAC",null,null,null,"Température de départ PAC",null,null,"Température de circuit max"]
[null,25,null,null,null,{"$f":"Résultats!$A$7","v":55},null,null,35,{"$f":"Dimensionnement!$F$69","v":35}]
[null,35,null,null,null,null,null,null,40]
[null,40,null,null,null,null,null,null,45,null,null,"pour"]
[null,45,null,null,null,null,null,null,50,null,null,"Température de service circuit chauffage"]
[null,50,null,null,null,null,null,null,55]
[null,55,null,null,null,null,null,null,60,null,null,"Sélection manuelle de la température"]
[null,60,null,null,null,null,null,null,65,null,null,"Détermination de la température par calcul"]
[null,null,null,null,null,null,null,null,70]
[null,null,"Codes Energie chauffage actuelle",null,null,null,"G connu",null,75]
[null,1,"Fioul","Choix",null,null,"OUI",null,80]
[null,2,"Gaz",{"$f":"Dimensionnement!C26","v":"Propane"},null,null,"NON"]
[null,3,"Propane"]
[null,4,"Chauffage électrique"]
[null,5,"Ancienne PAC"]
[null,6,"Bois bûches"]
[null,7,"Bois granulés"]
[]
[null,null,"Type de chaudière actuelle",null,"Rendement","Rend. Actuel",null,null,"Type d'études","Choix"]
[null,1,{"$f":"IF(OR($D$17=$C$19,$D$17=$C$20),\"\",\"Rendement annuel = 70%\")","v":"Rendement annuel = 70%"},null,0.7,{"$f":"IF($J$25=$I$26,0,VLOOKUP(Dimensionnement!F26,C25:E30,3,FALSE))","v":0.9},null,null,"Rénovation",{"$f":"Dimensionnement!C23","v":"Rénovation"}]
[null,2,{"$f":"IF(OR($D$17=$C$19,$D$17=$C$20),\"\",\"Rendement annuel = 80%\")","v":"Rendement annuel = 80%"},null,0.8,null,null,null,"Maison neuve"]
[null,3,{"$f":"IF(OR($D$17=$C$19,$D$17=$C$20),\"\",\"Rendement annuel = 90%\")","v":"Rendement annuel = 90%"},null,0.9]
[null,4,{"$f":"IF(OR($D$17=$C$19,$D$17=$C$20),\"\",\"Rendement annuel = 93% (Basse température)\")","v":"Rendement annuel = 93% (Basse température)"},null,0.93]
[null,5,{"$f":"IF(OR($D$17=$C$19,$D$17=$C$20),\"\",\"Rendement annuel = 97% (Condensation)\")","v":"Rendement annuel = 97% (Condensation)"},null,0.97]
[null,6,{"$f":"IF(Dimensionnement!$C$26='BdD Bâtiment'!$C$19,\"Chauffage électrique\",IF(Dimensionnement!$C$26=$C$20,\"COP annuel : 2,5\",\"\"))","v":""},null,{"$f":"IF(Dimensionnement!$C$26<>'BdD Bâtiment'!$C$19,2.5,1)","v":2.5}]
[]
[]
[null,"Unité  : Consommation actuelle d'energie par an avec ECS",null,null,null,null,null,null,"Puissance de l'appoint"]
[null,null,{"$f":"C16","v":"Fioul"},"Litres de fioul",null,null,null,null,{"$f":"IF(Dimensionnement!$F$105='BdD Bâtiment'!$C$109,Dimensionnement!$F$108,Dimensionnement!$I$108)","v":24},"kW"]
[null,null,{"$f":"C17","v":"Gaz"},"m3 de gaz naturel"]
[null,null,"Propane","kg de propane"]
[null,null,"Chauffage électrique","kWh électrique"]
[null,null,"Ancienne PAC","kWh électrique"]
[null,null,"Bois bûches","stères de bois"]
[null,null,"Bois granulés","tonnes de granulés"]
[]
[null,"   Type de production d'ECS actuelle",null,null,null,null,null,null,"   "]
[]
[null,null,"Energie utilisée",null,"Type ECS actuelle",{"$f":"VLOOKUP(C45,'BdD Bâtiment'!E45:F51,2,FALSE)","v":3}]
[null,null,{"$f":"IF(typecs='BdD Bâtiment'!C48,'BdD Bâtiment'!D17,'BdD Bâtiment'!E48)","v":"Propane"},null,{"$f":"+C16","v":"Fioul"},1]
[null,null,null,null,"Gaz",2]
[null,null,"Possibilités",null,"Propane",3]
[null,null,"idem chauffage",null,"Chauffage électrique",4]
[null,null,"Electrique",null,"Ancienne PAC",5]
[null,null,"CETD",null,"Bois bûches",6]
[null,null,null,null,"Bois granulés",7]
[]
[null,"   Type d'abonnement electrique actuel"]
[]
[null,null,"Type de contrat elec","Sélection"]
[null,null,"Option de base",{"$f":"Dimensionnement!$C$32","v":"Option de base"}]
[null,null,"Option Heures pleines / Heures creuses"]
[]
[null,null,"Liste des puissances"]
[null,null,"3 kVA"]
[null,null,"6 kVA"]
[null,null,"9 kVA"]
[null,null,"12 kVA"]
[null,null,"15 kVA"]
[null,null,"18 kVA"]
[null,null,"24 kVA"]
[null,null,"30 kVA"]
[null,null,"36 kVA"]
[]
[]
[]
[null,"Données Appoint PAC"]
[]
[null,"   Energie Appoint PAC"]
[]
[]
[null,null,"Code Energie Appoint PAC",null,"Choix + Code",null,"Rend. Condens"]
[null,null,"Electrique",1,{"$f":"VLOOKUP(Dimensionnement!F105,'BdD Bâtiment'!C78:D83,2,FALSE)","v":1},1,{"$f":"VLOOKUP(Dimensionnement!F105,'BdD Bâtiment'!C78:F83,4,FALSE)","v":1}]
[null,null,"Fioul",2,{"$f":"Dimensionnement!$F$105","v":"Electrique"},{"$f":"AVERAGE(D112,D114)","v":0.87}]
[null,null,"Gaz",3,null,{"$f":"AVERAGE(D113,D115)","v":0.90999999999999992}]
[null,null,"Propane",4,null,{"$f":"D116","v":0.84}]
[null,null,"Actuel",5,null,{"$f":"'BdD Bâtiment'!$F$25","v":0.9}]
[null,null,"Hydraulique",6,null,{"$f":"'BdD Bâtiment'!E112","v":0.93}]
[]
[]
[null,"   Si Ancienne chaudière conservée : Rendement Appoint PAC"]
[]
[null,null,"Energie Appoint Pac :","Type chaud appoint PAC","Rendement","Rend. Chaud Appoint PAC"]
[null,null,{"$f":"'Consommations et Coûts de prod.'!E79","v":"Electrique"},{"$f":"C25","v":"Rendement annuel = 70%"},0.7,{"$f":"IF(Dimensionnement!F105=$C$82,VLOOKUP(Dimensionnement!F26,D89:E94,2,FALSE),\"Nouvelle Installation\")","v":"Nouvelle Installation"}]
[null,null,null,"Rendement annuel = 80%",0.8]
[null,null,null,"Rendement annuel = 90%",0.9]
[null,null,null,"Rendement annuel = 93% (Basse température)",0.93]
[null,null,null,"Rendement annuel = 97% (Condensation)",0.97]
[null,null,null,"",{"$f":"+IF(Dimensionnement!$C$26='BdD Bâtiment'!$C$19,1,IF(Dimensionnement!$C$26=$C$20,2.5,\"\"))","v":""}]
[]
[null,"  Solaire "]
[]
[null,null,"SOLAIRE","ECS","Chauffage",null,"Choix effectué :"]
[null,null,"SSC",{"$f":"Dimensionnement!F122/100","v":0.4},{"$f":"Dimensionnement!F125/100","v":0.1},null,"Technologie",{"$f":"IF(Dimensionnement!F119=\"NON\",\"Aucun\",Dimensionnement!F119)","v":"Aucun"}]
[null,null,"CESI",{"$f":"Dimensionnement!F122/100","v":0.4},0,null," % ECS / Proportion",{"$f":"IF(H99=\"Aucun\",\"/\",Dimensionnement!F122)","v":"/"},{"$f":"VLOOKUP(Dimensionnement!F119,C99:D101,2,FALSE)","v":0}]
[null,null,"NON",0,0,null,"% Chauffage / Proportion",{"$f":"IF(H99=\"Aucun\",\"/\",IF(H99=C100,\"/\",Dimensionnement!F125))","v":"/"},{"$f":"VLOOKUP(Dimensionnement!F119,C99:E101,3,FALSE)","v":0}]
[]
[]
[null,"  Rendement et Prix si nouvelle chaudière d'appoint"]
[]
[null,null,"Appoint","Rendement"]
[null,null,{"$f":"IF(OR(Dimensionnement!$C$62=ChoixPAC!$E$7,ChoixPAC!$E$37=ChoixPAC!$D$59,ChoixPAC!$E$37=ChoixPAC!$D$61),\"Electrique\",IF(Dimensionnement!$C$23='BdD Bâtiment'!$I$26,\"\",IF(OR($D$17=$C$19,$D$17=$C$20),\"\",IF(VLOOKUP(Dimensionnement!$F$91,ChoixPAC!$D$43:$G$60,4,FALSE)=1,\"\",\"Actuel\"))))","v":"Electrique"},{"$f":"IF($C$107=\"\",1,'BdD Bâtiment'!F159)","v":0.9}]
[null,null,{"$f":"IF(OR(Dimensionnement!$C$62=ChoixPAC!$E$7,ChoixPAC!$E$37=ChoixPAC!$D$59,ChoixPAC!$E$37=ChoixPAC!$D$61),\"\",IF(VLOOKUP(Dimensionnement!$F$91,ChoixPAC!$D$43:$G$60,4,FALSE)=1,\"\",\"Hydraulique\"))","v":""},{"$f":"$E$112","v":0.93}]
[null,null,{"$f":"IF(OR(Dimensionnement!$C$62=ChoixPAC!$E$7,ChoixPAC!$E$37=ChoixPAC!$D$59,ChoixPAC!$E$37=ChoixPAC!$D$61),\"\",IF(VLOOKUP(Dimensionnement!$F$91,ChoixPAC!$D$43:$G$60,4,FALSE)=0,\"\",\"Electrique\"))","v":""},1]
[]
[null,null,"Type chaudière : TCHAUD","Rendement","Choix","Prix","Choix Prix"]
[null,null,"Fioul",0.84,{"$f":"VLOOKUP(Dimensionnement!$I$105,'BdD Bâtiment'!$C$112:$D$119,2,FALSE)","v":0.93},{"$f":"'Consommations et Coûts de prod.'!$H$79","v":9.66},{"$f":"VLOOKUP(Dimensionnement!I105,'BdD Bâtiment'!C112:F119,4,FALSE)","v":5.7916666666666661}]
[null,null,"Gaz",0.88,null,{"$f":"IF(Résultats!N11/100*Dimensionnement!$C$57<6000,'Coûts énergies et Abonnements'!$D$43,'Coûts énergies et Abonnements'!$D$44)","v":7.36}]
[null,null,"Fioul condensation",0.9,null,{"$f":"'Consommations et Coûts de prod.'!$H$79","v":9.66}]
[null,null,"Gaz condensation",0.94,null,{"$f":"$F$113","v":7.36}]
[null,null,"Propane",0.84,null,{"$f":"'Coûts énergies et Abonnements'!$D$60","v":14.61}]
[null,null,"Propane condensation",0.9,null,{"$f":"'Coûts énergies et Abonnements'!$D$60","v":14.61}]
[null,null,"Bois bûches",0.79,null,{"$f":"'Coûts énergies et Abonnements'!$D$68/2000*100","v":3.5000000000000004}]
[null,null,"Bois pellets",0.93,null,{"$f":"'Coûts énergies et Abonnements'!$H$68/4800*100","v":5.7916666666666661}]
[]
[]
["Déperditions"]
[]
[null,"Valeur finale",null,null,null,null,null,"Rappel des codes altitudes"]
[null,null,null,null,null,null,null,1,"Côtes < 25 km"]
[null,null,"Déperditions =",{"$f":"IF(Dimensionnement!$C$39='BdD Bâtiment'!$G$16,Dimensionnement!$C$52,ROUNDDOWN(D136*D133*(Dimensionnement!I20-D132)/1000,1))","v":6.5},"Soit :",{"$f":"ROUND(D126,0)","v":7},"kW",2,"Entre 0 et 200 m"]
[null,null,null,null,null,null,null,3,"Entre 201 et 400 m"]
[null,"   Données de base",null,null,null,null,null,4,"Entre 401 et 500 m"]
[null,null,"Données Météo",null,null,null,null,5,"Entre 501 et 600 m"]
[null,null,"Ligne",{"$f":"VLOOKUP(Dimensionnement!C15,'BdD Localisation'!D3:E98,2,FALSE)","v":2},null,null,null,6,"Entre 601 et 700 m"]
[null,null,"Code Altitude ",{"$f":"'BdD Localisation'!AS4","v":2},null,null,null,7,"Entre 701 et 800 m"]
[null,null,"Temp. Ext base",{"$f":"VLOOKUP(D130,'BdD Localisation'!E3:Z98,D131+8,FALSE)","v":-10},null,"Ligne équivalente pour \"CHOIXPAC\" :",{"$f":"ABS(D132)+2","v":12},8,"Entre 801 et 900 m"]
[null,null,"Volume ",{"$f":"Dimensionnement!C20*Dimensionnement!F20","v":375},null,null,null,9,"Entre 901 et 1000 m"]
[null,null,null,null,null,null,null,10,"Entre 1001 et 1100 m"]
[null,"   Coefficient G entré par l'utilisateur ou G retenu si Déper connu",null,null,null,null,null,11,"Entre 1101 et 1200 m"]
[null,null,"Ubat =",{"$f":"IF(Dimensionnement!$C$39='BdD Bâtiment'!$G$16,$D$140,Dimensionnement!$C$48)","v":0.6},null,null,null,12,"Entre 1201 et 1300 m"]
[null,null,null,null,null,null,null,13,"Entre 1301 et 1400 m"]
[null,null,null,null,null,null,null,14,"Entre 1401 et 1500 m"]
[null,"   Estimation du  G ou Ubat"]
[null,null,"Ubat =",{"$f":"IF(Dimensionnement!$C$39='BdD Bâtiment'!$G$16,($D$126*1000)/($D$133*(Dimensionnement!$I$20-Dimensionnement!$I$15)),IF(Dimensionnement!C42=\"NON\",ROUND(C143,2),Dimensionnement!$C$48))","v":0.6}]
[]
[null,null,"Coeff. U bat estimé"]
[null,null,{"$f":"IF(C144>0,C144,\"-\")","v":"-"}]
[null,null,{"$f":"('BdD Bâtiment'!G169-'BdD Bâtiment'!D172)/(0.75*'BdD Bâtiment'!D133*D149/1000)","v":-0.23659118165784834},null,"Soit = ","(kWh Combustibles - Conso ECS) / (0,75 * Volume * DJH corrigés/1000)"]
[]
[null,null,"   Correction des DJH"]
[]
[null,null,"DJH corrigé temp ambiance"]
[null,null,null,{"$f":"'BdD Bâtiment'!D155+'BdD Bâtiment'!F155*(Dimensionnement!I20-19)","v":63000}]
[]
[null,null,null,"Coeff correction altitude"]
[null,null,null,{"$f":"VLOOKUP('BdD Localisation'!AS6,'BdD Localisation'!$AN$3:$AO$15,2,FALSE)","v":1}]
[]
[null,null,null,"djh base 19",null,"Nb heures"]
[null,null,null,{"$f":"VLOOKUP('BdD Bâtiment'!D130,'BdD Localisation'!E3:AL98,24,FALSE)*$D$152","v":63000},null,{"$f":"VLOOKUP(D130,'BdD Localisation'!A3:AL98,27,FALSE)","v":4900}]
[]
[null,null,"   kWh Combustibles",null,null,"(Voir feuille \"Coûts Energies\" pour les correspondances)"]
[]
[null,null,"Rendement de l'installation actuelle :",null,null,{"$f":"'BdD Bâtiment'!F25","v":0.9}]
[]
[null,null,null,"Quantité","Type de combustible","kWh PCI","Avec rendement"]
[null,null,null,{"$f":"IF('BdD Bâtiment'!$D$17='BdD Bâtiment'!C16,Dimensionnement!$C$45,0)","v":0},{"$f":"D34","v":"Litres de fioul"},{"$f":"D162*'Coûts énergies et Abonnements'!D73","v":0},{"$f":"F162*$F$159","v":0}]
[null,null,null,{"$f":"IF('BdD Bâtiment'!$D$17='BdD Bâtiment'!C17,Dimensionnement!$C$45,0)","v":0},"m3 de gaz naturel",{"$f":"D163*'Coûts énergies et Abonnements'!D74","v":0},{"$f":"F163*$F$159","v":0}]
[null,null,null,{"$f":"IF('BdD Bâtiment'!$D$17='BdD Bâtiment'!C18,Dimensionnement!$C$45,0)","v":0},"kg de propane",{"$f":"D164*'Coûts énergies et Abonnements'!D75","v":0},0]
[null,null,null,{"$f":"IF('BdD Bâtiment'!$D$17='BdD Bâtiment'!C19,Dimensionnement!$C$45,0)","v":0},"kWh électrique",{"$f":"D165","v":0},{"$f":"F165","v":0}]
[null,null,null,{"$f":"IF('BdD Bâtiment'!$D$17='BdD Bâtiment'!C20,Dimensionnement!$C$45,0)","v":0},"kWh électrique",{"$f":"D166","v":0},0]
[null,null,null,{"$f":"IF('BdD Bâtiment'!$D$17='BdD Bâtiment'!C21,Dimensionnement!$C$45,0)","v":0},"stères de bois",{"$f":"D167*'Coûts énergies et Abonnements'!$D$77","v":0},0]
[null,null,null,{"$f":"IF('BdD Bâtiment'!$D$17='BdD Bâtiment'!C22,Dimensionnement!$C$45,0)","v":0},"tonnes de granulés",{"$f":"$D$168*'Coûts énergies et Abonnements'!$D$76*1000","v":0},0]
[null,null,null,null,null,"TOTAL",{"$f":"SUM(G162:G168)","v":0},"kWh"]
[]
[null,null,"   Consommation ECS"]
[null,null,"Besoins ECS pour calcul de G",{"$f":"IF(Dimensionnement!$I$26='BdD Bâtiment'!$C$48,'BdD Bâtiment'!$D$174,0)","v":4192.1000000000004},"Soit : ","Si ECS actuelle différent de chauffage actuelle <=> Conso ECS = 0 kWh"]
[]
[null,null,"Besoins ECS en kWh",{"$f":"ROUND(Dimensionnement!C36*'BdD Bâtiment'!F177*365/1000*1.16*45,0)*1.1","v":4192.1000000000004},"Soit :","(nb pers * Type de conso *365 / 1000 *1,16 * dT) *1,1"]
[null,null,"Puissance nécessaire",{"$f":"(F177*Dimensionnement!$C$36*4.185*(55-10))/(8*3600)","v":1.3078124999999998},"kW"]
[null,null,null,"Conso ECS","L/j à 50°C",{"$f":"Dimensionnement!F36","v":"Normale (50 l/j à 55°C)"}]
[null,null,1,"Econome (35 l/j à 55°C)",35,{"$f":"IF(F176=D177,E177,IF(F176=D178,E178,IF(F176=D179,E179)))","v":50}]
[null,null,2,"Normale (50 l/j à 55°C)",50]
[null,null,3,"Confortable (70 l/j à 55°C)",70]
[]
[]
[]
[null,"Facteur de dimensionnement souhaité"]
[]
[]
[null,null,"Choix",null,"Choix",null,"Choix en PAC + Appoint",null,"Choix en PAC Hybride"]
[null,null,{"$f":"IF(Dimensionnement!$F$62=ChoixPAC!$G$7,'BdD Bâtiment'!I187,'BdD Bâtiment'!G187)","v":"Facteur : 50 % [Hors DTU]"},{"$f":"IF(C187=G187,H187,J187)","v":0.5},{"$f":"Dimensionnement!$C$67","v":"Facteur :  70 % [Tout sauf ossature bois]"},null,"Facteur : 50 % [Hors DTU]",0.5,"Facteur hybride [30 %]",0.3]
[null,null,{"$f":"IF(Dimensionnement!$F$62=ChoixPAC!$G$7,'BdD Bâtiment'!I188,'BdD Bâtiment'!G188)","v":"Facteur : 55 % [Hors DTU]"},{"$f":"IF(C188=G188,H188,J188)","v":0.55000000000000004},null,null,"Facteur : 55 % [Hors DTU]",0.55000000000000004,"Facteur hybride [40 %]",0.4]
[null,null,{"$f":"IF(Dimensionnement!$F$62=ChoixPAC!$G$7,'BdD Bâtiment'!I189,'BdD Bâtiment'!G189)","v":"Facteur : 60 % [Hors DTU]"},0.6,null,null,"Facteur : 60 % [Hors DTU]",0.6,"Facteur hybride [50 %]",0.5]
[null,null,{"$f":"IF(Dimensionnement!$F$62=ChoixPAC!$G$7,'BdD Bâtiment'!I190,'BdD Bâtiment'!G190)","v":"Facteur : 65 % [Hors DTU]"},0.65,null,null,"Facteur : 65 % [Hors DTU]",0.65,"Facteur hybride [60 %] - Préconisation",0.6]
[null,null,{"$f":"IF(Dimensionnement!$F$62=ChoixPAC!$G$7,'BdD Bâtiment'!I191,'BdD Bâtiment'!G191)","v":"Facteur :  70 % [Tout sauf ossature bois]"},0.7,null,null,"Facteur :  70 % [Tout sauf ossature bois]",0.7,"Facteur hybride [70 %]",0.7]
[null,null,{"$f":"IF(Dimensionnement!$F$62=ChoixPAC!$G$7,'BdD Bâtiment'!I192,'BdD Bâtiment'!G192)","v":"Facteur :  75 % "},{"$f":"IF(C192=G192,H192,J192)","v":0.75},null,null,"Facteur :  75 % ",0.75,"Facteur hybride [80 %]",0.8]
[null,null,{"$f":"IF(Dimensionnement!$F$62=ChoixPAC!$G$7,'BdD Bâtiment'!I193,'BdD Bâtiment'!G193)","v":"Facteur :  80 %  [Valeur par défaut]"},0.8,null,null,"Facteur :  80 %  [Valeur par défaut]",0.8,"Facteur hybride [90 %]",0.9]
[null,null,{"$f":"IF(Dimensionnement!$F$62=ChoixPAC!$G$7,'BdD Bâtiment'!I194,'BdD Bâtiment'!G194)","v":"Facteur :  85 %  "},0.85,null,null,"Facteur :  85 %  ",0.85,{"$f":"\"\"","v":""},0]
[null,null,{"$f":"IF(Dimensionnement!$F$62=ChoixPAC!$G$7,'BdD Bâtiment'!I195,'BdD Bâtiment'!G195)","v":"Facteur :  90 %"},0.9,null,null,"Facteur :  90 %",0.9,{"$f":"\"\"","v":""},0]
[null,null,{"$f":"IF(Dimensionnement!$F$62=ChoixPAC!$G$7,'BdD Bâtiment'!I196,'BdD Bâtiment'!G196)","v":"Facteur :  95 %"},0.95,null,null,"Facteur :  95 %",0.95,{"$f":"\"\"","v":""},0]
[null,null,{"$f":"IF(Dimensionnement!$F$62=ChoixPAC!$G$7,'BdD Bâtiment'!I197,'BdD Bâtiment'!G197)","v":"Facteur :  100 % "},1,null,null,"Facteur :  100 % ",1,{"$f":"\"\"","v":""},0]
[]
[]
[]
[]
[]
["Résultats"]
[]
[null,"Menu déroulant sélection soltuion de référence"]

{"sheet":"DJU","index":18,"n_rows":98,"n_cols":43,"rows_kept":98,"cut":false,"hidden":true,"merged":[[0,28,0,29]]}
["Index","n° départ.","Département",null,null,"Hiver","Eté","N° MINI","N° MAXI","T° EXT mini","T° EXT mini","Iles","côte < 25 km","Alt. entre 0 et 200 m","Alt. entre 201 et 400 m","Alt. entre 401 et 500 m","Alt. entre 501 et 600 m","Alt. entre 601 et 700 m","Alt. entre 701 et 800 m","Alt. entre 801 et 900 m","Alt. entre 901 et 1000 m","Alt. entre 1001 et 1100 m","Alt. entre 1101 et 1200 m","Alt. entre 1201 et 1300 m","Alt. entre 1301 et 1400 m","Alt. entre 1401 et 1500 m","Nréf (h)","Dhréf (degrés-heures)","Précision de la situation",null,"Préf 1 (W/m²)","Préf 2 (W/m²)","Pref moyen","C3 (h/m)","C4 (h/km)","CESI","CESI","CESI"]
[1,2,3,4,null,5,6,7,8,9,10,11,12,13,14,15,16,17,18,19,20,21,22,23,24,25,26,27,28,29,30,31,32,33,34,35,36,37,null,null,{"$f":"Dimensionnement!F14","v":"Altitude"}]
[2,1,"Ain",{"$f":"B3&\" - \"&C3","v":"1 - Ain"},2,"H1","Ec",2,{"$f":"MATCH(K3,L3:Z3,0)-1","v":12},{"$f":"MAX(L3:Z3)","v":-10},{"$f":"MIN(L3:Z3)","v":-20},"-","-",-10,-11,-12,-13,-14,-15,-16,-17,-18,-19,-20,"-","-",4900,63000,null,null,80,null,{"$f":"IF(AF3=0,AE3,(AE3+AF3)/2)","v":80},1.5,null,"I2",1450,1,1,"Entre 0 et 200 m",{"$f":"IF(AO2=AN3,1,IF(AO2=AN4,2,IF(AO2=AN5,3,IF(AO2=AN6,4,IF(AO2=AN7,5,IF(AO2=AN8,6,IF(AO2=AN9,7)))))))","v":false},{"$f":"IF(AO2=AN10,8,IF(AO2=AN11,9,IF(AO2=AN12,10,IF(AO2=AN13,11,IF(AO2=AN14,12,IF(AO2=AN15,13))))))","v":false},{"$f":"AP3+AO3","v":0}]
[3,2,"Aisne","2 - Aisne",3,"H1","Ea",2,3,-7,-8,"-","-",-7,-8,"-","-","-","-","-","-","-","-","-","-","-",5800,65400,null,null,73,null,{"$f":"IF(AF4=0,AE4,(AE4+AF4)/2)","v":73},null,null,"I1",1250,1,2,"Entre 201 et 400 m"]
[4,3,"Allier","3 - Allier",4,"H1","Ec",2,14,-8,-20,"-","-",-8,-9,-10,-11,-12,-13,-14,-15,-16,-17,-18,-19,-20,5100,60200,null,null,79,null,79,1.5,null,"I2",1450,1,3,"Entre 401 et 500 m"]
[5,4,"Alpes de haute provence","4 - Alpes de haute provence",5,"H2","Ed",2,14,-8,-20,"-","-",-8,-9,-10,-11,-12,-13,-14,-15,-16,-17,-18,-19,-20,4100,53100,null,null,132,null,132,1.5,null,"I4",2200,1.2,4,"Entre 501 et 600 m"]
[6,5,"Hautes-Alpes","5 - Hautes-Alpes",6,"H1","Ed",2,12,-10,-20,"-","-",-10,-11,-12,-13,-14,-15,-16,-17,-18,-19,-20,"-","-",4200,63000,"Ouest","Est",125,135,130,1.5,null,"I3",1800,1.3,5,"Entre 601 et 700 m"]
[7,6,"Alpes maritimes","6 - Alpes maritimes",7,"H3","Ed",0,14,0,-12,0,-2,-5,-6,-7,-7,-8,-8,-9,-9,-10,-10,-11,-11,-12,3900,36000,null,null,135,null,135,1.8,5,"I4",2200,1.1000000000000001,6,"Entre 701 et 800 m"]
[8,7,"Ardèche","7 - Ardèche",8,"H2","Ed",2,10,-6,-14,"-","-",-6,-7,-8,-9,-10,-11,-12,-13,-14,"-","-","-","-",4900,55500,"Nord","Sud",95,110,102.5,1.5,null,"I3",1800,1,7,"Entre 801 et 900 m"]
[9,8,"Ardennes","8 - Ardennes",9,"H1","Eb",2,4,-10,-12,"-","-",-10,-11,-12,"-","-","-","-","-","-","-","-","-","-",5600,70500,null,null,71,null,71,null,null,"I1",1250,1,8,"Entre 901 et 1000 m"]
[10,9,"Ariège","9 - Ariège",10,"H2","Ec",2,14,-5,-12,"-","-",-5,-6,-7,-7,-8,-8,-9,-9,-10,-10,-11,-11,-12,4400,54500,null,null,110,null,110,1.5,null,"I3",1800,1,9,"Entre 1001 et 1100 m"]
[11,10,"Aube","10 - Aube",11,"H1","Eb",2,3,-10,-11,"-","-",-10,-11,"-","-","-","-","-","-","-","-","-","-","-",5500,62900,null,null,74,null,74,null,null,"I1",1250,1,10,"Entre 1101 et 1200 m"]
[12,11,"Aude","11 - Aude",12,"H3","Ed",0,14,-2,-12,-2,-4,-5,-6,-7,-7,-8,-8,-9,-9,-10,-10,-11,-11,-12,4000,46300,">30km de la mer","<30km de la mer",101,127,114,1.8,5,"I4",2200,1,11,"Entre 1201 et 1300 m"]
[13,12,"Aveyron","12 - Aveyron",13,"H2","Ec",2,13,-8,-19,"-","-",-8,-9,-10,-11,-12,-13,-14,-15,-16,-17,-18,-19,"-",4400,52100,"Nord","Sud",90,103,96.5,1.5,null,"I3",1800,1,12,"Entre 1301 et 1400 m"]
[14,13,"Bouches-du-Rhône","13 - Bouches-du-Rhône",14,"H3","Ed",0,14,-3,-12,-3,-5,-5,-6,-7,-7,-8,-8,-9,-9,-10,-10,-11,-11,-12,4000,36000,null,null,132,null,132,1.8,5,"I4",2200,1,13,"Entre 1401 et 1500 m"]
[15,14,"Calvados","14 - Calvados",15,"H1","Ea",0,3,-5,-8,-5,-7,-7,-8,"-","-","-","-","-","-","-","-","-","-","-",5700,57900,null,null,79,null,79,null,5,"I1",1250,1]
[16,15,"Cantal","15 - Cantal",16,"H1","Ec",0,13,-8,-19,"-","-",-8,-9,-10,-11,-12,-13,-14,-15,-16,-17,-18,-19,"-",5000,57600,null,null,87,null,87,1.5,null,"I2",1450,1.1000000000000001]
[17,16,"Charente","16 - Charente",17,"H2","Ec",0,3,-5,-6,"-","-",-5,-6,"-","-","-","-","-","-","-","-","-","-","-",5000,49800,null,null,87,null,87,null,null,"I2",1450,1]
[18,17,"Charente-Maritime","17 - Charente-Maritime",18,"H2","Ec",2,2,-2,-5,-2,-4,-5,"-","-","-","-","-","-","-","-","-","-","-","-",5000,44300,null,null,88,null,88,null,5,"I3",1800,1.1000000000000001]
[19,18,"Cher","18 - Cher",19,"H2","Eb",0,4,-7,-9,"-","-",-7,-8,-9,"-","-","-","-","-","-","-","-","-","-",5300,58000,null,null,79,null,79,null,null,"I2",1450,1]
[20,19,"Corrèze","19 - Corrèze",20,"H1","Ec",0,13,-8,-19,"-","-",-8,-9,-10,-11,-12,-13,-14,-15,-16,-17,-18,-19,"-",5000,54000,null,null,85,null,85,1.5,null,"I2",1450,1.2]
[21,"2A","Corse-du-Sud","2A - Corse-du-Sud",21,"H3","Ed",1,7,-2,-6,"-",-2,-2,-3,-4,-4,-5,-6,-6,-6,-6,-6,-6,-6,-6,4200,34000,null,null,126,null,126,1.8,5,"I4",2200,1.1000000000000001]
[22,"2B","Haute-Corse","2B - Haute-Corse",22,"H3","Ed",1,7,-2,-6,"-",-2,-2,-3,-4,-4,-5,-6,-6,-6,-6,-6,-6,-6,-6,4000,32000,null,null,126,null,126,1.8,5,"I4",2200,1.1000000000000001]
[23,21,"Côte-d'Or","21 - Côte-d'Or",23,"H1","Ec",2,6,-10,-14,"-","-",-10,-11,-12,-13,-14,"-","-","-","-","-","-","-","-",4900,63000,null,null,73,null,73,1.5,null,"I2",1450,1]
[24,22,"Côtes-d'Armor","22 - Côtes-d'Armor",24,"H2","Ea",0,3,-2,-5,-2,-4,-4,-5,"-","-","-","-","-","-","-","-","-","-","-",5400,48600,null,null,79,null,79,null,5,"I1",1250,1]
[25,23,"Creuse","23 - Creuse",25,"H1","Ec",2,13,-8,-19,"-","-",-8,-9,-10,-11,-12,-13,-14,-15,-16,-17,-18,-19,"-",5200,65000,null,null,84,null,84,1.5,null,"I2",1450,1.1000000000000001]
[26,24,"Dordogne","24 - Dordogne",26,"H2","Ec",2,4,-5,-7,"-","-",-5,-6,-7,"-","-","-","-","-","-","-","-","-","-",5000,49900,null,null,87,null,87,null,null,"I2",1450,1]
[27,25,"Doubs","25 - Doubs",27,"H1","Ec",2,10,-12,-20,"-","-",-12,-13,-14,-15,-16,-17,-18,-19,-20,"-","-","-","-",5000,65300,null,null,71,null,71,1.5,null,"I2",1450,1]
[28,26,"Drôme","26 - Drôme",28,"H2","Ed",2,10,-6,-14,"-","-",-6,-7,-8,-9,-10,-11,-12,-13,-14,"-","-","-","-",4800,50900,"Nord","Sud",100,120,110,1.5,null,"I3",1800,1]
[29,27,"Eure","27 - Eure",29,"H1","Ea",2,3,-7,-8,"-","-",-7,-8,"-","-","-","-","-","-","-","-","-","-","-",5500,60000,null,null,78,null,78,null,5,"I1",1250,1]
[30,28,"Eure-et-Loire","28 - Eure-et-Loire",30,"H1","Eb",2,3,-7,-8,"-","-",-7,-8,"-","-","-","-","-","-","-","-","-","-","-",5600,60504,null,null,78,null,78,null,null,"I2",1450,1]
[31,29,"Finistère","29 - Finistère",31,"H2","Ea",0,3,-2,-5,-2,-4,-4,-5,"-","-","-","-","-","-","-","-","-","-","-",5800,44900,null,null,79,null,79,null,5,"I1",1250,1]
[32,30,"Gard","30 - Gard",32,"H3","Ed",0,14,-3,-12,-3,-3,-5,-6,-7,-7,-8,-8,-9,-9,-10,-10,-11,-11,-12,4000,42300,"Nord","Sud",120,127,123.5,1.8,5,"I4",2200,1]
[33,31,"Haute-Garonne","31 - Haute-Garonne",33,"H2","Ec",2,14,-5,-12,"-","-",-5,-6,-7,-7,-8,-8,-9,-9,-10,-10,-11,-11,-12,4500,48300,null,null,98,null,98,1.5,null,"I3",1800,1]
[34,32,"Gers","32 - Gers",34,"H2","Ec",2,3,-5,-6,"-","-",-5,-6,"-","-","-","-","-","-","-","-","-","-","-",4800,48000,null,null,92,null,92,null,null,"I3",1800,1]
[35,33,"Gironde","33 - Gironde",35,"H2","Ec",0,2,-2,-5,-2,-4,-5,"-","-","-","-","-","-","-","-","-","-","-","-",4500,44400,null,null,91,null,91,null,5,"I3",1800,1]
[36,34,"Hérault","34 - Hérault",36,"H3","Ed",0,14,-3,-12,-3,-3,-5,-6,-7,-7,-8,-8,-9,-9,-10,-10,-11,-11,-12,4100,36500,">30km de la mer","<30km de la mer",110,127,118.5,1.8,5,"I4",2200,1]
[37,35,"Ile-et-Vilaine","35 - Ile-et-Vilaine",37,"H2","Ea",0,1,-2,-4,-2,-4,-4,"-","-","-","-","-","-","-","-","-","-","-","-",5300,53000,null,null,79,null,79,null,5,"I2",1450,1]
[38,36,"Indre","36 - Indre",38,"H2","Eb",2,4,-7,-9,"-","-",-7,-8,-9,"-","-","-","-","-","-","-","-","-","-",5300,59000,null,null,84,null,84,null,null,"I2",1450,1]
[39,37,"Indre-et-Loire","37 - Indre-et-Loire",39,"H2","Eb",2,2,-7,-7,"-","-",-7,"-","-","-","-","-","-","-","-","-","-","-","-",5300,57000,null,null,85,null,85,null,null,"I2",1450,1]
[40,38,"Isère","38 - Isère",40,"H1","Ec",2,12,-10,-20,"-","-",-10,-11,-12,-13,-14,-15,-16,-17,-18,-19,-20,"-","-",4800,62700,"Nord","Sud",90,115,102.5,1.5,null,"I3",1800,1.1000000000000001]
[41,39,"Jura","39 - Jura",41,"H1","Ec",2,12,-10,-20,"-","-",-10,-11,-12,-13,-14,-15,-16,-17,-18,-19,-20,"-","-",4900,65000,null,null,74,null,74,1.5,null,"I2",1450,1]
[42,40,"Landes","40 - Landes",42,"H2","Ec",0,3,-2,-6,-2,-4,-5,-6,"-","-","-","-","-","-","-","-","-","-","-",4400,42000,null,null,94,null,94,null,5,"I3",1800,1]
[43,41,"Loir-et-Cher","41 - Loir-et-Cher",43,"H2","Eb",2,3,-7,-8,"-","-",-7,-8,"-","-","-","-","-","-","-","-","-","-","-",5400,59000,null,null,82,null,82,null,null,"I2",1450,1]
[44,42,"Loire","42 - Loire",44,"H1","Ec",2,12,-10,-20,"-","-",-10,-11,-12,-13,-14,-15,-16,-17,-18,-19,-20,"-","-",4900,63300,null,null,83,null,83,1.5,null,"I2",1450,1]
[45,43,"Haute-Loire","43 - Haute-Loire",45,"H1","Ec",2,13,-8,-19,"-","-",-8,-9,-10,-11,-12,-13,-14,-15,-16,-17,-18,-19,"-",5000,61000,null,null,92,null,92,1.5,null,"I2",1450,1.1000000000000001]
[46,44,"Loire Atlantique","44 - Loire Atlantique",46,"H2","Eb",0,2,-2,-5,-2,-4,-5,"-","-","-","-","-","-","-","-","-","-","-","-",4900,49700,null,null,82,null,82,null,5,"I2",1450,1]
[47,45,"Loiret","45 - Loiret",47,"H1","Eb",2,3,-7,-8,"-","-",-7,-8,"-","-","-","-","-","-","-","-","-","-","-",5400,61000,null,null,78,null,78,null,null,"I2",1450,1]
[48,46,"Lot","46 - Lot",48,"H2","Ec",2,10,-6,-14,"-","-",-6,-7,-8,-9,-10,-11,-12,-13,-14,"-","-","-","-",4600,51100,null,null,88,null,88,1.5,null,"I3",1800,1]
[49,47,"Lot-et-Garonne","47 - Lot-et-Garonne",49,"H2","Ec",2,3,-5,-6,"-","-",-5,-6,"-","-","-","-","-","-","-","-","-","-","-",5000,49800,null,null,87,null,87,null,null,"I3",1800,1]
[50,48,"Lozère","48 - Lozère",50,"H2","Ed",2,13,-8,-19,"-","-",-8,-9,-10,-11,-12,-13,-14,-15,-16,-17,-18,-19,"-",4600,64800,null,null,100,null,100,1.5,null,"I3",1800,1]
[51,49,"Maine-et-Loire","49 - Maine-et-Loire",51,"H2","Eb",2,3,-7,-8,"-","-",-7,-8,"-","-","-","-","-","-","-","-","-","-","-",5200,55000,null,null,83,null,83,null,null,"I2",1450,1]
[52,50,"Manche","50 - Manche",52,"H2","Ea",0,3,-2,-5,-2,-2,-4,-5,"-","-","-","-","-","-","-","-","-","-","-",5700,49700,null,null,76,null,76,null,4,"I1",1250,1]
[53,51,"Marne","51 - Marne",53,"H1","Eb",2,3,-10,-11,"-","-",-10,-11,"-","-","-","-","-","-","-","-","-","-","-",5600,65000,null,null,74,null,74,null,null,"I1",1250,1]
[54,52,"Haute-Marne","52 - Haute-Marne",54,"H1","Eb",2,5,-12,-15,"-","-",-12,-13,-14,-15,"-","-","-","-","-","-","-","-","-",5200,62700,null,null,73,null,73,1.5,null,"I1",1250,1]
[55,53,"Mayenne","53 - Mayenne",55,"H2","Eb",2,3,-7,-8,"-","-",-7,-8,"-","-","-","-","-","-","-","-","-","-","-",5200,55200,null,null,81,null,81,null,null,"I2",1450,1]
[56,54,"Meurthe-et-Moselle","54 - Meurthe-et-Moselle",56,"H1","Eb",2,8,-15,-20,"-","-",-15,-15,-16,-17,-18,-19,-20,"-","-","-","-","-","-",5800,66500,null,null,69,null,69,null,null,"I1",1250,1]
[57,55,"Meuse","55 - Meuse",57,"H1","Eb",2,4,-12,-14,"-","-",-12,-13,-14,"-","-","-","-","-","-","-","-","-","-",5600,71200,null,null,71,null,71,null,null,"I1",1250,1]
[58,56,"Morbihan","56 - Morbihan",58,"H2","Ea",0,3,-2,-5,-2,-4,-4,-5,"-","-","-","-","-","-","-","-","-","-","-",5100,48000,null,null,79,null,79,null,5,"I2",1450,1]
[59,57,"Moselle","57 - Moselle",59,"H1","Eb",2,8,-15,-20,"-","-",-15,-15,-16,-17,-18,-19,-20,"-","-","-","-","-","-",5600,68000,null,null,69,null,69,null,null,"I1",1250,1]
[60,58,"Nièvre","58 - Nièvre",60,"H1","Eb",2,12,-10,-20,"-","-",-10,-11,-12,-13,-14,-15,-16,-17,-18,-19,-20,"-","-",5200,60800,null,null,76,null,76,1.5,null,"I2",1450,1]
[61,59,"Nord","59 - Nord",61,"H1","Ea",0,3,-7,-10,-7,-9,-9,-10,"-","-","-","-","-","-","-","-","-","-","-",5500,60000,null,null,69,null,69,null,5,"I1",1250,1]
[62,60,"Oise","60 - Oise",62,"H1","Ea",2,3,-7,-8,"-","-",-7,-8,"-","-","-","-","-","-","-","-","-","-","-",5700,61200,null,null,75,null,75,null,null,"I1",1250,1]
[63,61,"Orne","61 - Orne",63,"H1","Ea",2,4,-7,-9,"-","-",-7,-8,-9,"-","-","-","-","-","-","-","-","-","-",5600,60900,null,null,79,null,79,null,null,"I1",1250,1]
[64,62,"Pas-de-Calais","62 - Pas-de-Calais",64,"H1","Ea",0,3,-7,-10,-7,-9,-9,-10,"-","-","-","-","-","-","-","-","-","-","-",5500,60400,null,null,69,null,69,null,5,"I1",1250,1]
[65,63,"Puy-de-Dôme","63 - Puy-de-Dôme",65,"H1","Ec",2,13,-8,-19,"-","-",-8,-9,-10,-11,-12,-13,-14,-15,-16,-17,-18,-19,"-",4800,60000,null,null,83,null,83,1.5,null,"I2",1450,1.1000000000000001]
[66,64,"Pyrénées Atlantiques",{"$f":"B67&\" - \"&C67","v":"64 - Pyrénées Atlantiques"},66,"H2","Ec",0,{"$f":"MATCH(K67,L67:Z67,0)-1","v":14},{"$f":"MAX(L67:Z67)","v":-3},{"$f":"MIN(L67:Z67)","v":-12},-3,-4,-5,-6,-7,-7,-8,-8,-9,-9,-10,-10,-11,-11,-12,4200,38400,null,null,98,null,98,1.8,5,"I3",1800,1.1000000000000001]
[67,65,"Hautes-Pyrénées","65 - Hautes-Pyrénées",67,"H2","Ec",2,14,-5,-12,"-","-",-5,-6,-7,-7,-8,-8,-9,-9,-10,-10,-11,-11,-12,4600,52500,null,null,98,null,{"$f":"IF(AF68=0,AE68,(AE68+AF68)/2)","v":98},1.5,null,"I3",1800,1]
[68,66,"Pyrénées-orientales","66 - Pyrénées-orientales",68,"H3","Ed",0,14,-2,-12,-2,-4,-5,-6,-7,-7,-8,-8,-9,-9,-10,-10,-11,-11,-12,3700,36000,">30km de la mer","<30km de la mer",140,127,133.5,1.8,5,"I4",2200,1.1000000000000001]
[69,67,"Bas-Rhin","67 - Bas-Rhin",69,"H1","Eb",2,8,-15,-20,"-","-",-15,-15,-16,-17,-18,-19,-20,"-","-","-","-","-","-",5200,64800,null,null,66,null,66,1.5,null,"I1",1250,1]
[70,68,"Haut-Rhin","68 - Haut-Rhin",70,"H1","Eb",2,8,-15,-20,"-","-",-15,-15,-16,-17,-18,-19,-20,"-","-","-","-","-","-",5300,64000,null,null,69,null,69,1.5,null,"I1",1250,1]
[71,69,"Rhône","69 - Rhône",71,"H1","Ec",2,12,-10,-20,"-","-",-10,-11,-12,-13,-14,-15,-16,-17,-18,-19,-20,"-","-",4900,58800,null,null,80,null,80,1.5,null,"I2",1450,1]
[72,70,"Haute-Saône","70 - Haute-Saône",72,"H1","Eb",2,12,-10,-20,"-","-",-10,-11,-12,-13,-14,-15,-16,-17,-18,-19,-20,"-","-",5300,65000,null,null,71,null,71,1.5,null,"I1",1250,1]
[73,71,"Saône-et-Loire","71 - Saône-et-Loire",73,"H1","Ec",2,12,-10,-20,"-","-",-10,-11,-12,-13,-14,-15,-16,-17,-18,-19,-20,"-","-",5200,62400,null,null,74,null,74,1.5,null,"I2",1450,1]
[74,72,"Sarthe","72 - Sarthe",74,"H2","Eb",2,3,-7,-8,"-","-",-7,-8,"-","-","-","-","-","-","-","-","-","-","-",5300,57000,null,null,82,null,82,null,null,"I2",1450,1]
[75,73,"Savoie","73 - Savoie",75,"H1","Ec",2,12,-10,-20,"-","-",-10,-11,-12,-13,-14,-15,-16,-17,-18,-19,-20,"-","-",4600,67100,null,null,100,null,100,1.5,null,"I2",1450,1.1000000000000001]
[76,74,"Haute-Savoie","74 - Haute-Savoie",76,"H1","Ec",2,12,-10,-20,"-","-",-10,-11,-12,-13,-14,-15,-16,-17,-18,-19,-20,"-","-",4900,64100,null,null,80,null,80,1.5,null,"I2",1450,1]
[77,75,"Paris","75 - Paris",77,"H1","Eb",2,2,-5,-5,"-","-",-5,"-","-","-","-","-","-","-","-","-","-","-","-",5100,55000,null,null,66,null,66,null,null,"I1",1250,1]
[78,76,"Seine-Maritime","76 - Seine-Maritime",78,"H1","Ea",0,3,-5,-8,-5,-7,-7,-8,"-","-","-","-","-","-","-","-","-","-","-",5500,58000,null,null,76,null,76,null,5,"I1",1250,1]
[79,77,"Seine-et-Marne","77 - Seine-et-Marne",79,"H1","Eb",2,3,-7,-8,"-","-",-7,-8,"-","-","-","-","-","-","-","-","-","-","-",5500,60000,null,null,72,null,72,null,null,"I1",1250,1]
[80,78,"Yvelines","78 - Yvelines",80,"H1","Eb",2,2,-7,-7,"-","-",-7,"-","-","-","-","-","-","-","-","-","-","-","-",5800,63100,null,null,72,null,72,null,null,"I1",1250,1]
[81,79,"Deux-Sèvres","79 - Deux-Sèvres",81,"H2","Eb",2,3,-7,-8,"-","-",-7,-8,"-","-","-","-","-","-","-","-","-","-","-",5300,50400,null,null,85,null,85,null,null,"I2",1450,1]
[82,80,"Somme","80 - Somme",82,"H1","Ea",0,3,-7,-10,-7,-8,-9,-10,"-","-","-","-","-","-","-","-","-","-","-",5800,62500,null,null,73,null,73,null,5,"I1",1250,1]
[83,81,"Tarn","81 - Tarn",83,"H2","Ec",2,14,-5,-12,"-","-",-5,-6,-7,-7,-8,-8,-9,-9,-10,-10,-11,-11,-12,4400,40000,null,null,100,null,100,1.5,null,"I3",1800,1]
[84,82,"Tarn-et-Garonne","82 - Tarn-et-Garonne",84,"H2","Ec",1,3,-5,-6,"-","-",-5,-6,"-","-","-","-","-","-","-","-",null,"-","-",4800,49200,null,null,90,null,90,null,null,"I3",1800,1]
[85,83,"Var","83 - Var",85,"H3","Ed",1,14,0,-12,0,-2,-5,-6,-7,-7,-8,-8,-9,-9,-10,-10,-11,-11,-12,3900,36000,null,null,132,null,132,1.8,5,"I4",2200,1.1000000000000001]
[86,84,"Vaucluse","84 - Vaucluse",86,"H2","Ed",2,10,-6,-14,"-","-",-6,-7,-8,-9,-10,-11,-12,-13,-14,"-","-","-","-",4600,44000,null,null,126,null,126,1.5,null,"I4",2200,1.1000000000000001]
[87,85,"Vendée","85 - Vendée",87,"H2","Eb",0,3,-2,-6,-2,-4,-5,-6,"-","-","-","-","-","-","-","-","-","-","-",5200,50000,null,null,85,null,85,null,5,"I3",1800,1]
[88,86,"Vienne","86 - Vienne",88,"H2","Eb",2,3,-7,-8,"-","-",-7,-8,"-","-","-","-","-","-","-","-","-","-","-",5300,56000,null,null,86,null,86,null,null,"I2",1450,1]
[89,87,"Haute-Vienne","87 - Haute-Vienne",89,"H1","Ec",2,13,-8,-19,"-","-",-8,-9,-10,-11,-12,-13,-14,-15,-16,-17,-18,-19,"-",5200,60400,null,null,86,null,86,1.5,null,"I2",1450,1.1000000000000001]
[90,88,"Vosges","88 - Vosges",90,"H1","Eb",2,8,-15,-20,"-","-",-15,-15,-16,-17,-18,-19,-20,"-","-","-","-","-","-",5300,65000,null,null,71,null,71,1.5,null,"I1",1250,1]
[91,89,"Yonne","89 - Yonne",91,"H1","Eb",2,6,-10,-14,"-","-",-10,-11,-12,-13,-14,"-","-","-","-","-","-","-","-",5400,60700,null,null,76,null,76,null,null,"I2",1450,1]
[92,90,"Territoire-de-Belfort","90 - Territoire-de-Belfort",92,"H1","Eb",2,8,-15,-20,"-","-",-15,-15,-16,-17,-18,-19,-20,"-","-","-","-","-","-",5300,67000,null,null,70,null,70,1.5,null,"I1",1250,1]
[93,91,"Essone","91 - Essone",93,"H1","Eb",2,2,-7,-7,"-","-",-7,"-","-","-","-","-","-","-","-","-","-","-","-",5500,61000,null,null,72,null,72,null,null,"I1",1250,1]
[94,92,"Hauts-de-Seine","92 - Hauts-de-Seine",94,"H1","Eb",2,2,-7,-7,"-","-",-7,"-","-","-","-","-","-","-","-","-","-","-","-",5300,58000,null,null,66,null,66,null,null,"I1",1250,1]
[95,93,"Seine-Saint-Denis","93 - Seine-Saint-Denis",95,"H1","Eb",2,2,-7,-7,"-","-",-7,"-","-","-","-","-","-","-","-","-","-","-","-",5300,58000,null,null,66,null,66,null,null,"I1",1250,1]
[96,94,"Val-de-Marne","94 - Val-de-Marne",96,"H1","Eb",2,2,-7,-7,"-","-",-7,"-","-","-","-","-","-","-","-","-","-","-","-",5300,58000,null,null,66,null,66,null,null,"I1",1250,1]
[97,95,"Val-d'Oise","95 - Val-d'Oise",97,"H1","Eb",2,2,-7,-7,"-","-",-7,"-","-","-","-","-","-","-","-","-","-","-","-",5500,61000,null,null,72,null,72,null,null,"I1",1250,1]

{"sheet":"ChoixPAC","index":19,"n_rows":112,"n_cols":22,"rows_kept":112,"cut":false,"hidden":true,"merged":[[65,16,65,17],[65,14,65,15],[0,0,0,12],[105,1,105,2],[67,2,75,2],[35,1,35,7],[41,3,41,6],[65,3,65,4],[65,5,65,6],[65,10,65,13],[65,7,65,8]]}
["Sélection de la PAC"]
[]
[null,"Modèle Préconisé PAC Classique",null,null,null,null,null,null,null,null,"Modèle Préconisé PAC Hybride"]
[]
[null,null,"Gamme PAC",null,"Type PAC",null,"Type de PAC","Choix"]
[null,null,{"$f":"IF(Dimensionnement!$C$62=ChoixPAC!$E$7,\"OEnoviaPac-C Slim\",IF(ChoixPAC!$H$6=ChoixPAC!$G$6,IF($E$39=$G$12,\"\",\"OEnoviaPac-C First\"),\"OEcOil-Hybrid\"))","v":"OEnoviaPac-C First"},null,"Aérothermie",null,{"$f":"IF(Dimensionnement!$C$62=ChoixPAC!$E$7,\"\",\"PAC Air/Eau + appoint séparé\")","v":"PAC Air/Eau + appoint séparé"},{"$f":"Dimensionnement!$F$62","v":"PAC Air/Eau + appoint séparé"}]
[null,null,{"$f":"IF(Dimensionnement!$C$62=ChoixPAC!$E$7,\"\",IF(ChoixPAC!$H$6=ChoixPAC!$G$6,IF($E$39=$G$12,\"\",\"OEnoviaPac-C Colonne\"),\"OEnoviaGaz-Hybrid\"))","v":"OEnoviaPac-C Colonne"},null,"Géothermie",null,{"$f":"IF(Dimensionnement!$C$62=ChoixPAC!$E$7,\"\",\"PAC Air/Eau Hybride\")","v":"PAC Air/Eau Hybride"}]
[null,null,{"$f":"IF(Dimensionnement!$C$62=ChoixPAC!$E$7,\"\",IF(ChoixPAC!$H$6=ChoixPAC!$G$6,IF($E$39=$G$12,\"OEnoviaPac Confort\",\"OEnoviaPac Confort\"),\"\"))","v":"OEnoviaPac Confort"}]
[null,null,{"$f":"IF(Dimensionnement!$C$62=ChoixPAC!$E$7,\"\",IF(ChoixPAC!$H$6=ChoixPAC!$G$6,IF($E$39=$G$12,\"\",\"OEnoviaPac-C Slim\"),\"\"))","v":"OEnoviaPac-C Slim"},null,null,null,null,null,null,null,"Appoint PAC Hybride",null,"Chaudière disponibles"]
[null,null,{"$f":"IF($E$39=$G$12,\"\",IF(Dimensionnement!$B$62=ChoixPAC!$E$7,\"\",IF(ChoixPAC!$H$6=ChoixPAC!$G$6,\"\",\"\")))","v":""},null,null,null,"Pac simple ou cascade)",null,null,null,"Basse température",null,{"$f":"D50","v":""},{"$f":"D51","v":"OEcOil-Hybrid OFSB (basse T°)"},{"$f":"D52","v":"OEcOil-Hybrid OFSC (Condensation)"},{"$f":"D53","v":""},{"$f":"D54","v":"OEnoviaGaz-Hybrid V200 (Vertical)"},{"$f":"D55","v":"OEnoviaGaz-Hybrid B200 (Horizontal)"},{"$f":"+$D$56","v":"OEnoviaGaz-Hybrid V200 (Vertical propane)"},{"$f":"+$D$57","v":"OEnoviaGaz-Hybrid B200 (Horizontal propane)"}]
[null,null,{"$f":"IF($E$39=$G$12,\"\",IF(Dimensionnement!$B$62=ChoixPAC!$E$7,\"\",IF(ChoixPAC!$H$6=ChoixPAC!$G$6,\"OEnoviaPac-C MB (Monobloc)\",\"\")))","v":"OEnoviaPac-C MB (Monobloc)"},null,null,null,"Simple (1 PAC)",null,null,null,"Condensation",null,{"$f":"\"\"","v":""},"OFSB 22 kW","OFSC 24 kW",{"$f":"\"\"","v":""},{"$f":"\"\"","v":""},{"$f":"\"\"","v":""},{"$f":"\"\"","v":""},{"$f":"\"\"","v":""}]
[null,null,null,null,null,null,"Cascade (2 PAC HPI identiques)",null,null,null,null,null,{"$f":"\"\"","v":""},{"$f":"IF(OR($H$37=$H$43,$H$37=$H$44),\"\",\"OFSB 29 kW\")","v":""},{"$f":"IF($H$37=$H$44,\"\",\"OFSC 32 kW\")","v":"OFSC 32 kW"},{"$f":"\"\"","v":""},"GSCR 15",{"$f":"Q12","v":"GSCR 15"},"GSCR 15 Propane",{"$f":"S12","v":"GSCR 15 Propane"}]
[null,null,null,null,null,null,null,null,null,null,"Fumisterie de l'appoint",null,{"$f":"\"\"","v":""},{"$f":"\"\"","v":""},{"$f":"\"\"","v":""},{"$f":"\"\"","v":""},{"$f":"IF(OR($M$21=O68,$M$21=P68),\"\",\"GSCR 25\")","v":"GSCR 25"},"GSCR 25",{"$f":"IF(OR($M$21=Q68,$M$21=R68),\"\",\"GSCR 25 Propane\")","v":"GSCR 25 Propane"},"GSCR 25 Propane"]
[null,null,null,null,null,null,null,null,null,null,"Cheminée",null,{"$f":"\"\"","v":""},{"$f":"\"\"","v":""},{"$f":"\"\"","v":""},{"$f":"\"\"","v":""},{"$f":"IF(OR($M$21=$O$68,$M$21=$O$69,$M$21=$P$68,$M$21=$P$69),\"\",\"GSCR 35\")","v":"GSCR 35"},"GSCR 35",{"$f":"IF(OR($M$21=$O$68,$M$21=$O$69,$M$21=$P$68,$M$21=$P$69),\"\",\"GSCR 35 Propane\")","v":"GSCR 35 Propane"},"GSCR 35 Propane"]
[null,null,"Codes Modèles :",null,null,null,null,null,null,null,"Flux forcé"]
[null,null,{"$f":"OFFRE!B34","v":"OENOVIAPAC-C FIRST (relève électrique)"},1]
[null,null,{"$f":"OFFRE!B35","v":"OENOVIAPAC-C FIRST (relève hydraulique)"},2,null,null,null,null,null,null,"Mode régulation hybride",null,"Gamme sélectionnée","Choix",{"$f":"+E37","v":"OENOVIAPAC-C MB (Monobloc)"}]
[null,null,{"$f":"OFFRE!B36","v":"PAC-C COLONNE-CONF (relève électrique)"},3,null,null,null,null,null,null,"Régulation économique",null,{"$f":"$E$37","v":"OENOVIAPAC-C MB (Monobloc)"},null,"Modèle","Puissance "]
[null,null,{"$f":"OFFRE!B37","v":"PAC-C COLONNE-CONF (relève hydraulique)"},4,null,null,null,null,null,null,"Régulation écologique",null,null,null,{"$f":"HLOOKUP($O$17,$M$10:$T$14,2,FALSE)","v":{"$error":"#N/A"}},{"$f":"IF(OR(O19=M11,O19=N11),22,IF(OR(O19=O11,O19=P11),24,10))","v":{"$error":"#N/A"}}]
[null,null,{"$f":"OFFRE!B38","v":"OEnoviaPac-Confort-2 (relève électrique)"},5,null,null,null,null,null,null,null,null,"PAC sélectionnée",null,{"$f":"HLOOKUP($O$17,$M$10:$T$14,3,FALSE)","v":{"$error":"#N/A"}},{"$f":"IF(OR(O20=M12,O20=N12),29,IF(OR(O20=O12,O20=P12),32,15))","v":{"$error":"#N/A"}}]
[null,null,{"$f":"OFFRE!B39","v":"OEnoviaPac-Confort-2 (relève chaudière)"},6,null,null,null,null,null,null,null,null,{"$f":"$H$37","v":"OEnoviaPac-C MB 6 MR - E"},null,{"$f":"HLOOKUP($O$17,$M$10:$T$14,4,FALSE)","v":{"$error":"#N/A"}},{"$f":"IF(OR(O21=M13,O21=N13),\"\",IF(OR(O21=O13,O21=P13),32,25))","v":{"$error":"#N/A"}}]
[null,null,{"$f":"OFFRE!B40","v":"OENOVIAPAC-C SLIM (relève électrique)"},7,null,null,null,null,null,null,null,null,null,null,{"$f":"HLOOKUP($O$17,$M$10:$T$14,5,FALSE)","v":{"$error":"#N/A"}},{"$f":"IF(OR(O22=M14,O22=N14),\"\",IF(OR(O22=O14,O22=P14),\"\",35))","v":{"$error":"#N/A"}}]
[null,null,{"$f":"OFFRE!B41","v":""},8]
[null,null,{"$f":"OFFRE!B42","v":"OEcOil-Hybrid OFSB (basse T°)"},9]
[null,null,{"$f":"OFFRE!B43","v":"OEcOil-Hybrid OFSC (Condensation)"},10]
[null,null,{"$f":"OFFRE!B44","v":""},11]
[null,null,{"$f":"OFFRE!B45","v":"OEnoviaGaz-Hybrid V200 (Vertical)"},12]
[null,null,{"$f":"OFFRE!B46","v":"OEnoviaGaz-Hybrid B200 (Horizontal)"},13]
[null,null,{"$f":"OFFRE!B47","v":"OEnoviaGaz-Hybrid V200 (Vertical propane)"},14]
[null,null,{"$f":"OFFRE!B48","v":"OEnoviaGaz-Hybrid B200 (Horizontal propane)"},15]
[null,null,{"$f":"OFFRE!B49","v":"OEnoviaPac-GS (Sol/Eau)"},16]
[null,null,{"$f":"OFFRE!B50","v":"OEnoviaPac-GS (Eau/Eau)"},17]
[null,null,{"$f":"OFFRE!B51","v":""},18]
[null,null,{"$f":"OFFRE!B52","v":"OENOVIAPAC-C MB (Monobloc)"},19]
[]
[null,"Modèle sélectionné par l'utilisateur"]
[null,null,"Modèle sélectionné:",null,{"$f":"Dimensionnement!F91","v":"OENOVIAPAC-C MB (Monobloc)"},null,"PAC séléctionnée :",{"$f":"Dimensionnement!F97","v":"OEnoviaPac-C MB 6 MR - E"}]
[null,null,null,"Code du modèle :",{"$f":"VLOOKUP(E37,ChoixPAC!$D$43:$E$61,2,FALSE)","v":19},null,null,{"$f":"IF(Dimensionnement!$C$62=ChoixPAC!$E$7,RIGHT(H37,2),IF(OR(ChoixPAC!$E$37=ChoixPAC!$D$59,$E$37=$D$49),RIGHT($H$37,4),RIGHT(H37,8)))","v":"6 MR - E"}]
[null,null,null,"Type d'installation",{"$f":"Dimensionnement!$F$85","v":"Simple (1 PAC)"}]
[]
[]
[null,null,null,"Recherche du code du modèle entré",null,null,null,"Modèle (x2 si cascade)",null,"Puissance (donnée nécessaire pour sélection tableau puissance)"]
[null,null,null,{"$f":"+C16","v":"OENOVIAPAC-C FIRST (relève électrique)"},1,{"$f":"IF(Dimensionnement!$C$62=ChoixPAC!$E$7,ChoixPAC!$D$58,IF(AND(Dimensionnement!$C$62=ChoixPAC!$E$7,$H$6=$G$6),$D$58,IF(AND($H$6=$G$6,Dimensionnement!$F$88=ChoixPAC!$C$6),ChoixPAC!$D$43,IF(AND($H$6=$G$6,Dimensionnement!$F$88=ChoixPAC!$C$7),ChoixPAC!$D$45,IF(AND($H$6=$G$6,Dimensionnement!$F$88=ChoixPAC!$C$8),ChoixPAC!$D$47,IF(AND($H$6=$G$6,Dimensionnement!$F$88=ChoixPAC!$C$9),ChoixPAC!$D$49,IF(AND($H$6=$G$6,Dimensionnement!$F$88=ChoixPAC!$C$10),$D$60,IF(AND($H$6=$G$7,Dimensionnement!$F$88=$C$6),$D$50,IF(AND($H$6=$G$7,Dimensionnement!$F$88=$C$7),$D$54,IF(Dimensionnement!$F$88=ChoixPAC!$C$11,ChoixPAC!$D$61,\"\"))))))))))","v":"OENOVIAPAC-C MB (Monobloc)"},1,{"$f":"IF(AND(Dimensionnement!$F$62=ChoixPAC!$G$6,ChoixPAC!$E$39=ChoixPAC!$G$12),CONCATENATE(\"2x \",I43),I43)","v":"OEnoviaPac-C MB 6 MR - E"},{"$f":"HLOOKUP(ChoixPAC!E38,D67:V76,2,FALSE)","v":"OEnoviaPac-C MB 6 MR - E"},{"$f":"IF($E$37=$D$61,6,4.5)","v":6},1]
[null,null,null,{"$f":"OFFRE!B35","v":"OENOVIAPAC-C FIRST (relève hydraulique)"},2,{"$f":"IF(Dimensionnement!$C$62=ChoixPAC!$E$7,$D$59,IF(AND($H$6=$G$6,Dimensionnement!$F$88=ChoixPAC!$C$6),ChoixPAC!$D$44,IF(AND($H$6=$G$6,Dimensionnement!$F$88=ChoixPAC!$C$7),ChoixPAC!$D$46,IF(AND($H$6=$G$6,Dimensionnement!$F$88=ChoixPAC!$C$8),ChoixPAC!$D$48,IF(AND($H$6=$G$6,Dimensionnement!$F$88=ChoixPAC!$C$9),\"\",IF(AND($H$6=$G$7,Dimensionnement!$F$88=$C$6),$D$51,IF(AND($H$6=$G$7,Dimensionnement!$F$88=$C$7),$D$55,IF(AND($H$6=$G$7,Dimensionnement!$F$88=$C$8),\"\",\"\"))))))))","v":""},0,{"$f":"IF(AND(Dimensionnement!$F$62=ChoixPAC!$G$6,ChoixPAC!$E$39=ChoixPAC!$G$12),CONCATENATE(\"2x \",I44),I44)","v":"OEnoviaPac-C MB 8 MR - E"},{"$f":"HLOOKUP(ChoixPAC!E38,D67:V76,3,FALSE)","v":"OEnoviaPac-C MB 8 MR - E"},{"$f":"IF($E$37=$D$61,8,6)","v":8},2]
[null,null,null,{"$f":"OFFRE!B36","v":"PAC-C COLONNE-CONF (relève électrique)"},3,{"$f":"IF(Dimensionnement!$C$62=ChoixPAC!$E$7,\"\",IF(AND($H$6=$G$6,Dimensionnement!$F$88=ChoixPAC!$C$6),\"\",IF(AND($H$6=$G$6,Dimensionnement!$F$88=ChoixPAC!$C$7),\"\",IF(AND($H$6=$G$6,Dimensionnement!$F$88=ChoixPAC!$C$8),\"\",IF(AND($H$6=$G$6,Dimensionnement!$F$88=ChoixPAC!$C$9),\"\",IF(AND($H$6=$G$7,Dimensionnement!$F$88=$C$6),$D$52,IF(AND($H$6=$G$7,Dimensionnement!$F$88=$C$7),$D$56,IF(AND($H$6=$G$7,Dimensionnement!$F$88=$C$8),\"\",\"\"))))))))","v":""},1,{"$f":"IF(AND(Dimensionnement!$F$62=ChoixPAC!$G$6,ChoixPAC!$E$39=ChoixPAC!$G$12),CONCATENATE(\"2x \",I45),I45)","v":"OEnoviaPac-C MB 11 MR - E"},{"$f":"HLOOKUP(ChoixPAC!E38,D67:V76,4,FALSE)","v":"OEnoviaPac-C MB 11 MR - E"},{"$f":"IF($E$37=$D$61,11,8)","v":11},3]
[null,null,null,{"$f":"OFFRE!B37","v":"PAC-C COLONNE-CONF (relève hydraulique)"},4,{"$f":"IF(Dimensionnement!$C$62=ChoixPAC!$E$7,\"\",IF(AND($H$6=$G$6,Dimensionnement!$F$88=ChoixPAC!$C$6),\"\",IF(AND($H$6=$G$6,Dimensionnement!$F$88=ChoixPAC!$C$7),\"\",IF(AND($H$6=$G$6,Dimensionnement!$F$88=ChoixPAC!$C$8),\"\",IF(AND($H$6=$G$6,Dimensionnement!$F$88=ChoixPAC!$C$9),\"\",IF(AND($H$6=$G$7,Dimensionnement!$F$88=$C$6),$D$53,IF(AND($H$6=$G$7,Dimensionnement!$F$88=$C$7),$D$57,IF(AND($H$6=$G$7,Dimensionnement!$F$88=$C$8),\"\",\"\"))))))))","v":""},0,{"$f":"IF(AND(Dimensionnement!$F$62=ChoixPAC!$G$6,ChoixPAC!$E$39=ChoixPAC!$G$12),CONCATENATE(\"2x \",I46),I46)","v":"OEnoviaPac-C MB 6 MR - H"},{"$f":"HLOOKUP(ChoixPAC!E38,D67:V76,5,FALSE)","v":"OEnoviaPac-C MB 6 MR - H"},{"$f":"IF($E$37=$D$61,6,11)","v":6},4]
[null,null,null,{"$f":"OFFRE!B38","v":"OEnoviaPac-Confort-2 (relève électrique)"},5,null,1,{"$f":"IF(AND(Dimensionnement!$F$62=ChoixPAC!$G$6,ChoixPAC!$E$39=ChoixPAC!$G$12),CONCATENATE(\"2x \",I47),I47)","v":"OEnoviaPac-C MB 8 MR - H"},{"$f":"HLOOKUP(ChoixPAC!E38,D67:V76,6,FALSE)","v":"OEnoviaPac-C MB 8 MR - H"},{"$f":"IF($E$37=$D$61,8,11)","v":8},5]
[null,null,null,{"$f":"OFFRE!B39","v":"OEnoviaPac-Confort-2 (relève chaudière)"},6,null,0,{"$f":"IF(AND(Dimensionnement!$F$62=ChoixPAC!$G$6,ChoixPAC!$E$39=ChoixPAC!$G$12),CONCATENATE(\"2x \",I48),I48)","v":"OEnoviaPac-C MB 11 MR - H"},{"$f":"HLOOKUP(ChoixPAC!E38,D67:V76,7,FALSE)","v":"OEnoviaPac-C MB 11 MR - H"},{"$f":"IF($E$37=$D$61,11,16)","v":11},6]
[null,null,null,{"$f":"OFFRE!B40","v":"OENOVIAPAC-C SLIM (relève électrique)"},7,null,1,{"$f":"IF(AND(Dimensionnement!$F$62=ChoixPAC!$G$6,ChoixPAC!$E$39=ChoixPAC!$G$12),CONCATENATE(\"2x \",I49),I49)","v":""},{"$f":"HLOOKUP(ChoixPAC!E38,D67:V76,8,FALSE)","v":""},{"$f":"IF($E$37=$D$61,\"\",16)","v":""},7]
[null,null,null,{"$f":"OFFRE!B41","v":""},8,null,0,{"$f":"IF(AND(Dimensionnement!$F$62=ChoixPAC!$G$6,ChoixPAC!$E$39=ChoixPAC!$G$12),CONCATENATE(\"2x \",I50),I50)","v":""},{"$f":"HLOOKUP(ChoixPAC!E38,D67:V76,9,FALSE)","v":""},{"$f":"IF($E$37=$D$61,\"\",22)","v":""},8]
[null,null,null,{"$f":"OFFRE!B42","v":"OEcOil-Hybrid OFSB (basse T°)"},9,null,0,{"$f":"IF(AND(Dimensionnement!$F$62=ChoixPAC!$G$6,ChoixPAC!$E$39=ChoixPAC!$G$12),CONCATENATE(\"2x \",I51),I51)","v":""},{"$f":"HLOOKUP(ChoixPAC!E38,D67:V76,10,FALSE)","v":""},{"$f":"IF($E$37=$D$61,\"\",27)","v":""},9]
[null,null,null,{"$f":"OFFRE!B43","v":"OEcOil-Hybrid OFSC (Condensation)"},10,null,0]
[null,null,null,{"$f":"OFFRE!B44","v":""},11,null,0]
[null,null,null,{"$f":"OFFRE!B45","v":"OEnoviaGaz-Hybrid V200 (Vertical)"},12,null,0]
[null,null,null,{"$f":"OFFRE!B46","v":"OEnoviaGaz-Hybrid B200 (Horizontal)"},13,null,0]
[null,null,null,{"$f":"OFFRE!B47","v":"OEnoviaGaz-Hybrid V200 (Vertical propane)"},14,null,0]
[null,null,null,{"$f":"OFFRE!B48","v":"OEnoviaGaz-Hybrid B200 (Horizontal propane)"},15,null,0]
[null,null,null,{"$f":"OFFRE!B49","v":"OEnoviaPac-GS (Sol/Eau)"},16,null,1]
[null,null,null,{"$f":"+OFFRE!B26","v":"OEnoviaPac-GS (Eau/Eau)"},17,null,1]
[null,null,null,{"$f":"+OFFRE!B27","v":""},18,null,1]
[null,null,null,{"$f":"+OFFRE!B28","v":"OENOVIAPAC-C MB (Monobloc)"},19,null,1]
[null,null,null,null,null,null,"elec (1) ou hydro (0)"]
[]
[]
[]
[null,null,null,"Alezio Evolution",null,"Alezio SV200",null,"HPI",null,"Compact","Alezio O Hybrid",null,null,null,"HPI G hybrid",null,"HPI G HYBRID Propane",null,"GSHP sol","GSHP nappe","STRATEO","HPI M"]
[null,null,"Code du modèle ",1,2,3,4,5,6,7,8,9,10,11,12,13,14,15,16,17,18,19]
[null,null,"Modèles disponibles",{"$f":"OFFRE!C55","v":"OENOVIAPAC-C FIRST  4,5 kW MONO - E"},{"$f":"OFFRE!D55","v":"OENOVIAPAC-C FIRST  4,5 kW MONO - H"},{"$f":"OFFRE!E55","v":"PAC-C COLONNE-CONF 4,5 kW MONO - E"},{"$f":"OFFRE!F55","v":"PAC-C COLONNE-CONF 4,5 kW MONO - H"},{"$f":"OFFRE!G55","v":"OEnoviaPac-Confort-2 4,5 kW MONO - E"},{"$f":"OFFRE!H55","v":"OEnoviaPac-Confort-2 4,5 kW MONO - H"},{"$f":"OFFRE!I55","v":"OENOVIAPAC-C SLIM 4,5 kW MONO"},{"$f":"OFFRE!J55","v":0},{"$f":"OFFRE!K55","v":"OEcOil-Hybrid OFSB 4,5 kW MONO"},{"$f":"OFFRE!L55","v":""},{"$f":"OFFRE!M55","v":0},{"$f":"OFFRE!N55","v":"OEnoviaGaz-Hybrid 4,5 kW MONO - V200"},{"$f":"OFFRE!O55","v":"OEnoviaGaz-Hybrid 4,5 kW MONO - B200"},{"$f":"OFFRE!P55","v":"OEnoviaGaz-Hybrid 4,5 kW MONO - V200 (propane)"},{"$f":"OFFRE!Q55","v":"OEnoviaGaz-Hybrid 4,5 kW MONO - B200 (propane)"},{"$f":"OFFRE!R55","v":"OEnoviaPAC-GS 5 MR"},{"$f":"OFFRE!S55","v":"OEnoviaPAC-GS 5  MR"},{"$f":"OFFRE!T55","v":"STRATEO 4,5 MONO"},{"$f":"OFFRE!U55","v":"OEnoviaPac-C MB 6 MR - E"}]
[null,null,null,{"$f":"OFFRE!C56","v":"OENOVIAPAC-C FIRST  6 kW MONO - E"},{"$f":"OFFRE!D56","v":"OENOVIAPAC-C FIRST  6 kW MONO - H"},{"$f":"OFFRE!E56","v":"PAC-C COLONNE-CONF 6 kW MONO - E"},{"$f":"OFFRE!F56","v":"PAC-C COLONNE-CONF 6 kW MONO - H"},{"$f":"OFFRE!G56","v":"OEnoviaPac-Confort-2 6 kW MONO - E"},{"$f":"OFFRE!H56","v":"OEnoviaPac-Confort-2 6 kW MONO - H"},{"$f":"OFFRE!I56","v":"OENOVIAPAC-C SLIM 6 kW MONO"},{"$f":"OFFRE!J56","v":0},{"$f":"OFFRE!K56","v":"OEcOil-Hybrid OFSB 6 kW MONO"},{"$f":"OFFRE!L56","v":"OEcOil-Hybrid OFSC 6 kW MONO"},{"$f":"OFFRE!M56","v":0},{"$f":"OFFRE!N56","v":"OEnoviaGaz-Hybrid 6 kW MONO - V200"},{"$f":"OFFRE!O56","v":"OEnoviaGaz-Hybrid 6 kW MONO - B200"},{"$f":"OFFRE!P56","v":"OEnoviaGaz-Hybrid 6 kW MONO - V200 (propane)"},{"$f":"OFFRE!Q56","v":"OEnoviaGaz-Hybrid 6 kW MONO - B200 (propane)"},{"$f":"OFFRE!R56","v":"OEnoviaPAC-GS 5 TR"},{"$f":"OFFRE!S56","v":"OEnoviaPAC-GS 5  TR"},{"$f":"OFFRE!T56","v":"STRATEO 6 MONO"},{"$f":"OFFRE!U56","v":"OEnoviaPac-C MB 8 MR - E"}]
[null,null,null,{"$f":"OFFRE!C57","v":"OENOVIAPAC-C FIRST  8 kW MONO - E"},{"$f":"OFFRE!D57","v":"OENOVIAPAC-C FIRST  8 kW MONO - H"},{"$f":"OFFRE!E57","v":"PAC-C COLONNE-CONF 8 kW MONO - E"},{"$f":"OFFRE!F57","v":"PAC-C COLONNE-CONF 8 kW MONO - H"},{"$f":"OFFRE!G57","v":"OEnoviaPac-Confort-2 8 kW MONO - E"},{"$f":"OFFRE!H57","v":"OEnoviaPac-Confort-2 8 kW MONO - H"},{"$f":"OFFRE!I57","v":"OENOVIAPAC-C SLIM 8 kW MONO"},{"$f":"OFFRE!J57","v":0},{"$f":"OFFRE!K57","v":"OEcOil-Hybrid OFSB 8 kW MONO"},{"$f":"OFFRE!L57","v":"OEcOil-Hybrid OFSC 8 kW MONO"},{"$f":"OFFRE!M57","v":0},{"$f":"OFFRE!N57","v":"OEnoviaGaz-Hybrid 8 kW MONO - V200"},{"$f":"OFFRE!O57","v":"OEnoviaGaz-Hybrid 8 kW MONO - B200"},{"$f":"OFFRE!P57","v":"OEnoviaGaz-Hybrid 8 kW MONO - V200 (propane)"},{"$f":"OFFRE!Q57","v":"OEnoviaGaz-Hybrid 8 kW MONO - B200 (propane)"},{"$f":"OFFRE!R57","v":"OEnoviaPAC-GS 9 MR"},{"$f":"OFFRE!S57","v":"OEnoviaPAC-GS 9  MR"},{"$f":"OFFRE!T57","v":"STRATEO 8 MONO"},{"$f":"OFFRE!U57","v":"OEnoviaPac-C MB 11 MR - E"}]
[null,null,null,{"$f":"OFFRE!C58","v":"OENOVIAPAC-C FIRST  11 kW MONO - E"},{"$f":"OFFRE!D58","v":"OENOVIAPAC-C FIRST  11 kW MONO - H"},{"$f":"OFFRE!E58","v":"PAC-C COLONNE-CONF 11 kW MONO - E"},{"$f":"OFFRE!F58","v":"PAC-C COLONNE-CONF 11 kW MONO - H"},{"$f":"OFFRE!G58","v":"OEnoviaPac-Confort-2 11kW MONO - E"},{"$f":"OFFRE!H58","v":"OEnoviaPac-Confort-2 11kW MONO - H"},{"$f":"OFFRE!I58","v":"OENOVIAPAC-C SLIM 11 kW MONO"},{"$f":"OFFRE!J58","v":0},{"$f":"OFFRE!K58","v":"OEcOil-Hybrid OFSB 11 kW MONO"},{"$f":"OFFRE!L58","v":"OEcOil-Hybrid OFSC 11 kW MONO"},{"$f":"OFFRE!M58","v":0},{"$f":"OFFRE!N58","v":"OEnoviaGaz-Hybrid 11 kW MONO - V200"},{"$f":"OFFRE!O58","v":"OEnoviaGaz-Hybrid 11 kW MONO - B200"},{"$f":"OFFRE!P58","v":"OEnoviaGaz-Hybrid 11 kW MONO - V200 (propane)"},{"$f":"OFFRE!Q58","v":"OEnoviaGaz-Hybrid 11 kW MONO - B200 (propane)"},{"$f":"OFFRE!R58","v":"OEnoviaPAC-GS 9 TR"},{"$f":"OFFRE!S58","v":"OEnoviaPAC-GS 9  TR"},{"$f":"\"\"","v":""},{"$f":"OFFRE!U58","v":"OEnoviaPac-C MB 6 MR - H"}]
[null,null,null,{"$f":"OFFRE!C59","v":"OENOVIAPAC-C FIRST  11 kW TRI - E"},{"$f":"OFFRE!D59","v":"OENOVIAPAC-C FIRST  11 kW TRI - H"},{"$f":"OFFRE!E59","v":"PAC-C COLONNE-CONF 11 kW TRI - E"},{"$f":"OFFRE!F59","v":"PAC-C COLONNE-CONF 11 kW TRI - H"},{"$f":"OFFRE!G59","v":"OEnoviaPac-Confort-2 11kW TRI - E"},{"$f":"OFFRE!H59","v":"OEnoviaPac-Confort-2 11kW TRI - H"},{"$f":"OFFRE!I59","v":"OENOVIAPAC-C SLIM 11 kW TRI"},{"$f":"OFFRE!J59","v":0},{"$f":"OFFRE!K59","v":"OEcOil-Hybrid OFSB 11 kW TRI"},{"$f":"OFFRE!L59","v":"OEcOil-Hybrid OFSC 11 kW TRI"},{"$f":"OFFRE!M59","v":0},{"$f":"OFFRE!N59","v":"OEnoviaGaz-Hybrid 11 kW TRI - V200"},{"$f":"OFFRE!O59","v":"OEnoviaGaz-Hybrid 11 kW TRI - B200"},{"$f":"OFFRE!P59","v":"OEnoviaGaz-Hybrid 11 kW TRI - V200 (propane)"},{"$f":"OFFRE!Q59","v":"OEnoviaGaz-Hybrid 11 kW TRI - B200 (propane)"},{"$f":"OFFRE!R59","v":"OEnoviaPAC-GS 12 MR"},{"$f":"OFFRE!S59","v":"OEnoviaPAC-GS 12  MR"},{"$f":"\"\"","v":""},{"$f":"OFFRE!U59","v":"OEnoviaPac-C MB 8 MR - H"}]
[null,null,null,{"$f":"OFFRE!C60","v":"OENOVIAPAC-C FIRST  16 kW MONO - E"},{"$f":"OFFRE!D60","v":"OENOVIAPAC-C FIRST  16 kW MONO - H"},{"$f":"OFFRE!E60","v":"PAC-C COLONNE-CONF 16 kW MONO - E"},{"$f":"OFFRE!F60","v":"PAC-C COLONNE-CONF 16 kW MONO - H"},{"$f":"OFFRE!G60","v":"OEnoviaPac-Confort-2 16kW MONO - E"},{"$f":"OFFRE!H60","v":"OEnoviaPac-Confort-2 16kW MONO - H"},{"$f":"OFFRE!I60","v":"OENOVIAPAC-C SLIM 16 kW MONO"},{"$f":"OFFRE!J60","v":0},{"$f":"OFFRE!K60","v":"OEcOil-Hybrid OFSB 16 kW MONO"},{"$f":"OFFRE!L60","v":"OEcOil-Hybrid OFSC 16 kW MONO"},{"$f":"OFFRE!M60","v":0},{"$f":"OFFRE!N60","v":"OEnoviaGaz-Hybrid 16 kW MONO - V200"},{"$f":"OFFRE!O60","v":"OEnoviaGaz-Hybrid 16 kW MONO - B200"},{"$f":"OFFRE!P60","v":"OEnoviaGaz-Hybrid 16 kW MONO - V200 (propane)"},{"$f":"OFFRE!Q60","v":"OEnoviaGaz-Hybrid 16 kW MONO - B200 (propane)"},{"$f":"OFFRE!R60","v":"OEnoviaPAC-GS 12 TR"},{"$f":"OFFRE!S60","v":"OEnoviaPAC-GS 12  TR"},{"$f":"\"\"","v":""},{"$f":"OFFRE!U60","v":"OEnoviaPac-C MB 11 MR - H"}]
[null,null,null,{"$f":"OFFRE!C61","v":"OENOVIAPAC-C FIRST  16 kW TRI - E"},{"$f":"OFFRE!D61","v":"OENOVIAPAC-C FIRST  16 kW TRI - H"},{"$f":"OFFRE!E61","v":"PAC-C COLONNE-CONF 16 kW TRI - E"},{"$f":"OFFRE!F61","v":"PAC-C COLONNE-CONF 16 kW TRI - H"},{"$f":"OFFRE!G61","v":"OEnoviaPac-Confort-2 16kW TRI - E"},{"$f":"OFFRE!H61","v":"OEnoviaPac-Confort-2 16kW TRI - H"},{"$f":"OFFRE!I61","v":"OENOVIAPAC-C SLIM 16 kW TRI"},{"$f":"OFFRE!J61","v":0},{"$f":"OFFRE!K61","v":"OEcOil-Hybrid OFSB 16 kW TRI"},{"$f":"OFFRE!L61","v":"OEcOil-Hybrid OFSC 16 kW TRI"},{"$f":"OFFRE!M61","v":0},{"$f":"OFFRE!N61","v":"OEnoviaGaz-Hybrid 16 kW TRI - V200"},{"$f":"OFFRE!O61","v":"OEnoviaGaz-Hybrid 16 kW TRI - B200"},{"$f":"OFFRE!P61","v":"OEnoviaGaz-Hybrid 16 kW TRI - V200 (propane)"},{"$f":"OFFRE!Q61","v":"OEnoviaGaz-Hybrid 16 kW TRI - B200 (propane)"},{"$f":"OFFRE!R61","v":"OEnoviaPAC-GS 15 TR"},{"$f":"OFFRE!S61","v":"OEnoviaPAC-GS 15  TR"},{"$f":"\"\"","v":""},{"$f":"\"\"","v":""}]
[null,null,null,{"$f":"OFFRE!C62","v":""},{"$f":"OFFRE!D62","v":""},{"$f":"OFFRE!E62","v":""},{"$f":"OFFRE!F62","v":""},{"$f":"OFFRE!G62","v":"OEnoviaPac-Confort-2 22kW TRI - E"},{"$f":"OFFRE!H62","v":"OEnoviaPac-Confort-2 22kW TRI - H"},{"$f":"OFFRE!I62","v":""},{"$f":"OFFRE!J62","v":0},{"$f":"OFFRE!K62","v":""},{"$f":"OFFRE!L62","v":""},{"$f":"OFFRE!M62","v":0},{"$f":"OFFRE!N62","v":""},{"$f":"OFFRE!O62","v":""},{"$f":"OFFRE!P62","v":""},{"$f":"OFFRE!Q62","v":""},{"$f":"OFFRE!R62","v":"OEnoviaPAC-GS 19 TR"},{"$f":"OFFRE!S62","v":"OEnoviaPAC-GS 19  TR"},{"$f":"\"\"","v":""},{"$f":"\"\"","v":""}]
[null,null,null,{"$f":"OFFRE!C63","v":""},{"$f":"OFFRE!D63","v":""},{"$f":"OFFRE!E63","v":""},{"$f":"OFFRE!F63","v":""},{"$f":"OFFRE!G63","v":"OEnoviaPac-Confort-2 27kW TRI - E"},{"$f":"OFFRE!H63","v":"OEnoviaPac-Confort-2 27kW TRI - H"},{"$f":"OFFRE!I63","v":""},{"$f":"OFFRE!J63","v":0},{"$f":"OFFRE!K63","v":""},{"$f":"OFFRE!L63","v":""},{"$f":"OFFRE!M63","v":0},{"$f":"OFFRE!N63","v":""},{"$f":"OFFRE!O63","v":""},{"$f":"OFFRE!P63","v":""},{"$f":"OFFRE!Q63","v":""},{"$f":"OFFRE!R63","v":"OEnoviaPAC-GS 27 TR"},{"$f":"OFFRE!S63","v":"OEnoviaPAC-GS 27  TR"},{"$f":"\"\"","v":""},{"$f":"\"\"","v":""}]
[]
[]
[]
[null,"Appoint électrique pour chaque PAC"]
[null,null,null,"MR","TR",null,"Gamme choisie",{"$f":"IF($E$37=$D$61,$C$100,IF(OR(E37=D47,E37=D48),C82,IF(OR(E37=D43,E37=D44),C85,IF(OR(E37=D45,E37=D46),C88,IF(E37=D49,C91,IF(OR(E37=D59,E37=D58),C94,IF(E37=D60,C97)))))))","v":"OEnoviaPac-C MB (Monobloc)"}]
[null,null,"OEnoviaPac Confort",2,4,null,"Type de modèle",{"$f":"IF($H$81=$C$97,\"MONO\",LEFT(H38,4))","v":"6 MR"}]
[null,null,null,6,12,null,"Pour recherche",{"$f":"IF($H$81=$C$100,\"MR\",IF($E$37=$D$59,\"MR\",IF(Dimensionnement!$C$62=ChoixPAC!$E$7,IF($H$82=\"MR\",\"MR\",\"TR\"),IF(H82=\"MONO\",\"MR\",\"TR\"))))","v":"MR"},"(pour la recherche de l'appoint élec , en G69)"]
[null,null,null,9,{"$f":"\"\"","v":""}]
[null,null,"OEnoviaPac-C First",2,3,null,"Sélection",{"$f":"INDEX($D$82:$E$102,G90,G91)","v":2}]
[null,null,null,4,6,null,null,{"$f":"INDEX($D$82:$E$102,G90+1,G91)","v":6}]
[null,null,null,6,9,null,null,{"$f":"INDEX($D$82:$E$102,G90+2,G91)","v":9}]
[null,null,"OEnoviaPac-C Colonne",3,3]
[null,null,null,6,6]
[null,null,null,{"$f":"\"\"","v":""},9,null,{"$f":"MATCH(H81,C82:C102,0)","v":19},"n° ligne"]
[null,null,"OEnoviaPac-C Slim","2",3,null,{"$f":"MATCH(H83,$D$81:$E$81,0)","v":1},"n° colonne"]
[null,null,null,4,6]
[null,null,null,6,9]
[null,null,"OEnoviaPac-C Slim",3,3]
[null,null,null,6,6]
[null,null,null,{"$f":"\"\"","v":""},9]
[null,null,"STRATEO",3,{"$f":"\"\"","v":""}]
[null,null,null,{"$f":"\"\"","v":""},{"$f":"\"\"","v":""}]
[null,null,null,{"$f":"\"\"","v":""},{"$f":"\"\"","v":""}]
[null,null,"OEnoviaPac-C MB (Monobloc)",2,4]
[null,null,null,6,12]
[null,null,null,9,{"$f":"\"\"","v":""}]
[]
[]
[]
[null,"Préparateur indépendant"]
[null,null,"OUI"]
[null,null,{"$f":"IF(OR(Dimensionnement!$F$91=ChoixPAC!$D$46,Dimensionnement!$F$91=ChoixPAC!$D$43),\"\",IF(AND(Dimensionnement!$F$97<>OFFRE!$E$62,Dimensionnement!$F$97<>OFFRE!$E$63,Dimensionnement!$F$97<>OFFRE!$D$62,Dimensionnement!$F$97<>OFFRE!$D$63),\"NON\",\"\"))","v":"NON"}]
[]
[null,"Prodution ECS par PAC"]
[null,null,"OUI"]
[null,null,"NON"]

{"sheet":"Offre Alezio G hybrid","index":20,"n_rows":265,"n_cols":22,"rows_kept":265,"cut":false,"hidden":true,"merged":[[163,9,221,9],[192,1,192,5],[3,1,3,4],[29,9,87,9],[76,1,76,4],[98,9,156,9],[128,1,128,5]]}
[]
[null,null,"Composition devis CAELIA (relève élec ou chaudière)"]
[]
["A garder ","ACCESSOIRES ET OPTIONS CAELIA UNIQUEMENT"]
[null,null,null,null,null,null,null,"Gamme",null,null,null,null,null,null,null,null,null,null,"Liste Chaudières possibles"]
[null,"Références","Désignation",null,"Prix",null,null,{"$f":"IF(Chiffrage!$B$18=OFFRE!$B$7,Chiffrage!$B$24,Chiffrage!$B$25)","v":"OENOVIAPAC-C MB (Monobloc)"},null,null,null,"Accessoires de régulation nécessaires pour les circuits indiqués :",null,null,null,null,null,null,"Nanéo 24/28 MI"]
[null,null,null,null,null,null,null,null,null,null,null,{"$f":"IF($H$18>1,CONCATENATE($H$18,\" circuits : \",$H$21),CONCATENATE($H$18,\" circuit : \",$H$21))","v":"1 circuit : Vanne"},null,null,null,null,null,null,"Nanéo 34/39 MI"]
[{"$f":"D8","v":"DY871"},100008296,{"$f":"VLOOKUP($B8,Tarif!$A:$D,2,FALSE)","v":"TERMINAL HORIZONTAL PPS  Ø 60/100 mm LG = 800 mm"},{"$f":"VLOOKUP($B8,Tarif!$A:$D,3,FALSE)","v":"DY871"},{"$f":"VLOOKUP($B8,Tarif!$A:$D,4,FALSE)","v":125},null,null,"Modèle",null,null,null,null,null,null,null,null,null,null,{"$f":"\"\"","v":""}]
[{"$f":"D9","v":"HR68"},"S101688",{"$f":"VLOOKUP($B9,Tarif!$A:$D,2,FALSE)","v":"ADAPTATEUR AIR/FUMEES D80/125"},{"$f":"VLOOKUP($B9,Tarif!$A:$D,3,FALSE)","v":"HR68"},{"$f":"VLOOKUP($B9,Tarif!$A:$D,4,FALSE)","v":27},null,null,{"$f":"IF(Chiffrage!$B$18=OFFRE!$B$7,Chiffrage!$G$24,Chiffrage!$G$25)","v":"OEnoviaPac-C MB 6 MR - E"},null,null,{"$f":"IFERROR(IF(VLOOKUP($H$21,OFFRE!$O$71:$AF$76,15,FALSE)=\"Disponible d'origine\",\"\",VLOOKUP($M$9,$A$7:$E$50,2,FALSE)),\"\")","v":7689751},{"$f":"IFERROR(IF(VLOOKUP($H$21,OFFRE!$O$71:$AF$76,15,FALSE)=\"Disponible d'origine\",VLOOKUP($H$21,OFFRE!$O$71:$AF$76,15,FALSE),VLOOKUP($M$9,$A$7:$E$50,3,FALSE)),\"\")","v":"KIT CARTE DE REGULATION 2nd CIRCUIT (VERSION B)"},{"$f":"IF(OR(VLOOKUP($H$21,OFFRE!$O$71:$AF$76,15,FALSE)=0,VLOOKUP($H$21,OFFRE!$O$71:$AF$76,15,FALSE)=\"Disponible d'origine\"),\"\",VLOOKUP($H$21,OFFRE!$O$71:$AF$76,15,FALSE))","v":"EH862"},{"$f":"IFERROR(IF(VLOOKUP($H$21,OFFRE!$O$71:$AF$76,15,FALSE)=\"Disponible d'origine\",\"\",VLOOKUP($M$9,$A$7:$E$50,5,FALSE)),\"\")","v":113},null,null,null,null,{"$f":"\"\"","v":""}]
["DY843",100002732,{"$f":"VLOOKUP($B10,Tarif!$A:$D,2,FALSE)","v":"TERMINAL VERTICAL PPS Ø 80/125 MM NOIR"},{"$f":"VLOOKUP($B10,Tarif!$A:$D,3,FALSE)","v":"DY843"},{"$f":"VLOOKUP($B10,Tarif!$A:$D,4,FALSE)","v":167},null,null,null,null,null,{"$f":"IFERROR(IF(VLOOKUP($H$21,OFFRE!$O$71:$AF$76,7,FALSE)=\"Disponible d'origine\",VLOOKUP($H$21,OFFRE!$O$71:$AF$76,7,FALSE),VLOOKUP($M$10,$A$7:$E$50,2,FALSE)),\"\")","v":""},{"$f":"IFERROR(IF(VLOOKUP($H$21,OFFRE!$O$71:$AF$76,7,FALSE)=\"Disponible d'origine\",VLOOKUP($H$21,OFFRE!$O$71:$AF$76,7,FALSE),VLOOKUP($M$10,$A$7:$E$50,3,FALSE)),\"\")","v":""},{"$f":"IF(OR(VLOOKUP($H$21,OFFRE!$O$71:$AF$76,7,FALSE)=0,VLOOKUP($H$21,OFFRE!$O$71:$AF$76,7,FALSE)=\"Disponible d'origine\"),\"\",VLOOKUP($H$21,OFFRE!$O$71:$AF$76,7,FALSE))","v":""},{"$f":"IFERROR(IF(VLOOKUP($H$21,OFFRE!$O$71:$AF$76,7,FALSE)=\"Disponible d'origine\",VLOOKUP($H$21,OFFRE!$O$71:$AF$76,7,FALSE),VLOOKUP($M$10,$A$7:$E$50,5,FALSE)),\"\")","v":""}]
["EH95",100011222,{"$f":"VLOOKUP($B11,Tarif!$A:$D,2,FALSE)","v":"SUPPORT MURALE & PLOTS ANTIVIBRATILES POUR  ROE-II AWHP 6-8"},{"$f":"VLOOKUP($B11,Tarif!$A:$D,3,FALSE)","v":"EH95"},{"$f":"VLOOKUP($B11,Tarif!$A:$D,4,FALSE)","v":181},null,null,"Type d'appoint"]
[null,null,null,null,null,null,null,{"$f":"IF(Chiffrage!$B$18=OFFRE!$B$7,Chiffrage!$J$24,Chiffrage!$J$25)","v":"Electrique"},null,"type séléction"]
[null,null,null,null,null,null,null,null,null,{"$f":"Chiffrage!$G$111","v":"Kit complet"}]
["EH879",7694974,{"$f":"VLOOKUP($B14,Tarif!$A:$D,2,FALSE)","v":"SUPPORT AU SOL CAOUTCHOUC 600MM"},{"$f":"VLOOKUP($B14,Tarif!$A:$D,3,FALSE)","v":"EH879"},{"$f":"VLOOKUP($B14,Tarif!$A:$D,4,FALSE)","v":119},null,null,"Pose unité ext"]
["EH114",100012535,{"$f":"VLOOKUP($B15,Tarif!$A:$D,2,FALSE)","v":"LIAISON FRIGORIFIQUE PE 5/8'' 3/8'' - LG 5m"},{"$f":"VLOOKUP($B15,Tarif!$A:$D,3,FALSE)","v":"EH114"},{"$f":"VLOOKUP($B15,Tarif!$A:$D,4,FALSE)","v":255},null,null,{"$f":"OFFRE!$O$23","v":"Au sol"}]
["EH115",100012536,{"$f":"VLOOKUP($B16,Tarif!$A:$D,2,FALSE)","v":"LIAISON FRIGORIFIQUE PE 5/8'' 3/8'' - LG 10m"},{"$f":"VLOOKUP($B16,Tarif!$A:$D,3,FALSE)","v":"EH115"},{"$f":"VLOOKUP($B16,Tarif!$A:$D,4,FALSE)","v":456}]
["EH116",100012537,{"$f":"VLOOKUP($B17,Tarif!$A:$D,2,FALSE)","v":"LIAISON FRIGORIFIQUE PE 5/8'' 3/8'' - LG 20m"},{"$f":"VLOOKUP($B17,Tarif!$A:$D,3,FALSE)","v":"EH116"},{"$f":"VLOOKUP($B17,Tarif!$A:$D,4,FALSE)","v":823},null,null,"nb circuit"]
["EH142",100015476,{"$f":"VLOOKUP($B18,Tarif!$A:$D,2,FALSE)","v":"LIAISON FRIGORIFIQUE PE 1/2\" 1/4\" - LG 10 m"},{"$f":"VLOOKUP($B18,Tarif!$A:$D,3,FALSE)","v":"EH142"},{"$f":"VLOOKUP($B18,Tarif!$A:$D,4,FALSE)","v":255},null,null,{"$f":"OFFRE!$N$23","v":1}]
["EH85",100008841,{"$f":"VLOOKUP($B19,Tarif!$A:$D,2,FALSE)","v":"BALLON TAMPON 80L B 80 T"},{"$f":"VLOOKUP($B19,Tarif!$A:$D,3,FALSE)","v":"EH85"},{"$f":"VLOOKUP($B19,Tarif!$A:$D,4,FALSE)","v":572}]
["EH60",100004415,{"$f":"VLOOKUP($B20,Tarif!$A:$D,2,FALSE)","v":"BALLON TAMPON 160L B 150 T"},{"$f":"VLOOKUP($B20,Tarif!$A:$D,3,FALSE)","v":"EH60"},{"$f":"VLOOKUP($B20,Tarif!$A:$D,4,FALSE)","v":857},null,null,"type circuit"]
["AD140",88017859,{"$f":"VLOOKUP($B21,Tarif!$A:$D,2,FALSE)","v":"THERMOSTAT D'AMBIANCE NON PROGRAMMABLE"},{"$f":"VLOOKUP($B21,Tarif!$A:$D,3,FALSE)","v":"AD140"},{"$f":"VLOOKUP($B21,Tarif!$A:$D,4,FALSE)","v":54},null,null,{"$f":"OFFRE!$N$26","v":"Vanne"}]
[{"$error":"#N/A"},88017855,{"$f":"VLOOKUP($B22,Tarif!$A:$D,2,FALSE)","v":{"$error":"#N/A"}},{"$f":"VLOOKUP($B22,Tarif!$A:$D,3,FALSE)","v":{"$error":"#N/A"}},{"$f":"VLOOKUP($B22,Tarif!$A:$D,4,FALSE)","v":{"$error":"#N/A"}}]
["AD192",88017018,{"$f":"VLOOKUP($B23,Tarif!$A:$D,2,FALSE)","v":"THERMOSTAT D AMBIANCE PROGRAMMABLE SANS FILS"},{"$f":"VLOOKUP($B23,Tarif!$A:$D,3,FALSE)","v":"AD192"},{"$f":"VLOOKUP($B23,Tarif!$A:$D,4,FALSE)","v":308},null,null,"Modèle de chaudière"]
[{"$error":"#N/A"},7691375,{"$f":"VLOOKUP($B24,Tarif!$A:$D,2,FALSE)","v":{"$error":"#N/A"}},{"$f":"VLOOKUP($B24,Tarif!$A:$D,3,FALSE)","v":{"$error":"#N/A"}},{"$f":"VLOOKUP($B24,Tarif!$A:$D,4,FALSE)","v":{"$error":"#N/A"}},null,null,{"$f":"OFFRE!$O$8","v":""}]
[{"$error":"#N/A"},7618227,{"$f":"VLOOKUP($B25,Tarif!$A:$D,2,FALSE)","v":{"$error":"#N/A"}},{"$f":"VLOOKUP($B25,Tarif!$A:$D,3,FALSE)","v":{"$error":"#N/A"}},{"$f":"VLOOKUP($B25,Tarif!$A:$D,4,FALSE)","v":{"$error":"#N/A"}},null,null,null,null,{"$f":"IF('Offre Alezio G hybrid'!$H$9=OFFRE!$P$55,1,0)","v":0},{"$f":"OFFRE!$P$55","v":"OEnoviaGaz-Hybrid 4,5 kW MONO - V200 (propane)"}]
["EH862",7689751,{"$f":"VLOOKUP($B26,Tarif!$A:$D,2,FALSE)","v":"KIT CARTE DE REGULATION 2nd CIRCUIT (VERSION B)"},{"$f":"VLOOKUP($B26,Tarif!$A:$D,3,FALSE)","v":"EH862"},{"$f":"VLOOKUP($B26,Tarif!$A:$D,4,FALSE)","v":113},null,null,null,null,"Appoint",{"$f":"OFFRE!$F$6","v":"Hydraulique par chaudière"}]
["HA255",7624902,{"$f":"VLOOKUP($B27,Tarif!$A:$D,2,FALSE)","v":"KIT CABLAGE PLANCHER CHAUFFANT DIRECT"},{"$f":"VLOOKUP($B27,Tarif!$A:$D,3,FALSE)","v":"HA255"},{"$f":"VLOOKUP($B27,Tarif!$A:$D,4,FALSE)","v":40}]
[{"$error":"#N/A"},7626700,{"$f":"VLOOKUP($B28,Tarif!$A:$D,2,FALSE)","v":{"$error":"#N/A"}},{"$f":"VLOOKUP($B28,Tarif!$A:$D,3,FALSE)","v":{"$error":"#N/A"}},{"$f":"VLOOKUP($B28,Tarif!$A:$D,4,FALSE)","v":{"$error":"#N/A"}}]
["EH572",7636899,{"$f":"VLOOKUP($B29,Tarif!$A:$D,2,FALSE)","v":"KIT SILENCIEUX MODULE EXTERIEUR"},{"$f":"VLOOKUP($B29,Tarif!$A:$D,3,FALSE)","v":"EH572"},{"$f":"VLOOKUP($B29,Tarif!$A:$D,4,FALSE)","v":66},null,null,null,null,null,null,null,null,null,null,null,null,"Si 4,5 MR choisi"]
["HZ64",7622433,{"$f":"VLOOKUP($B30,Tarif!$A:$D,2,FALSE)","v":"KIT SONDE CONDENSATION (0-10V)"},{"$f":"VLOOKUP($B30,Tarif!$A:$D,3,FALSE)","v":"HZ64"},{"$f":"VLOOKUP($B30,Tarif!$A:$D,4,FALSE)","v":420},null,null,null,null,"4,5 MR",null,{"$f":"IF($J$13=OFFRE!$H$23,\"Kit complet : PAC + accessoires\",\"\")","v":"Kit complet : PAC + accessoires"},null,null,null,null,{"$f":"IF(S39=\"\",0,1)","v":0},{"$f":"IF($J$25=1,K30,\"\")","v":""},{"$f":"IF($J$25=1,L30,\"\")","v":""},{"$f":"IF($J$25=1,M30,\"\")","v":""},{"$f":"IF($J$25=1,N30,\"\")","v":""},{"$f":"IF($J$25=1,O30,\"\")","v":""}]
["HK27",100019114,{"$f":"VLOOKUP($B31,Tarif!$A:$D,2,FALSE)","v":"KIT SONDE HYGRO RAFRAICHISSEMENT"},{"$f":"VLOOKUP($B31,Tarif!$A:$D,3,FALSE)","v":"HK27"},{"$f":"VLOOKUP($B31,Tarif!$A:$D,4,FALSE)","v":233},null,null,null,null,null,{"$f":"IF($J$13=OFFRE!$H$23,IF($H$24=$S$6,$B$105,$B$116),\"\")","v":""},{"$f":"IFERROR(VLOOKUP(K31,$B$7:$E$124,2,FALSE),\"\")","v":""},{"$f":"IFERROR(VLOOKUP(K31,$B$7:$E$124,3,FALSE),\"\")","v":"-"},{"$f":"IFERROR(VLOOKUP(K31,$B$7:$E$124,4,FALSE),\"\")","v":""},{"$f":"IF(K31=\"\",\"\",1)","v":""},null,null,{"$f":"IF($J$25=1,K31,\"\")","v":""},{"$f":"IF($J$25=1,L31,\"\")","v":""},{"$f":"IF($J$25=1,M31,\"\")","v":""},{"$f":"IF($J$25=1,N31,\"\")","v":""},{"$f":"IF($J$25=1,O31,\"\")","v":""}]
["EH896",100020045,{"$f":"VLOOKUP($B32,Tarif!$A:$D,2,FALSE)","v":"KIT FILTRE FERNOX TF1"},{"$f":"VLOOKUP($B32,Tarif!$A:$D,3,FALSE)","v":"EH896"},{"$f":"VLOOKUP($B32,Tarif!$A:$D,4,FALSE)","v":288},null,null,null,null,null,null,null,null,null,null,null,null,"","","","",""]
[null,null,null,null,null,null,null,null,null,null,null,{"$f":"IF($J$13=OFFRE!$H$24,\"Sélection personnalisée\",\"\")","v":""},null,null,null,null,null,"","","","",""]
[null,null,null,null,null,null,null,null,null,null,{"$f":"IF($J$13=OFFRE!$H$24,IF($H$24=$S$6,$B$95,$B$96),\"\")","v":""},{"$f":"IFERROR(VLOOKUP(K34,$B$7:$E$124,2,FALSE),\"\")","v":""},{"$f":"IFERROR(VLOOKUP(K34,$B$7:$E$124,3,FALSE),\"\")","v":"-"},{"$f":"IFERROR(VLOOKUP(K34,$B$7:$E$124,4,FALSE),\"\")","v":""},{"$f":"IF(K34=\"\",\"\",1)","v":""},null,null,"","","","",""]
[null,null,null,null,null,null,null,null,null,null,{"$f":"IF($J$13=OFFRE!$H$24,$B$80,\"\")","v":""},{"$f":"IFERROR(VLOOKUP(K35,$B$7:$E$124,2,FALSE),\"\")","v":""},{"$f":"IFERROR(VLOOKUP(K35,$B$7:$E$124,3,FALSE),\"\")","v":"-"},{"$f":"IFERROR(VLOOKUP(K35,$B$7:$E$124,4,FALSE),\"\")","v":""},{"$f":"IF(K35=\"\",\"\",1)","v":""},null,null,"","","","",""]
[null,null,null,null,null,null,null,null,null,null,{"$f":"IF($J$13=OFFRE!$H$24,$B$99,\"\")","v":""},{"$f":"IFERROR(VLOOKUP(K36,$B$7:$E$124,2,FALSE),\"\")","v":""},{"$f":"IFERROR(VLOOKUP(K36,$B$7:$E$124,3,FALSE),\"\")","v":"-"},{"$f":"IFERROR(VLOOKUP(K36,$B$7:$E$124,4,FALSE),\"\")","v":""},{"$f":"IF(K36=\"\",\"\",1)","v":""},null,null,"","","","",""]
[null,null,null,null,null,null,null,null,null,null,{"$f":"IF($J$13=OFFRE!$H$24,$B$102,\"\")","v":""},{"$f":"IFERROR(VLOOKUP(K37,$B$7:$E$124,2,FALSE),\"\")","v":""},{"$f":"IFERROR(VLOOKUP(K37,$B$7:$E$124,3,FALSE),\"\")","v":"-"},{"$f":"IFERROR(VLOOKUP(K37,$B$7:$E$124,4,FALSE),\"\")","v":""},{"$f":"IF(K37=\"\",\"\",1)","v":""},null,null,"","","","",""]
[null,null,null,null,null,null,null,null,null,null,null,{"$f":"IFERROR(VLOOKUP(K38,$B$7:$E$124,2,FALSE),\"\")","v":""},{"$f":"IFERROR(VLOOKUP(K38,$B$7:$E$124,3,FALSE),\"\")","v":""},{"$f":"IFERROR(VLOOKUP(K38,$B$7:$E$124,4,FALSE),\"\")","v":""},null,null,null,"","","","",""]
[null,null,null,null,null,null,null,null,null,null,null,"Accessoires de mise en œuvre",null,null,null,null,null,"","","","",""]
[null,null,null,null,null,null,null,null,null,null,{"$f":"IF($H$15=OFFRE!$H$16,'Offre Alezio G hybrid'!$B$11,'Offre Alezio G hybrid'!$B$14)","v":100011222},{"$f":"IFERROR(VLOOKUP(K40,$B$7:$E$124,2,FALSE),\"\")","v":"SUPPORT MURALE & PLOTS ANTIVIBRATILES POUR  ROE-II AWHP 6-8"},{"$f":"IFERROR(VLOOKUP(K40,$B$7:$E$124,3,FALSE),\"\")","v":"EH95"},{"$f":"IFERROR(VLOOKUP(K40,$B$7:$E$124,4,FALSE),\"\")","v":181},1,null,null,"","","","",""]
[null,null,null,null,null,null,null,null,null,null,{"$f":"$B$32","v":100020045},{"$f":"IFERROR(VLOOKUP(K41,$B$7:$E$124,2,FALSE),\"\")","v":"KIT FILTRE FERNOX TF1"},{"$f":"IFERROR(VLOOKUP(K41,$B$7:$E$124,3,FALSE),\"\")","v":"EH896"},{"$f":"IFERROR(VLOOKUP(K41,$B$7:$E$124,4,FALSE),\"\")","v":288},1,null,null,"","","","",""]
[null,null,null,null,null,null,null,null,null,null,null,null,null,null,null,null,null,"","","","",""]
[null,null,null,null,null,null,null,null,null,null,null,"Liaison frigorifique",null,null,null,null,null,"","","","",""]
[null,null,null,null,null,null,null,null,null,null,{"$f":"$B$18","v":100015476},{"$f":"IFERROR(VLOOKUP(K44,$B$7:$E$124,2,FALSE),\"\")","v":"LIAISON FRIGORIFIQUE PE 1/2\" 1/4\" - LG 10 m"},{"$f":"IFERROR(VLOOKUP(K44,$B$7:$E$124,3,FALSE),\"\")","v":"EH142"},{"$f":"IFERROR(VLOOKUP(K44,$B$7:$E$124,4,FALSE),\"\")","v":255},1,null,null,"","","","",""]
[null,null,null,null,null,null,null,null,null,null,null,null,null,null,null,null,null,"","","","",""]
[null,null,null,null,null,null,null,null,null,null,null,null,null,null,null,null,null,"","","","",""]
[null,null,null,null,null,null,null,null,null,null,null,null,null,null,null,null,null,"","","","",""]
[null,null,null,null,null,null,null,null,null,null,null,"Accessoires de la chaudière",null,null,null,null,null,"","","","",""]
[null,null,null,null,null,null,null,null,null,null,{"$f":"$B$8","v":100008296},{"$f":"IFERROR(VLOOKUP(K49,$B$7:$E$124,2,FALSE),\"\")","v":"TERMINAL HORIZONTAL PPS  Ø 60/100 mm LG = 800 mm"},{"$f":"IFERROR(VLOOKUP(K49,$B$7:$E$124,3,FALSE),\"\")","v":"DY871"},{"$f":"IFERROR(VLOOKUP(K49,$B$7:$E$124,4,FALSE),\"\")","v":125},null,null,null,"","","","",""]
[null,null,null,null,null,null,null,null,null,null,{"$f":"$B$9","v":"S101688"},{"$f":"IFERROR(VLOOKUP(K50,$B$7:$E$124,2,FALSE),\"\")","v":"ADAPTATEUR AIR/FUMEES D80/125"},{"$f":"IFERROR(VLOOKUP(K50,$B$7:$E$124,3,FALSE),\"\")","v":"HR68"},{"$f":"IFERROR(VLOOKUP(K50,$B$7:$E$124,4,FALSE),\"\")","v":27},null,null,null,"","","","",""]
[null,null,null,null,null,null,null,null,null,null,{"$f":"$B$10","v":100002732},"TERMINAL VERTICAL PPS Ø 80/125 MM NOIR","DY843",167,null,null,null,"","","","",""]
[null,null,null,null,null,null,null,null,null,null,null,"","","",null,null,null,"","","","",""]
[null,null,null,null,null,null,null,null,null,null,null,"","","",null,null,null,"","","","",""]
[null,null,null,null,null,null,null,null,null,null,null,"","","",null,null,null,"","","","",""]
[null,null,null,null,null,null,null,null,null,null,null,"","","",null,null,null,"","","","",""]
[null,null,null,null,null,null,null,null,null,null,null,"","","",null,null,null,"","","","",""]
[null,null,null,null,null,null,null,null,null,null,null,"","","",null,null,null,"","","","",""]
[null,null,null,null,null,null,null,null,null,null,null,"","","",null,null,null,"","","","",""]
[null,null,null,null,null,null,null,null,null,null,null,{"$f":"IFERROR(VLOOKUP(K59,$B$7:$E$124,2,FALSE),\"\")","v":""},{"$f":"IFERROR(VLOOKUP(K59,$B$7:$E$124,3,FALSE),\"\")","v":""},{"$f":"IFERROR(VLOOKUP(K59,$B$7:$E$124,4,FALSE),\"\")","v":""},null,null,null,"","","","",""]
[null,null,null,null,null,null,null,null,null,null,null,{"$f":"IF($H$24=OFFRE!$D$6,\"Ballons de production Eau Chaude Sanitaire\",\"\")","v":""},null,null,null,null,null,"","","","",""]
[null,null,null,null,null,null,null,null,null,null,{"$f":"IF($H$24=OFFRE!$D$6,$B$51,\"\")","v":""},{"$f":"IFERROR(VLOOKUP(K61,$B$7:$E$124,2,FALSE),\"\")","v":""},{"$f":"IFERROR(VLOOKUP(K61,$B$7:$E$124,3,FALSE),\"\")","v":"-"},{"$f":"IFERROR(VLOOKUP(K61,$B$7:$E$124,4,FALSE),\"\")","v":""},null,null,null,"","","","",""]
[null,null,null,null,null,null,null,null,null,null,{"$f":"IF($H$24=OFFRE!$D$6,$B$52,\"\")","v":""},"",{"$f":"IFERROR(VLOOKUP(K62,$B$7:$E$124,3,FALSE),\"\")","v":"-"},{"$f":"IFERROR(VLOOKUP(K62,$B$7:$E$124,4,FALSE),\"\")","v":""},null,null,null,"","","","",""]
[null,null,null,null,null,null,null,null,null,null,{"$f":"IF($H$24=OFFRE!$D$6,$B$53,\"\")","v":""},"","-","",null,null,null,"","","","",""]
[null,null,null,null,null,null,null,null,null,null,{"$f":"IF($H$24=OFFRE!$D$6,$B$54,\"\")","v":""},"","-","",null,null,null,"","","","",""]
[null,null,null,null,null,null,null,null,null,null,{"$f":"IF($H$24=OFFRE!$D$6,$B$55,\"\")","v":""},"","-","",null,null,null,"","","","",""]
[null,null,null,null,null,null,null,null,null,null,{"$f":"IF($H$24=OFFRE!$D$6,$B$56,\"\")","v":""},"","-","",null,null,null,"","","","",""]
[null,null,null,null,null,null,null,null,null,null,{"$f":"IF($H$24=OFFRE!$D$6,$B$57,\"\")","v":""},"","-","",null,null,null,"","","","",""]
[null,null,null,null,null,null,null,null,null,null,{"$f":"IF($H$24=OFFRE!$D$6,$B$58,\"\")","v":""},"","-","",null,null,null,"","","","",""]
[null,null,null,null,null,null,null,null,null,null,null,null,null,null,null,null,null,"","","","",""]
[null,null,null,null,null,null,null,null,null,null,null,"Ballons tampons",null,null,null,null,null,"","","","",""]
[null,null,null,null,null,null,null,null,null,null,{"$f":"$B$19","v":100008841},{"$f":"IFERROR(VLOOKUP(K71,$B$7:$E$124,2,FALSE),\"\")","v":"BALLON TAMPON 80L B 80 T"},{"$f":"IFERROR(VLOOKUP(K71,$B$7:$E$124,3,FALSE),\"\")","v":"EH85"},{"$f":"IFERROR(VLOOKUP(K71,$B$7:$E$124,4,FALSE),\"\")","v":572},null,null,null,"","","","",""]
[null,null,null,null,null,null,null,null,null,null,{"$f":"$B$20","v":100004415},{"$f":"IFERROR(VLOOKUP(K72,$B$7:$E$124,2,FALSE),\"\")","v":"BALLON TAMPON 160L B 150 T"},{"$f":"IFERROR(VLOOKUP(K72,$B$7:$E$124,3,FALSE),\"\")","v":"EH60"},{"$f":"IFERROR(VLOOKUP(K72,$B$7:$E$124,4,FALSE),\"\")","v":857},null,null,null,"","","","",""]
[null,null,null,null,null,null,null,null,null,null,null,null,null,null,null,null,null,"","","","",""]
[null,null,null,null,null,null,null,null,null,null,null,"Accessoires de régulation",null,null,null,null,null,"","","","",""]
[null,null,null,null,null,null,null,null,null,null,{"$f":"$B$21","v":88017859},{"$f":"IFERROR(VLOOKUP(K75,$B$7:$E$124,2,FALSE),\"\")","v":"THERMOSTAT D'AMBIANCE NON PROGRAMMABLE"},{"$f":"IFERROR(VLOOKUP(K75,$B$7:$E$124,3,FALSE),\"\")","v":"AD140"},{"$f":"IFERROR(VLOOKUP(K75,$B$7:$E$124,4,FALSE),\"\")","v":54},null,null,null,"","","","",""]
[null,null,null,null,null,null,null,null,null,null,{"$f":"$B$22","v":88017855},{"$f":"IFERROR(VLOOKUP(K76,$B$7:$E$124,2,FALSE),\"\")","v":""},{"$f":"IFERROR(VLOOKUP(K76,$B$7:$E$124,3,FALSE),\"\")","v":""},{"$f":"IFERROR(VLOOKUP(K76,$B$7:$E$124,4,FALSE),\"\")","v":""},null,null,null,"","","","",""]
[null,"CAELIA PAC/Unité int.-ext.",null,null,null,null,null,null,null,null,{"$f":"$B$23","v":88017018},"THERMOSTAT D AMBIANCE PROGRAMMABLE SANS FILS","AD192",308,null,null,null,"","","","",""]
[null,null,null,null,null,null,null,null,null,null,{"$f":"$B$24","v":7691375},"","","",1,null,null,"","","","",""]
[null,"unité ext.",null,null,null,null,null,null,null,null,{"$f":"$B$25","v":7618227},"","","",null,null,null,"","","","",""]
[{"$f":"D80","v":"EH616"},7656794,{"$f":"VLOOKUP($B80,Tarif!$A:$D,2,FALSE)","v":"AWHP 4.5 MR"},{"$f":"VLOOKUP($B80,Tarif!$A:$D,3,FALSE)","v":"EH616"},{"$f":"VLOOKUP($B80,Tarif!$A:$D,4,FALSE)","v":1963},null,null,null,null,null,{"$f":"$B$26","v":7689751},"KIT CARTE DE REGULATION 2nd CIRCUIT (VERSION B)","EH862",113,null,null,null,"","","","",""]
[{"$f":"D81","v":"EH672"},7668016,{"$f":"VLOOKUP($B81,Tarif!$A:$D,2,FALSE)","v":"AWHP 6 MR-3"},{"$f":"VLOOKUP($B81,Tarif!$A:$D,3,FALSE)","v":"EH672"},{"$f":"VLOOKUP($B81,Tarif!$A:$D,4,FALSE)","v":2366},null,null,null,null,null,{"$f":"$B$27","v":7624902},"KIT CABLAGE PLANCHER CHAUFFANT DIRECT","HA255",40,null,null,null,"","","","",""]
[{"$f":"D82","v":"EH381"},7609926,{"$f":"VLOOKUP($B82,Tarif!$A:$D,2,FALSE)","v":"AWHP 8 MR-2 "},{"$f":"VLOOKUP($B82,Tarif!$A:$D,3,FALSE)","v":"EH381"},{"$f":"VLOOKUP($B82,Tarif!$A:$D,4,FALSE)","v":3170},null,null,null,null,null,{"$f":"$B$28","v":7626700},"","","",null,null,null,"","","","",""]
[null,null,null,null,null,null,null,null,null,null,{"$f":"$B$29","v":7636899},"KIT SILENCIEUX MODULE EXTERIEUR","EH572",66,null,null,null,"","","","",""]
[null,null,null,null,null,null,null,null,null,null,{"$f":"$B$30","v":7622433},"KIT SONDE CONDENSATION (0-10V)","HZ64",420,null,null,null,"","","","",""]
[null,null,null,null,null,null,null,null,null,null,{"$f":"$B$31","v":100019114},"KIT SONDE HYGRO RAFRAICHISSEMENT","HK27",233,null,null,null,"","","","",""]
[null,null,null,null,null,null,null,null,null,null,null,"","","",null,null,null,"","","","",""]
[null,null,null,null,null,null,null,null,null,null,null,"","","",null,null,null,"","","","",""]
[null,null,null,null,null,null,null,null,null,null,null,"","","",null,null,null,"","","","",""]
[]
[]
[]
[]
[]
[null,"unité int. Élec",null,null,null,null,null,null,null,{"$f":"IF('Offre Alezio G hybrid'!$H$9=OFFRE!$P$56,1,0)","v":0},{"$f":"OFFRE!$P$56","v":"OEnoviaGaz-Hybrid 6 kW MONO - V200 (propane)"}]
[{"$f":"D95","v":{"$error":"#N/A"}},7622151,{"$f":"VLOOKUP($B95,Tarif!$A:$D,2,FALSE)","v":{"$error":"#N/A"}},{"$f":"VLOOKUP($B95,Tarif!$A:$D,3,FALSE)","v":{"$error":"#N/A"}},{"$f":"VLOOKUP($B95,Tarif!$A:$D,4,FALSE)","v":{"$error":"#N/A"}},null,null,null,null,"Appoint",{"$f":"OFFRE!$F$6","v":"Hydraulique par chaudière"}]
[{"$f":"D96","v":{"$error":"#N/A"}},null,{"$f":"VLOOKUP($B96,Tarif!$A:$D,2,FALSE)","v":{"$error":"#N/A"}},{"$f":"VLOOKUP($B96,Tarif!$A:$D,3,FALSE)","v":{"$error":"#N/A"}},{"$f":"VLOOKUP($B96,Tarif!$A:$D,4,FALSE)","v":{"$error":"#N/A"}}]
[]
[null,"Kit hydrau + habillage",null,null,null,null,null,null,null,null,null,null,null,null,null,null,null,"Si 6 MR choisi"]
[{"$f":"D99","v":{"$error":"#N/A"}},7625043,{"$f":"VLOOKUP($B99,Tarif!$A:$D,2,FALSE)","v":{"$error":"#N/A"}},{"$f":"VLOOKUP($B99,Tarif!$A:$D,3,FALSE)","v":{"$error":"#N/A"}},{"$f":"VLOOKUP($B99,Tarif!$A:$D,4,FALSE)","v":{"$error":"#N/A"}},null,null,null,null,"6 MR",null,{"$f":"IF($J$13=OFFRE!$H$23,\"Kit complet : PAC + accessoires\",\"\")","v":"Kit complet : PAC + accessoires"},null,null,null,null,{"$f":"IF(S108=\"\",0,1)","v":0},{"$f":"IF($J$94=1,K99,\"\")","v":""},{"$f":"IF($J$94=1,L99,\"\")","v":""},{"$f":"IF($J$94=1,M99,\"\")","v":""},{"$f":"IF($J$94=1,N99,\"\")","v":""},{"$f":"IF($J$94=1,O99,\"\")","v":""}]
[null,null,null,null,null,null,null,null,null,null,{"$f":"IF($J$13=OFFRE!$H$23,IF($H$24=$S$6,$B$106,$B$117),\"\")","v":""},{"$f":"IFERROR(VLOOKUP(K100,$B$7:$E$124,2,FALSE),\"\")","v":""},{"$f":"IFERROR(VLOOKUP(K100,$B$7:$E$124,3,FALSE),\"\")","v":"-"},{"$f":"IFERROR(VLOOKUP(K100,$B$7:$E$124,4,FALSE),\"\")","v":""},{"$f":"IF(K100=\"\",\"\",1)","v":""},null,null,{"$f":"IF($J$94=1,K100,\"\")","v":""},{"$f":"IF($J$94=1,L100,\"\")","v":""},{"$f":"IF($J$94=1,M100,\"\")","v":""},{"$f":"IF($J$94=1,N100,\"\")","v":""},{"$f":"IF($J$94=1,O100,\"\")","v":""}]
[null,"Kit hybride mural",null,null,null,null,null,null,null,null,null,null,null,null,null,null,null,"","","","",""]
[{"$f":"D102","v":{"$error":"#N/A"}},7627623,{"$f":"VLOOKUP($B102,Tarif!$A:$D,2,FALSE)","v":{"$error":"#N/A"}},{"$f":"VLOOKUP($B102,Tarif!$A:$D,3,FALSE)","v":{"$error":"#N/A"}},{"$f":"VLOOKUP($B102,Tarif!$A:$D,4,FALSE)","v":{"$error":"#N/A"}},null,null,null,null,null,null,{"$f":"IF($J$13=OFFRE!$H$24,\"Sélection personnalisée\",\"\")","v":""},null,null,null,null,null,"","","","",""]
[null,null,null,null,null,null,null,null,null,null,{"$f":"IF($J$13=OFFRE!$H$24,IF($H$24=$S$6,$B$95,$B$96),\"\")","v":""},{"$f":"IFERROR(VLOOKUP(K103,$B$7:$E$124,2,FALSE),\"\")","v":""},{"$f":"IFERROR(VLOOKUP(K103,$B$7:$E$124,3,FALSE),\"\")","v":"-"},{"$f":"IFERROR(VLOOKUP(K103,$B$7:$E$124,4,FALSE),\"\")","v":""},{"$f":"IF(K103=\"\",\"\",1)","v":""},null,null,"","","","",""]
[null,"PAC avec 24/28 MI",null,null,null,null,null,null,null,null,{"$f":"IF($J$13=OFFRE!$H$24,$B$81,\"\")","v":""},{"$f":"IFERROR(VLOOKUP(K104,$B$7:$E$124,2,FALSE),\"\")","v":""},{"$f":"IFERROR(VLOOKUP(K104,$B$7:$E$124,3,FALSE),\"\")","v":"-"},{"$f":"IFERROR(VLOOKUP(K104,$B$7:$E$124,4,FALSE),\"\")","v":""},{"$f":"IF(K104=\"\",\"\",1)","v":""},null,null,"","","","",""]
[{"$f":"D105","v":"-"},7670834,{"$f":"VLOOKUP($B105,Tarif!$A:$D,2,FALSE)","v":{"$error":"#N/A"}},"-",{"$f":"VLOOKUP($B105,Tarif!$A:$D,4,FALSE)","v":{"$error":"#N/A"}},null,null,null,null,null,{"$f":"IF($J$13=OFFRE!$H$24,$B$99,\"\")","v":""},{"$f":"IFERROR(VLOOKUP(K105,$B$7:$E$124,2,FALSE),\"\")","v":""},{"$f":"IFERROR(VLOOKUP(K105,$B$7:$E$124,3,FALSE),\"\")","v":"-"},{"$f":"IFERROR(VLOOKUP(K105,$B$7:$E$124,4,FALSE),\"\")","v":""},{"$f":"IF(K105=\"\",\"\",1)","v":""},null,null,"","","","",""]
[{"$f":"D106","v":"-"},7625562,{"$f":"VLOOKUP($B106,Tarif!$A:$D,2,FALSE)","v":{"$error":"#N/A"}},"-",{"$f":"VLOOKUP($B106,Tarif!$A:$D,4,FALSE)","v":{"$error":"#N/A"}},null,null,null,null,null,{"$f":"IF($J$13=OFFRE!$H$24,$B$102,\"\")","v":""},{"$f":"IFERROR(VLOOKUP(K106,$B$7:$E$124,2,FALSE),\"\")","v":""},{"$f":"IFERROR(VLOOKUP(K106,$B$7:$E$124,3,FALSE),\"\")","v":"-"},{"$f":"IFERROR(VLOOKUP(K106,$B$7:$E$124,4,FALSE),\"\")","v":""},{"$f":"IF(K106=\"\",\"\",1)","v":""},null,null,"","","","",""]
[{"$f":"D107","v":"-"},7625563,{"$f":"VLOOKUP($B107,Tarif!$A:$D,2,FALSE)","v":{"$error":"#N/A"}},"-",{"$f":"VLOOKUP($B107,Tarif!$A:$D,4,FALSE)","v":{"$error":"#N/A"}},null,null,null,null,null,null,{"$f":"IFERROR(VLOOKUP(K107,$B$7:$E$124,2,FALSE),\"\")","v":""},{"$f":"IFERROR(VLOOKUP(K107,$B$7:$E$124,3,FALSE),\"\")","v":""},{"$f":"IFERROR(VLOOKUP(K107,$B$7:$E$124,4,FALSE),\"\")","v":""},null,null,null,"","","","",""]
[null,null,null,null,null,null,null,null,null,null,null,"Accessoires de mise en œuvre",null,null,null,null,null,"","","","",""]
[null,null,null,null,null,null,null,null,null,null,{"$f":"IF($H$15=OFFRE!$H$16,'Offre Alezio G hybrid'!$B$11,'Offre Alezio G hybrid'!$B$14)","v":100011222},{"$f":"IFERROR(VLOOKUP(K109,$B$7:$E$124,2,FALSE),\"\")","v":"SUPPORT MURALE & PLOTS ANTIVIBRATILES POUR  ROE-II AWHP 6-8"},{"$f":"IFERROR(VLOOKUP(K109,$B$7:$E$124,3,FALSE),\"\")","v":"EH95"},{"$f":"IFERROR(VLOOKUP(K109,$B$7:$E$124,4,FALSE),\"\")","v":181},1,null,null,"","","","",""]
[null,null,null,null,null,null,null,null,null,null,{"$f":"$B$32","v":100020045},{"$f":"IFERROR(VLOOKUP(K110,$B$7:$E$124,2,FALSE),\"\")","v":"KIT FILTRE FERNOX TF1"},{"$f":"IFERROR(VLOOKUP(K110,$B$7:$E$124,3,FALSE),\"\")","v":"EH896"},{"$f":"IFERROR(VLOOKUP(K110,$B$7:$E$124,4,FALSE),\"\")","v":288},1,null,null,"","","","",""]
[null,null,null,null,null,null,null,null,null,null,null,null,null,null,null,null,null,"","","","",""]
[null,null,null,null,null,null,null,null,null,null,null,"Liaison frigorifique",null,null,null,null,null,"","","","",""]
[null,null,null,null,null,null,null,null,null,null,{"$f":"$B$18","v":100015476},{"$f":"IFERROR(VLOOKUP(K113,$B$7:$E$124,2,FALSE),\"\")","v":"LIAISON FRIGORIFIQUE PE 1/2\" 1/4\" - LG 10 m"},{"$f":"IFERROR(VLOOKUP(K113,$B$7:$E$124,3,FALSE),\"\")","v":"EH142"},{"$f":"IFERROR(VLOOKUP(K113,$B$7:$E$124,4,FALSE),\"\")","v":255},1,null,null,"","","","",""]
[null,null,null,null,null,null,null,null,null,null,null,null,null,null,null,null,null,"","","","",""]
[null,"PAC HM / HT",null,null,null,null,null,null,null,null,null,null,null,null,null,null,null,"","","","",""]
[{"$f":"D116","v":"-"},{"$f":"\"\"","v":""},{"$f":"VLOOKUP($B116,Tarif!$A:$D,2,FALSE)","v":{"$error":"#N/A"}},"-",{"$f":"VLOOKUP($B116,Tarif!$A:$D,4,FALSE)","v":{"$error":"#N/A"}},null,null,null,null,null,null,null,null,null,null,null,null,"","","","",""]
[{"$f":"D117","v":"-"},{"$f":"\"\"","v":""},{"$f":"VLOOKUP($B117,Tarif!$A:$D,2,FALSE)","v":{"$error":"#N/A"}},"-",{"$f":"VLOOKUP($B117,Tarif!$A:$D,4,FALSE)","v":{"$error":"#N/A"}},null,null,null,null,null,null,"Accessoires de la chaudière",null,null,null,null,null,"","","","",""]
[{"$f":"D118","v":"-"},{"$f":"\"\"","v":""},{"$f":"VLOOKUP($B118,Tarif!$A:$D,2,FALSE)","v":{"$error":"#N/A"}},"-",{"$f":"VLOOKUP($B118,Tarif!$A:$D,4,FALSE)","v":{"$error":"#N/A"}},null,null,null,null,null,{"$f":"$B$8","v":100008296},{"$f":"IFERROR(VLOOKUP(K118,$B$7:$E$124,2,FALSE),\"\")","v":"TERMINAL HORIZONTAL PPS  Ø 60/100 mm LG = 800 mm"},{"$f":"IFERROR(VLOOKUP(K118,$B$7:$E$124,3,FALSE),\"\")","v":"DY871"},{"$f":"IFERROR(VLOOKUP(K118,$B$7:$E$124,4,FALSE),\"\")","v":125},null,null,null,"","","","",""]
[null,null,null,null,null,null,null,null,null,null,{"$f":"$B$9","v":"S101688"},{"$f":"IFERROR(VLOOKUP(K119,$B$7:$E$124,2,FALSE),\"\")","v":"ADAPTATEUR AIR/FUMEES D80/125"},{"$f":"IFERROR(VLOOKUP(K119,$B$7:$E$124,3,FALSE),\"\")","v":"HR68"},{"$f":"IFERROR(VLOOKUP(K119,$B$7:$E$124,4,FALSE),\"\")","v":27},null,null,null,"","","","",""]
[null,null,null,null,null,null,null,null,null,null,{"$f":"$B$10","v":100002732},"TERMINAL VERTICAL PPS Ø 80/125 MM NOIR","DY843",167,null,null,null,"","","","",""]
[null,null,null,null,null,null,null,null,null,null,null,"","","",null,null,null,"","","","",""]
[null,null,null,null,null,null,null,null,null,null,null,"","","",null,null,null,"","","","",""]
[null,null,null,null,null,null,null,null,null,null,null,"","","",null,null,null,"","","","",""]
[null,null,null,null,null,null,null,null,null,null,null,"","","",null,null,null,"","","","",""]
[null,null,null,null,null,null,null,null,null,null,null,"","","",null,null,null,"","","","",""]
[null,null,null,null,null,null,null,null,null,null,null,"","","",null,null,null,"","","","",""]
[null,null,null,null,null,null,null,null,null,null,null,"","","",null,null,null,"","","","",""]
[null,null,null,null,null,"qté préco",null,null,null,null,null,"","","",null,null,null,"","","","",""]
[null,"Devis avec 0",null,null,null,null,null,null,null,null,null,{"$f":"IF($H$24=OFFRE!$D$6,\"Ballons de production Eau Chaude Sanitaire\",\"\")","v":""},null,null,null,null,null,"","","","",""]
[null,{"$f":"IF($Q$30=1,R30,IF($Q$99=1,R99,IF($Q$164=1,R164,\"\")))","v":""},{"$f":"IF($Q$30=1,S30,IF($Q$99=1,S99,IF($Q$164=1,S164,\"\")))","v":""},{"$f":"IF($Q$30=1,T30,IF($Q$99=1,T99,IF($Q$164=1,T164,\"\")))","v":""},{"$f":"IF($Q$30=1,U30,IF($Q$99=1,U99,IF($Q$164=1,U164,\"\")))","v":""},{"$f":"IF($Q$30=1,V30,IF($Q$99=1,V99,IF($Q$164=1,V164,\"\")))","v":""},null,null,null,null,{"$f":"IF($H$24=OFFRE!$D$6,$B$51,\"\")","v":""},{"$f":"IFERROR(VLOOKUP(K130,$B$7:$E$124,2,FALSE),\"\")","v":""},{"$f":"IFERROR(VLOOKUP(K130,$B$7:$E$124,3,FALSE),\"\")","v":"-"},{"$f":"IFERROR(VLOOKUP(K130,$B$7:$E$124,4,FALSE),\"\")","v":""},null,null,null,"","","","",""]
[null,{"$f":"IF($Q$30=1,R31,IF($Q$99=1,R100,IF($Q$164=1,R165,\"\")))","v":""},{"$f":"IF($Q$30=1,S31,IF($Q$99=1,S100,IF($Q$164=1,S165,\"\")))","v":""},{"$f":"IF($Q$30=1,T31,IF($Q$99=1,T100,IF($Q$164=1,T165,\"\")))","v":""},{"$f":"IF($Q$30=1,U31,IF($Q$99=1,U100,IF($Q$164=1,U165,\"\")))","v":""},{"$f":"IF($Q$30=1,V31,IF($Q$99=1,V100,IF($Q$164=1,V165,\"\")))","v":""},null,null,null,null,{"$f":"IF($H$24=OFFRE!$D$6,$B$52,\"\")","v":""},"",{"$f":"IFERROR(VLOOKUP(K131,$B$7:$E$124,3,FALSE),\"\")","v":"-"},{"$f":"IFERROR(VLOOKUP(K131,$B$7:$E$124,4,FALSE),\"\")","v":""},null,null,null,"","","","",""]
[null,"","","","","",null,null,null,null,{"$f":"IF($H$24=OFFRE!$D$6,$B$53,\"\")","v":""},"","-","",null,null,null,"","","","",""]
[null,"","","","","",null,null,null,null,{"$f":"IF($H$24=OFFRE!$D$6,$B$54,\"\")","v":""},"","-","",null,null,null,"","","","",""]
[null,"","","","","",null,null,null,null,{"$f":"IF($H$24=OFFRE!$D$6,$B$55,\"\")","v":""},"","-","",null,null,null,"","","","",""]
[null,"","","","","",null,null,null,null,{"$f":"IF($H$24=OFFRE!$D$6,$B$56,\"\")","v":""},"","-","",null,null,null,"","","","",""]
[null,"","","","","",null,null,null,null,{"$f":"IF($H$24=OFFRE!$D$6,$B$57,\"\")","v":""},"","-","",null,null,null,"","","","",""]
[null,"","","","","",null,null,null,null,{"$f":"IF($H$24=OFFRE!$D$6,$B$58,\"\")","v":""},"","-","",null,null,null,"","","","",""]
[null,"","","","","",null,null,null,null,null,null,null,null,null,null,null,"","","","",""]
[null,"","","","","",null,null,null,null,null,"Ballons tampons",null,null,null,null,null,"","","","",""]
[null,"","","","","",null,null,null,null,{"$f":"$B$19","v":100008841},{"$f":"IFERROR(VLOOKUP(K140,$B$7:$E$124,2,FALSE),\"\")","v":"BALLON TAMPON 80L B 80 T"},{"$f":"IFERROR(VLOOKUP(K140,$B$7:$E$124,3,FALSE),\"\")","v":"EH85"},{"$f":"IFERROR(VLOOKUP(K140,$B$7:$E$124,4,FALSE),\"\")","v":572},null,null,null,"","","","",""]
[null,"","","","","",null,null,null,null,{"$f":"$B$20","v":100004415},{"$f":"IFERROR(VLOOKUP(K141,$B$7:$E$124,2,FALSE),\"\")","v":"BALLON TAMPON 160L B 150 T"},{"$f":"IFERROR(VLOOKUP(K141,$B$7:$E$124,3,FALSE),\"\")","v":"EH60"},{"$f":"IFERROR(VLOOKUP(K141,$B$7:$E$124,4,FALSE),\"\")","v":857},null,null,null,"","","","",""]
[null,"","","","","",null,null,null,null,null,null,null,null,null,null,null,"","","","",""]
[null,"","","","","",null,null,null,null,null,"Accessoires de régulation",null,null,null,null,null,"","","","",""]
[null,"","","","","",null,null,null,null,{"$f":"$B$21","v":88017859},{"$f":"IFERROR(VLOOKUP(K144,$B$7:$E$124,2,FALSE),\"\")","v":"THERMOSTAT D'AMBIANCE NON PROGRAMMABLE"},{"$f":"IFERROR(VLOOKUP(K144,$B$7:$E$124,3,FALSE),\"\")","v":"AD140"},{"$f":"IFERROR(VLOOKUP(K144,$B$7:$E$124,4,FALSE),\"\")","v":54},null,null,null,"","","","",""]
[null,"","","","","",null,null,null,null,{"$f":"$B$22","v":88017855},{"$f":"IFERROR(VLOOKUP(K145,$B$7:$E$124,2,FALSE),\"\")","v":""},{"$f":"IFERROR(VLOOKUP(K145,$B$7:$E$124,3,FALSE),\"\")","v":""},{"$f":"IFERROR(VLOOKUP(K145,$B$7:$E$124,4,FALSE),\"\")","v":""},null,null,null,"","","","",""]
[null,"","","","","",null,null,null,null,{"$f":"$B$23","v":88017018},"THERMOSTAT D AMBIANCE PROGRAMMABLE SANS FILS","AD192",308,null,null,null,"","","","",""]
[null,"","","","","",null,null,null,null,{"$f":"$B$24","v":7691375},"","","",1,null,null,"","","","",""]
[null,"","","","","",null,null,null,null,{"$f":"$B$25","v":7618227},"","","",null,null,null,"","","","",""]
[null,"","","","","",null,null,null,null,{"$f":"$B$26","v":7689751},"KIT CARTE DE REGULATION 2nd CIRCUIT (VERSION B)","EH862",113,null,null,null,"","","","",""]
[null,"","","","","",null,null,null,null,{"$f":"$B$27","v":7624902},"KIT CABLAGE PLANCHER CHAUFFANT DIRECT","HA255",40,null,null,null,"","","","",""]
[null,"","","","","",null,null,null,null,{"$f":"$B$28","v":7626700},"","","",null,null,null,"","","","",""]
[null,"","","","","",null,null,null,null,{"$f":"$B$29","v":7636899},"KIT SILENCIEUX MODULE EXTERIEUR","EH572",66,null,null,null,"","","","",""]
[null,"","","","","",null,null,null,null,{"$f":"$B$30","v":7622433},"KIT SONDE CONDENSATION (0-10V)","HZ64",420,null,null,null,"","","","",""]
[null,"","","","","",null,null,null,null,{"$f":"$B$31","v":100019114},"KIT SONDE HYGRO RAFRAICHISSEMENT","HK27",233,null,null,null,"","","","",""]
[null,"","","","","",null,null,null,null,null,"","","",null,null,null,"","","","",""]
[null,"","","","","",null,null,null,null,null,"","","",null,null,null,"","","","",""]
[null,"","","","","",null,null,null,null,null,"","","",null,null,null,"","","","",""]
[null,"","","","",""]
[null,"","","","","",null,null,null,{"$f":"IF('Offre Alezio G hybrid'!$H$9=OFFRE!$P$57,1,0)","v":0},{"$f":"OFFRE!$P$57","v":"OEnoviaGaz-Hybrid 8 kW MONO - V200 (propane)"}]
[null,"","","","","",null,null,null,"Appoint",{"$f":"OFFRE!$F$6","v":"Hydraulique par chaudière"}]
[null,"","","","",""]
[null,"","","","",""]
[null,"","","","","",null,null,null,null,null,null,null,null,null,null,null,"Si 8 MR choisi"]
[null,"","","","","",null,null,null,"8 MR",null,{"$f":"IF($J$13=OFFRE!$H$23,\"Kit complet : PAC + accessoires\",\"\")","v":"Kit complet : PAC + accessoires"},null,null,null,null,{"$f":"IF(S173=\"\",0,1)","v":0},{"$f":"IF($J$159=1,K164,\"\")","v":""},{"$f":"IF($J$159=1,L164,\"\")","v":""},{"$f":"IF($J$159=1,M164,\"\")","v":""},{"$f":"IF($J$159=1,N164,\"\")","v":""},{"$f":"IF($J$159=1,O164,\"\")","v":""}]
[null,"","","","","",null,null,null,null,{"$f":"IF($J$13=OFFRE!$H$23,IF($H$24=$S$6,$B$107,$B$118),\"\")","v":""},{"$f":"IFERROR(VLOOKUP(K165,$B$7:$E$124,2,FALSE),\"\")","v":""},{"$f":"IFERROR(VLOOKUP(K165,$B$7:$E$124,3,FALSE),\"\")","v":"-"},{"$f":"IFERROR(VLOOKUP(K165,$B$7:$E$124,4,FALSE),\"\")","v":""},{"$f":"IF(K165=\"\",\"\",1)","v":""},null,null,{"$f":"IF($J$159=1,K165,\"\")","v":""},{"$f":"IF($J$159=1,L165,\"\")","v":""},{"$f":"IF($J$159=1,M165,\"\")","v":""},{"$f":"IF($J$159=1,N165,\"\")","v":""},{"$f":"IF($J$159=1,O165,\"\")","v":""}]
[null,"","","","","",null,null,null,null,null,null,null,null,null,null,null,"","","","",""]
[null,"","","","","",null,null,null,null,null,{"$f":"IF($J$13=OFFRE!$H$24,\"Sélection personnalisée\",\"\")","v":""},null,null,null,null,null,"","","","",""]
[null,"","","","","",null,null,null,null,{"$f":"IF($J$13=OFFRE!$H$24,IF($H$24=$S$6,$B$95,$B$96),\"\")","v":""},{"$f":"IFERROR(VLOOKUP(K168,$B$7:$E$124,2,FALSE),\"\")","v":""},{"$f":"IFERROR(VLOOKUP(K168,$B$7:$E$124,3,FALSE),\"\")","v":"-"},{"$f":"IFERROR(VLOOKUP(K168,$B$7:$E$124,4,FALSE),\"\")","v":""},{"$f":"IF(K168=\"\",\"\",1)","v":""},null,null,"","","","",""]
[null,"","","","","",null,null,null,null,{"$f":"IF($J$13=OFFRE!$H$24,$B$82,\"\")","v":""},{"$f":"IFERROR(VLOOKUP(K169,$B$7:$E$124,2,FALSE),\"\")","v":""},{"$f":"IFERROR(VLOOKUP(K169,$B$7:$E$124,3,FALSE),\"\")","v":"-"},{"$f":"IFERROR(VLOOKUP(K169,$B$7:$E$124,4,FALSE),\"\")","v":""},{"$f":"IF(K169=\"\",\"\",1)","v":""},null,null,"","","","",""]
[null,"","","","","",null,null,null,null,{"$f":"IF($J$13=OFFRE!$H$24,$B$99,\"\")","v":""},{"$f":"IFERROR(VLOOKUP(K170,$B$7:$E$124,2,FALSE),\"\")","v":""},{"$f":"IFERROR(VLOOKUP(K170,$B$7:$E$124,3,FALSE),\"\")","v":"-"},{"$f":"IFERROR(VLOOKUP(K170,$B$7:$E$124,4,FALSE),\"\")","v":""},{"$f":"IF(K170=\"\",\"\",1)","v":""},null,null,"","","","",""]
[null,"","","","","",null,null,null,null,{"$f":"IF($J$13=OFFRE!$H$24,$B$102,\"\")","v":""},{"$f":"IFERROR(VLOOKUP(K171,$B$7:$E$124,2,FALSE),\"\")","v":""},{"$f":"IFERROR(VLOOKUP(K171,$B$7:$E$124,3,FALSE),\"\")","v":"-"},{"$f":"IFERROR(VLOOKUP(K171,$B$7:$E$124,4,FALSE),\"\")","v":""},{"$f":"IF(K171=\"\",\"\",1)","v":""},null,null,"","","","",""]
[null,"","","","","",null,null,null,null,null,{"$f":"IFERROR(VLOOKUP(K172,$B$7:$E$124,2,FALSE),\"\")","v":""},{"$f":"IFERROR(VLOOKUP(K172,$B$7:$E$124,3,FALSE),\"\")","v":""},{"$f":"IFERROR(VLOOKUP(K172,$B$7:$E$124,4,FALSE),\"\")","v":""},null,null,null,"","","","",""]
[null,"","","","","",null,null,null,null,null,"Accessoires de mise en œuvre",null,null,null,null,null,"","","","",""]
[null,"","","","","",null,null,null,null,{"$f":"IF($H$15=OFFRE!$H$16,'Offre Alezio G hybrid'!$B$11,'Offre Alezio G hybrid'!$B$14)","v":100011222},{"$f":"IFERROR(VLOOKUP(K174,$B$7:$E$124,2,FALSE),\"\")","v":"SUPPORT MURALE & PLOTS ANTIVIBRATILES POUR  ROE-II AWHP 6-8"},{"$f":"IFERROR(VLOOKUP(K174,$B$7:$E$124,3,FALSE),\"\")","v":"EH95"},{"$f":"IFERROR(VLOOKUP(K174,$B$7:$E$124,4,FALSE),\"\")","v":181},1,null,null,"","","","",""]
[null,"","","","","",null,null,null,null,{"$f":"$B$32","v":100020045},{"$f":"IFERROR(VLOOKUP(K175,$B$7:$E$124,2,FALSE),\"\")","v":"KIT FILTRE FERNOX TF1"},{"$f":"IFERROR(VLOOKUP(K175,$B$7:$E$124,3,FALSE),\"\")","v":"EH896"},{"$f":"IFERROR(VLOOKUP(K175,$B$7:$E$124,4,FALSE),\"\")","v":288},1,null,null,"","","","",""]
[null,"","","","","",null,null,null,null,null,null,null,null,null,null,null,"","","","",""]
[null,"","","","","",null,null,null,null,null,"Liaison frigorifique",null,null,null,null,null,"","","","",""]
[null,"","","","","",null,null,null,null,{"$f":"$B$15","v":100012535},{"$f":"IFERROR(VLOOKUP(K178,$B$7:$E$124,2,FALSE),\"\")","v":"LIAISON FRIGORIFIQUE PE 5/8'' 3/8'' - LG 5m"},{"$f":"IFERROR(VLOOKUP(K178,$B$7:$E$124,3,FALSE),\"\")","v":"EH114"},{"$f":"IFERROR(VLOOKUP(K178,$B$7:$E$124,4,FALSE),\"\")","v":255},1,null,null,"","","","",""]
[null,"","","","","",null,null,null,null,{"$f":"$B$16","v":100012536},{"$f":"IFERROR(VLOOKUP(K179,$B$7:$E$124,2,FALSE),\"\")","v":"LIAISON FRIGORIFIQUE PE 5/8'' 3/8'' - LG 10m"},{"$f":"IFERROR(VLOOKUP(K179,$B$7:$E$124,3,FALSE),\"\")","v":"EH115"},{"$f":"IFERROR(VLOOKUP(K179,$B$7:$E$124,4,FALSE),\"\")","v":456},null,null,null,"","","","",""]
[null,"","","","","",null,null,null,null,{"$f":"$B$17","v":100012537},{"$f":"IFERROR(VLOOKUP(K180,$B$7:$E$124,2,FALSE),\"\")","v":"LIAISON FRIGORIFIQUE PE 5/8'' 3/8'' - LG 20m"},{"$f":"IFERROR(VLOOKUP(K180,$B$7:$E$124,3,FALSE),\"\")","v":"EH116"},{"$f":"IFERROR(VLOOKUP(K180,$B$7:$E$124,4,FALSE),\"\")","v":823},null,null,null,"","","","",""]
[null,"","","","","",null,null,null,null,null,null,null,null,null,null,null,"","","","",""]
[null,"","","","","",null,null,null,null,null,"Accessoires de la chaudière",null,null,null,null,null,"","","","",""]
[null,"","","","","",null,null,null,null,{"$f":"$B$8","v":100008296},{"$f":"IFERROR(VLOOKUP(K183,$B$7:$E$124,2,FALSE),\"\")","v":"TERMINAL HORIZONTAL PPS  Ø 60/100 mm LG = 800 mm"},{"$f":"IFERROR(VLOOKUP(K183,$B$7:$E$124,3,FALSE),\"\")","v":"DY871"},{"$f":"IFERROR(VLOOKUP(K183,$B$7:$E$124,4,FALSE),\"\")","v":125},null,null,null,"","","","",""]
[null,"","","","","",null,null,null,null,{"$f":"$B$9","v":"S101688"},{"$f":"IFERROR(VLOOKUP(K184,$B$7:$E$124,2,FALSE),\"\")","v":"ADAPTATEUR AIR/FUMEES D80/125"},{"$f":"IFERROR(VLOOKUP(K184,$B$7:$E$124,3,FALSE),\"\")","v":"HR68"},{"$f":"IFERROR(VLOOKUP(K184,$B$7:$E$124,4,FALSE),\"\")","v":27},null,null,null,"","","","",""]
[null,"","","","","",null,null,null,null,{"$f":"$B$10","v":100002732},"TERMINAL VERTICAL PPS Ø 80/125 MM NOIR","DY843",167,null,null,null,"","","","",""]
[null,"","","","","",null,null,null,null,null,"","","",null,null,null,"","","","",""]
[null,"","","","","",null,null,null,null,null,"","","",null,null,null,"","","","",""]
[null,"","","","","",null,null,null,null,null,"","","",null,null,null,"","","","",""]
[null,null,null,null,null,null,null,null,null,null,null,"","","",null,null,null,"","","","",""]
[null,null,null,null,null,null,null,null,null,null,null,"","","",null,null,null,"","","","",""]
[null,null,null,null,null,null,null,null,null,null,null,"","","",null,null,null,"","","","",""]
[null,null,null,null,null,"qté préco",null,null,null,null,null,"","","",null,null,null,"","","","",""]
[null,"Devis final",null,null,null,null,null,null,null,null,null,"","","",null,null,null,"","","","",""]
[null,{"$f":"IF(B130=0,\"\",B130)","v":""},{"$f":"IF(C130=0,\"\",C130)","v":""},{"$f":"IF(D130=0,\"\",D130)","v":""},{"$f":"IF(E130=0,\"\",E130)","v":""},{"$f":"IF(F130=0,\"\",F130)","v":""},null,null,null,null,null,{"$f":"IF($H$24=OFFRE!$D$6,\"Ballons de production Eau Chaude Sanitaire\",\"\")","v":""},null,null,null,null,null,"","","","",""]
[null,{"$f":"IF(B131=0,\"\",B131)","v":""},"","",{"$f":"IF(E131=0,\"\",E131)","v":""},{"$f":"IF(F131=0,\"\",F131)","v":""},null,null,null,null,{"$f":"IF($H$24=OFFRE!$D$6,$B$51,\"\")","v":""},{"$f":"IFERROR(VLOOKUP(K195,$B$7:$E$124,2,FALSE),\"\")","v":""},{"$f":"IFERROR(VLOOKUP(K195,$B$7:$E$124,3,FALSE),\"\")","v":"-"},{"$f":"IFERROR(VLOOKUP(K195,$B$7:$E$124,4,FALSE),\"\")","v":""},null,null,null,"","","","",""]
[null,"","","","","",null,null,null,null,{"$f":"IF($H$24=OFFRE!$D$6,$B$52,\"\")","v":""},"",{"$f":"IFERROR(VLOOKUP(K196,$B$7:$E$124,3,FALSE),\"\")","v":"-"},{"$f":"IFERROR(VLOOKUP(K196,$B$7:$E$124,4,FALSE),\"\")","v":""},null,null,null,"","","","",""]
[null,"","","","","",null,null,null,null,{"$f":"IF($H$24=OFFRE!$D$6,$B$53,\"\")","v":""},"","-","",null,null,null,"","","","",""]
[null,"","","","","",null,null,null,null,{"$f":"IF($H$24=OFFRE!$D$6,$B$54,\"\")","v":""},"","-","",null,null,null,"","","","",""]
[null,"","","","","",null,null,null,null,{"$f":"IF($H$24=OFFRE!$D$6,$B$55,\"\")","v":""},"","-","",null,null,null,"","","","",""]
[null,"","","","","",null,null,null,null,{"$f":"IF($H$24=OFFRE!$D$6,$B$56,\"\")","v":""},"","-","",null,null,null,"","","","",""]
[null,"","","","","",null,null,null,null,{"$f":"IF($H$24=OFFRE!$D$6,$B$57,\"\")","v":""},"","-","",null,null,null,"","","","",""]
[null,"","","","","",null,null,null,null,{"$f":"IF($H$24=OFFRE!$D$6,$B$58,\"\")","v":""},"","-","",null,null,null,"","","","",""]
[null,"","","","","",null,null,null,null,null,null,null,null,null,null,null,"","","","",""]
[null,"","","","","",null,null,null,null,null,"Ballons tampons",null,null,null,null,null,"","","","",""]
[null,"","","","","",null,null,null,null,{"$f":"$B$19","v":100008841},{"$f":"IFERROR(VLOOKUP(K205,$B$7:$E$124,2,FALSE),\"\")","v":"BALLON TAMPON 80L B 80 T"},{"$f":"IFERROR(VLOOKUP(K205,$B$7:$E$124,3,FALSE),\"\")","v":"EH85"},{"$f":"IFERROR(VLOOKUP(K205,$B$7:$E$124,4,FALSE),\"\")","v":572},null,null,null,"","","","",""]
[null,"","","","","",null,null,null,null,{"$f":"$B$20","v":100004415},{"$f":"IFERROR(VLOOKUP(K206,$B$7:$E$124,2,FALSE),\"\")","v":"BALLON TAMPON 160L B 150 T"},{"$f":"IFERROR(VLOOKUP(K206,$B$7:$E$124,3,FALSE),\"\")","v":"EH60"},{"$f":"IFERROR(VLOOKUP(K206,$B$7:$E$124,4,FALSE),\"\")","v":857},null,null,null,"","","","",""]
[null,"","","","","",null,null,null,null,null,null,null,null,null,null,null,"","","","",""]
[null,"","","","","",null,null,null,null,null,"Accessoires de régulation",null,null,null,null,null,"","","","",""]
[null,"","","","","",null,null,null,null,{"$f":"$B$21","v":88017859},{"$f":"IFERROR(VLOOKUP(K209,$B$7:$E$124,2,FALSE),\"\")","v":"THERMOSTAT D'AMBIANCE NON PROGRAMMABLE"},{"$f":"IFERROR(VLOOKUP(K209,$B$7:$E$124,3,FALSE),\"\")","v":"AD140"},{"$f":"IFERROR(VLOOKUP(K209,$B$7:$E$124,4,FALSE),\"\")","v":54},null,null,null,"","","","",""]
[null,"","","","","",null,null,null,null,{"$f":"$B$22","v":88017855},{"$f":"IFERROR(VLOOKUP(K210,$B$7:$E$124,2,FALSE),\"\")","v":""},{"$f":"IFERROR(VLOOKUP(K210,$B$7:$E$124,3,FALSE),\"\")","v":""},{"$f":"IFERROR(VLOOKUP(K210,$B$7:$E$124,4,FALSE),\"\")","v":""},null,null,null,"","","","",""]
[null,{"$f":"IF(B147=0,\"\",B147)","v":""},"","","","",null,null,null,null,{"$f":"$B$23","v":88017018},"THERMOSTAT D AMBIANCE PROGRAMMABLE SANS FILS","AD192",308,null,null,null,"","","","",""]
[null,"","","","","",null,null,null,null,{"$f":"$B$24","v":7691375},"","","",1,null,null,"","","","",""]
[null,"","","","","",null,null,null,null,{"$f":"$B$25","v":7618227},"","","",null,null,null,"","","","",""]
[null,"","","","","",null,null,null,null,{"$f":"$B$26","v":7689751},"KIT CARTE DE REGULATION 2nd CIRCUIT (VERSION B)","EH862",113,null,null,null,"","","","",""]
[null,"","","","","",null,null,null,null,{"$f":"$B$27","v":7624902},"KIT CABLAGE PLANCHER CHAUFFANT DIRECT","HA255",40,null,null,null,"","","","",""]
[null,"","","","","",null,null,null,null,{"$f":"$B$28","v":7626700},"","","",null,null,null,"","","","",""]
[null,"","","","","",null,null,null,null,{"$f":"$B$29","v":7636899},"KIT SILENCIEUX MODULE EXTERIEUR","EH572",66,null,null,null,"","","","",""]
[null,"","","","","",null,null,null,null,{"$f":"$B$30","v":7622433},"KIT SONDE CONDENSATION (0-10V)","HZ64",420,null,null,null,"","","","",""]
[null,"","","","","",null,null,null,null,{"$f":"$B$31","v":100019114},"KIT SONDE HYGRO RAFRAICHISSEMENT","HK27",233,null,null,null,"","","","",""]
[null,"","","","","",null,null,null,null,null,"","","",null,null,null,"","","","",""]
[null,"","","","","",null,null,null,null,null,"","","",null,null,null,"","","","",""]
[null,"","","","","",null,null,null,null,null,"","","",null,null,null,"","","","",""]
[null,"","","","",""]
[null,"","","","",""]
[null,"","","","",""]
[null,"","","","",""]
[null,{"$f":"IF(B163=0,\"\",B163)","v":""},"","","",""]
[null,"","","","",""]
[null,"","","","",""]
[null,"","","","",""]
[null,"","","","",""]
[null,"","","","",""]
[null,"","","","",""]
[null,"","","","",""]
[null,"","","","",""]
[null,"","","","",""]
[null,"","","","",""]
[null,"","","","",""]
[null,"","","","",""]
[null,"","","","",""]
[null,"","","","",""]
[null,"","","","",""]
[null,{"$f":"IF(B179=0,\"\",B179)","v":""},"","","",""]
[null,"","","","",""]
[null,"","","","",""]
[null,"","","","",""]
[null,"","","","",""]
[null,"","","","",""]
[null,"","","","",""]
[null,"","","","",""]
[null,"","","","",""]
[null,"","","","",""]
[null,{"$f":"\"\"","v":""},{"$f":"L6","v":"Accessoires de régulation nécessaires pour les circuits indiqués :"},{"$f":"\"\"","v":""},{"$f":"\"\"","v":""},{"$f":"\"\"","v":""}]
[null,{"$f":"\"\"","v":""},{"$f":"L7","v":"1 circuit : Vanne"},{"$f":"\"\"","v":""},{"$f":"\"\"","v":""},{"$f":"\"\"","v":""}]
[null,{"$f":"\"\"","v":""},{"$f":"\"\"","v":""},{"$f":"\"\"","v":""},{"$f":"\"\"","v":""},{"$f":"\"\"","v":""}]
[null,{"$f":"K9","v":7689751},"KIT CARTE DE REGULATION 2nd CIRCUIT (VERSION B)","EH862",113,{"$f":"IF(B256<>\"\",1,\"\")","v":1}]
[null,"","","","",{"$f":"IF(B257<>\"\",1,\"\")","v":""}]
[null,{"$f":"\"\"","v":""},{"$f":"\"\"","v":""},{"$f":"\"\"","v":""},{"$f":"\"\"","v":""},{"$f":"\"\"","v":""}]
[null,{"$f":"\"\"","v":""},{"$f":"IF($B$260=\"\",\"\",\"Accessoires hydrauliques nécessaires pour les circuits indiqués :\")","v":"Accessoires hydrauliques nécessaires pour les circuits indiqués :"},{"$f":"\"\"","v":""},{"$f":"\"\"","v":""},{"$f":"\"\"","v":""}]
[null,{"$f":"IF($H$21=OFFRE!$H$38,\"\",'Offre Alezio G hybrid'!$B$25)","v":7618227},{"$f":"IFERROR(VLOOKUP($B260,$B$7:$E$50,2,FALSE),\"\")","v":""},{"$f":"IFERROR(VLOOKUP($B260,$B$7:$E$50,3,FALSE),\"\")","v":""},{"$f":"IFERROR(VLOOKUP($B260,$B$7:$E$50,4,FALSE),\"\")","v":""},{"$f":"IF(B260<>\"\",1,\"\")","v":1}]
[null,{"$f":"\"\"","v":""},{"$f":"\"\"","v":""},{"$f":"\"\"","v":""},{"$f":"\"\"","v":""},{"$f":"\"\"","v":""}]
[null,{"$f":"\"\"","v":""},{"$f":"\"\"","v":""},{"$f":"\"\"","v":""},{"$f":"\"\"","v":""},{"$f":"\"\"","v":""}]
[null,{"$f":"\"\"","v":""},{"$f":"\"\"","v":""},{"$f":"\"\"","v":""},{"$f":"\"\"","v":""},{"$f":"\"\"","v":""}]
[null,{"$f":"\"\"","v":""},{"$f":"\"\"","v":""},{"$f":"\"\"","v":""},{"$f":"\"\"","v":""},{"$f":"\"\"","v":""}]
[null,{"$f":"\"\"","v":""},{"$f":"\"\"","v":""},{"$f":"\"\"","v":""},{"$f":"\"\"","v":""},{"$f":"\"\"","v":""}]

{"sheet":"Offre HPI - G Hybrid","index":21,"n_rows":613,"n_cols":28,"rows_kept":613,"cut":false,"hidden":true,"merged":[[554,9,611,9],[3,1,3,4],[29,9,87,9],[69,1,69,4],[98,9,156,9],[163,1,163,5],[163,9,221,9],[227,1,227,5],[228,9,286,9],[294,9,352,9],[359,9,417,9],[424,9,482,9],[489,9,547,9]]}
[]
[null,null,"Composition devis CAELIA (relève élec ou chaudière)"]
[]
["A garder ","ACCESSOIRES ET OPTIONS CAELIA UNIQUEMENT",null,null,null,null,null,null,null,null,null,null,null,null,null,null,null,"Liste Chaudières possibles"]
[null,null,null,null,null,null,null,"Gamme",null,null,null,null,null,null,null,null,null,{"$f":"IF(OR($H$6=OFFRE!$B$47,$H$6=OFFRE!$B$48),IF(OR($H$9=OFFRE!$N$61,$H$9=OFFRE!$N$60,$H$9=OFFRE!$O$61,$H$9=OFFRE!$O$60,$H$9=OFFRE!$P$61,$H$9=OFFRE!$P$60,$H$9=OFFRE!$Q$61,$H$9=OFFRE!$Q$60),\"\",\"\"),IF(OR($H$9=OFFRE!$N$61,$H$9=OFFRE!$N$60,$H$9=OFFRE!$O$61,$H$9=OFFRE!$O$60,$H$9=OFFRE!$P$61,$H$9=OFFRE!$P$60,$H$9=OFFRE!$Q$61,$H$9=OFFRE!$Q$60),\"\",\"\"))","v":""}]
[null,"Références","Désignation",null,"Prix",null,null,{"$f":"IF(Chiffrage!$B$18=OFFRE!$B$7,Chiffrage!$B$24,Chiffrage!$B$25)","v":"OENOVIAPAC-C MB (Monobloc)"},null,null,null,"Accessoires de régulation nécessaires pour les circuits indiqués :",null,null,null,null,null,{"$f":"IF(OR($H$6=OFFRE!$B$47,$H$6=OFFRE!$B$48),\"MODULENS G 15 Propane\",\"MODULENS G 15\")","v":"MODULENS G 15"}]
[null,null,null,null,null,null,null,null,null,null,null,{"$f":"IF($H$18>1,CONCATENATE($H$18,\" circuits : \",$H$21),CONCATENATE($H$18,\" circuit : \",$H$21))","v":"1 circuit : Vanne"},null,null,null,null,null,{"$f":"IF(OR($H$6=OFFRE!$B$47,$H$6=OFFRE!$B$48),IF(OR($H$9=OFFRE!$N$55,$H$9=OFFRE!$O$55,$H$9=OFFRE!$P$55,$H$9=OFFRE!$Q$55),\"\",\"MODULENS G 25 Propane\"),IF(OR($H$9=OFFRE!$N$55,$H$9=OFFRE!$O$55,$H$9=OFFRE!$P$55,$H$9=OFFRE!$Q$55),\"\",\"MODULENS G 25\"))","v":"MODULENS G 25"}]
[{"$f":"D8","v":"HR48"},100013756,{"$f":"VLOOKUP($B8,Tarif!$A:$D,2,FALSE)","v":"TERMINAL HORIZONTAL PPS/GALVA Ø 60/100 mm"},{"$f":"VLOOKUP($B8,Tarif!$A:$D,3,FALSE)","v":"HR48"},{"$f":"VLOOKUP($B8,Tarif!$A:$D,4,FALSE)","v":202},null,null,"Modèle",null,null,null,null,null,null,null,null,null,{"$f":"IF(OR($H$6=OFFRE!$B$47,$H$6=OFFRE!$B$48),IF(OR($H$9=OFFRE!$N$56,$H$9=OFFRE!$O$56,$H$9=OFFRE!$N$55,$H$9=OFFRE!$O$55,$H$9=OFFRE!$P$56,$H$9=OFFRE!$Q$56,$H$9=OFFRE!$P$55,$H$9=OFFRE!$Q$55),\"\",\"MODULENS G 35 Propane\"),IF(OR($H$9=OFFRE!$N$56,$H$9=OFFRE!$O$56,$H$9=OFFRE!$N$55,$H$9=OFFRE!$O$55,$H$9=OFFRE!$P$56,$H$9=OFFRE!$Q$56,$H$9=OFFRE!$P$55,$H$9=OFFRE!$Q$55),\"\",\"MODULENS G 35\"))","v":"MODULENS G 35"}]
[{"$f":"D9","v":"HR38"},"S100465",{"$f":"VLOOKUP($B9,Tarif!$A:$D,2,FALSE)","v":"ADAPTATEUR AIR/FUMEES Ø 80/125"},{"$f":"VLOOKUP($B9,Tarif!$A:$D,3,FALSE)","v":"HR38"},{"$f":"VLOOKUP($B9,Tarif!$A:$D,4,FALSE)","v":58},null,null,{"$f":"IF(Chiffrage!$B$18=OFFRE!$B$7,Chiffrage!$G$24,Chiffrage!$G$25)","v":"OEnoviaPac-C MB 6 MR - E"},null,null,{"$f":"IFERROR(IF(VLOOKUP($H$21,OFFRE!$O$71:$AF$76,6,FALSE)=\"Disponible d'origine\",\"\",VLOOKUP($M$9,$A$7:$E$50,2,FALSE)),\"\")","v":88017017},{"$f":"IFERROR(IF(VLOOKUP($H$21,OFFRE!$O$71:$AF$76,6,FALSE)=\"Disponible d'origine\",VLOOKUP($H$21,OFFRE!$O$71:$AF$76,6,FALSE),VLOOKUP($M$9,$A$7:$E$50,3,FALSE)),\"\")","v":"SONDE DEPART v3v"},{"$f":"IF(OR(VLOOKUP($H$21,OFFRE!$O$71:$AF$76,6,FALSE)=0,VLOOKUP($H$21,OFFRE!$O$71:$AF$76,6,FALSE)=\"Disponible d'origine\"),\"\",VLOOKUP($H$21,OFFRE!$O$71:$AF$76,6,FALSE))","v":"AD199"},{"$f":"IFERROR(IF(VLOOKUP($H$21,OFFRE!$O$71:$AF$76,6,FALSE)=\"Disponible d'origine\",\"\",VLOOKUP($M$9,$A$7:$E$50,5,FALSE)),\"\")","v":85}]
[{"$f":"D10","v":"DY843"},100002732,{"$f":"VLOOKUP($B10,Tarif!$A:$D,2,FALSE)","v":"TERMINAL VERTICAL PPS Ø 80/125 MM NOIR"},{"$f":"VLOOKUP($B10,Tarif!$A:$D,3,FALSE)","v":"DY843"},{"$f":"VLOOKUP($B10,Tarif!$A:$D,4,FALSE)","v":167},null,null,null,null,null,{"$f":"IFERROR(IF(VLOOKUP($H$21,OFFRE!$O$71:$AF$76,7,FALSE)=\"Disponible d'origine\",VLOOKUP($H$21,OFFRE!$O$71:$AF$76,7,FALSE),VLOOKUP($M$10,$A$7:$E$50,2,FALSE)),\"\")","v":""},{"$f":"IFERROR(IF(VLOOKUP($H$21,OFFRE!$O$71:$AF$76,7,FALSE)=\"Disponible d'origine\",VLOOKUP($H$21,OFFRE!$O$71:$AF$76,7,FALSE),VLOOKUP($M$10,$A$7:$E$50,3,FALSE)),\"\")","v":""},{"$f":"IF(OR(VLOOKUP($H$21,OFFRE!$O$71:$AF$76,7,FALSE)=0,VLOOKUP($H$21,OFFRE!$O$71:$AF$76,7,FALSE)=\"Disponible d'origine\"),\"\",VLOOKUP($H$21,OFFRE!$O$71:$AF$76,7,FALSE))","v":""},{"$f":"IFERROR(IF(VLOOKUP($H$21,OFFRE!$O$71:$AF$76,7,FALSE)=\"Disponible d'origine\",VLOOKUP($H$21,OFFRE!$O$71:$AF$76,7,FALSE),VLOOKUP($M$10,$A$7:$E$50,5,FALSE)),\"\")","v":""}]
["EH95",100011222,{"$f":"VLOOKUP($B11,Tarif!$A:$D,2,FALSE)","v":"SUPPORT MURALE & PLOTS ANTIVIBRATILES POUR  ROE-II AWHP 6-8"},{"$f":"VLOOKUP($B11,Tarif!$A:$D,3,FALSE)","v":"EH95"},{"$f":"VLOOKUP($B11,Tarif!$A:$D,4,FALSE)","v":181},null,null,"Type d'appoint"]
["EH250",100018409,{"$f":"VLOOKUP($B12,Tarif!$A:$D,2,FALSE)","v":"SUPPORT MURAL AWHP 11à 27 kW"},{"$f":"VLOOKUP($B12,Tarif!$A:$D,3,FALSE)","v":"EH250"},{"$f":"VLOOKUP($B12,Tarif!$A:$D,4,FALSE)","v":181},null,null,{"$f":"IF(Chiffrage!$B$18=OFFRE!$B$7,Chiffrage!$J$24,Chiffrage!$J$25)","v":"Electrique"},null,"type séléction"]
["EH112",100012533,{"$f":"VLOOKUP($B13,Tarif!$A:$D,2,FALSE)","v":"SUPPORT POSE AU SOL AWHP"},{"$f":"VLOOKUP($B13,Tarif!$A:$D,3,FALSE)","v":"EH112"},{"$f":"VLOOKUP($B13,Tarif!$A:$D,4,FALSE)","v":48},null,null,null,null,{"$f":"Chiffrage!$G$111","v":"Kit complet"}]
["EH879",7694974,{"$f":"VLOOKUP($B14,Tarif!$A:$D,2,FALSE)","v":"SUPPORT AU SOL CAOUTCHOUC 600MM"},{"$f":"VLOOKUP($B14,Tarif!$A:$D,3,FALSE)","v":"EH879"},{"$f":"VLOOKUP($B14,Tarif!$A:$D,4,FALSE)","v":119},null,null,"Pose unité ext"]
["EH95",100011222,{"$f":"VLOOKUP($B15,Tarif!$A:$D,2,FALSE)","v":"SUPPORT MURALE & PLOTS ANTIVIBRATILES POUR  ROE-II AWHP 6-8"},{"$f":"VLOOKUP($B15,Tarif!$A:$D,3,FALSE)","v":"EH95"},{"$f":"VLOOKUP($B15,Tarif!$A:$D,4,FALSE)","v":181},null,null,{"$f":"OFFRE!$O$23","v":"Au sol"}]
["EH114",100012535,{"$f":"VLOOKUP($B16,Tarif!$A:$D,2,FALSE)","v":"LIAISON FRIGORIFIQUE PE 5/8'' 3/8'' - LG 5m"},{"$f":"VLOOKUP($B16,Tarif!$A:$D,3,FALSE)","v":"EH114"},{"$f":"VLOOKUP($B16,Tarif!$A:$D,4,FALSE)","v":255}]
["EH115",100012536,{"$f":"VLOOKUP($B17,Tarif!$A:$D,2,FALSE)","v":"LIAISON FRIGORIFIQUE PE 5/8'' 3/8'' - LG 10m"},{"$f":"VLOOKUP($B17,Tarif!$A:$D,3,FALSE)","v":"EH115"},{"$f":"VLOOKUP($B17,Tarif!$A:$D,4,FALSE)","v":456},null,null,"nb circuit"]
["EH116",100012537,{"$f":"VLOOKUP($B18,Tarif!$A:$D,2,FALSE)","v":"LIAISON FRIGORIFIQUE PE 5/8'' 3/8'' - LG 20m"},{"$f":"VLOOKUP($B18,Tarif!$A:$D,3,FALSE)","v":"EH116"},{"$f":"VLOOKUP($B18,Tarif!$A:$D,4,FALSE)","v":823},null,null,{"$f":"OFFRE!$N$23","v":1}]
["EH142",100015476,{"$f":"VLOOKUP($B19,Tarif!$A:$D,2,FALSE)","v":"LIAISON FRIGORIFIQUE PE 1/2\" 1/4\" - LG 10 m"},{"$f":"VLOOKUP($B19,Tarif!$A:$D,3,FALSE)","v":"EH142"},{"$f":"VLOOKUP($B19,Tarif!$A:$D,4,FALSE)","v":255}]
["EH85",100008841,{"$f":"VLOOKUP($B20,Tarif!$A:$D,2,FALSE)","v":"BALLON TAMPON 80L B 80 T"},{"$f":"VLOOKUP($B20,Tarif!$A:$D,3,FALSE)","v":"EH85"},{"$f":"VLOOKUP($B20,Tarif!$A:$D,4,FALSE)","v":572},null,null,"type circuit",null,null,null,"Vertical",null,null,null,null,null,"Horizontal"]
["EH60",100004415,{"$f":"VLOOKUP($B21,Tarif!$A:$D,2,FALSE)","v":"BALLON TAMPON 160L B 150 T"},{"$f":"VLOOKUP($B21,Tarif!$A:$D,3,FALSE)","v":"EH60"},{"$f":"VLOOKUP($B21,Tarif!$A:$D,4,FALSE)","v":857},null,null,{"$f":"OFFRE!$N$26","v":"Vanne"}]
["EH528",7619010,{"$f":"VLOOKUP($B22,Tarif!$A:$D,2,FALSE)","v":"KIT VANNE 3 VOIES"},{"$f":"VLOOKUP($B22,Tarif!$A:$D,3,FALSE)","v":"EH528"},{"$f":"VLOOKUP($B22,Tarif!$A:$D,4,FALSE)","v":631}]
["EH529",7622641,{"$f":"VLOOKUP($B23,Tarif!$A:$D,2,FALSE)","v":"KIT FAISCEAU GFS V3V"},{"$f":"VLOOKUP($B23,Tarif!$A:$D,3,FALSE)","v":"EH529"},{"$f":"VLOOKUP($B23,Tarif!$A:$D,4,FALSE)","v":58},null,null,"Modèle de chaudière"]
["EH567",7626737,{"$f":"VLOOKUP($B24,Tarif!$A:$D,2,FALSE)","v":"KIT ISOLATION MODE CLIMATISATION"},{"$f":"VLOOKUP($B24,Tarif!$A:$D,3,FALSE)","v":"EH567"},{"$f":"VLOOKUP($B24,Tarif!$A:$D,4,FALSE)","v":229},null,null,{"$f":"OFFRE!$O$8","v":""},null,null,null,null,null,null,null,null,null,null,null,null,"Qté devis type"]
["HK27",100019114,{"$f":"VLOOKUP($B25,Tarif!$A:$D,2,FALSE)","v":"KIT SONDE HYGRO RAFRAICHISSEMENT"},{"$f":"VLOOKUP($B25,Tarif!$A:$D,3,FALSE)","v":"HK27"},{"$f":"VLOOKUP($B25,Tarif!$A:$D,4,FALSE)","v":233},null,null,null,null,{"$f":"IF(OR('Offre HPI - G Hybrid'!$H$9=OFFRE!$N$55,'Offre HPI - G Hybrid'!$H$9=OFFRE!$P$55),1,0)","v":0},{"$f":"OFFRE!$N$55","v":"OEnoviaGaz-Hybrid 4,5 kW MONO - V200"},null,null,null,null,{"$f":"IF('Offre HPI - G Hybrid'!$H$9=OFFRE!$O$55,1,0)","v":0},{"$f":"OFFRE!$O$55","v":"OEnoviaGaz-Hybrid 4,5 kW MONO - B200"}]
["HZ64",7622433,{"$f":"VLOOKUP($B26,Tarif!$A:$D,2,FALSE)","v":"KIT SONDE CONDENSATION (0-10V)"},{"$f":"VLOOKUP($B26,Tarif!$A:$D,3,FALSE)","v":"HZ64"},{"$f":"VLOOKUP($B26,Tarif!$A:$D,4,FALSE)","v":420},null,null,"Placement du ballon ECS",null,"Appoint",{"$f":"OFFRE!$F$6","v":"Hydraulique par chaudière"},null,null,null,null,null,{"$f":"OFFRE!$F$6","v":"Hydraulique par chaudière"}]
["EH572",7636899,{"$f":"VLOOKUP($B27,Tarif!$A:$D,2,FALSE)","v":"KIT SILENCIEUX MODULE EXTERIEUR"},{"$f":"VLOOKUP($B27,Tarif!$A:$D,3,FALSE)","v":"EH572"},{"$f":"VLOOKUP($B27,Tarif!$A:$D,4,FALSE)","v":66},null,null,{"$f":"+OFFRE!$N$32","v":""}]
["HK21",100017830,{"$f":"VLOOKUP($B28,Tarif!$A:$D,2,FALSE)","v":"KIT VANNE 3 VOIES (CIRCUIT B)"},{"$f":"VLOOKUP($B28,Tarif!$A:$D,3,FALSE)","v":"HK21"},{"$f":"VLOOKUP($B28,Tarif!$A:$D,4,FALSE)","v":732}]
[null,null,null,null,null,null,null,null,null,null,null,null,null,null,null,null,null,null,null,null,null,null,null,"Si 4,5 MR choisi"]
["AD249",100013304,{"$f":"VLOOKUP($B30,Tarif!$A:$D,2,FALSE)","v":"COLIS OPTION V3V OE-TRONIC 4"},{"$f":"VLOOKUP($B30,Tarif!$A:$D,3,FALSE)","v":"AD249"},{"$f":"VLOOKUP($B30,Tarif!$A:$D,4,FALSE)","v":170},null,null,null,null,"4,5 MR",null,{"$f":"IF($J$13=OFFRE!$H$23,\"Kit complet : PAC + accessoires\",\"\")","v":"Kit complet : PAC + accessoires"},null,null,null,null,null,{"$f":"IF($J$13=OFFRE!$H$23,\"Kit complet : PAC + accessoires\",\"\")","v":"Kit complet : PAC + accessoires"},null,null,null,null,{"$f":"IF(Y39=\"\",0,1)","v":0},{"$f":"IF($J$25=1,K30,IF($P$25=1,Q30,\"\"))","v":""},{"$f":"IF($J$25=1,L30,IF($P$25=1,R30,\"\"))","v":""},{"$f":"IF($J$25=1,M30,IF($P$25=1,S30,\"\"))","v":""},{"$f":"IF($J$25=1,N30,IF($P$25=1,T30,\"\"))","v":""},{"$f":"IF($J$25=1,O30,IF($P$25=1,U30,\"\"))","v":""}]
["AD250",100013305,{"$f":"VLOOKUP($B31,Tarif!$A:$D,2,FALSE)","v":"SONDE SYSTÈME ECS"},{"$f":"VLOOKUP($B31,Tarif!$A:$D,3,FALSE)","v":"AD250"},{"$f":"VLOOKUP($B31,Tarif!$A:$D,4,FALSE)","v":49},null,null,null,null,null,{"$f":"IF($J$13=OFFRE!$H$23,IF('Offre HPI - G Hybrid'!$H$24='Offre HPI - G Hybrid'!$R$5,'Offre HPI - G Hybrid'!$B$105,IF('Offre HPI - G Hybrid'!$H$24='Offre HPI - G Hybrid'!$R$6,'Offre HPI - G Hybrid'!$B$108,\"\")),\"\")","v":0},{"$f":"IFERROR(VLOOKUP(K31,$B$7:$E$152,2,FALSE),\"\")","v":""},{"$f":"IFERROR(VLOOKUP(K31,$B$7:$E$152,3,FALSE),\"\")","v":""},{"$f":"IFERROR(VLOOKUP(K31,$B$7:$E$152,4,FALSE),\"\")","v":""},{"$f":"IF(K31=\"\",\"\",1)","v":1},null,{"$f":"IF($J$13=OFFRE!$H$23,IF('Offre HPI - G Hybrid'!$H$24='Offre HPI - G Hybrid'!$R$5,'Offre HPI - G Hybrid'!$B$130,IF('Offre HPI - G Hybrid'!$H$24='Offre HPI - G Hybrid'!$R$6,'Offre HPI - G Hybrid'!$B$133,\"\")),\"\")","v":0},{"$f":"IFERROR(VLOOKUP(Q31,$B$7:$E$152,2,FALSE),\"\")","v":""},{"$f":"IFERROR(VLOOKUP(Q31,$B$7:$E$152,3,FALSE),\"\")","v":""},{"$f":"IFERROR(VLOOKUP(Q31,$B$7:$E$152,4,FALSE),\"\")","v":""},{"$f":"IF(Q31=\"\",\"\",1)","v":1},null,null,{"$f":"IF($J$25=1,K31,IF($P$25=1,Q31,\"\"))","v":""},{"$f":"IF($J$25=1,L31,IF($P$25=1,R31,\"\"))","v":""},"",{"$f":"IF($J$25=1,N31,IF($P$25=1,T31,\"\"))","v":""},{"$f":"IF($J$25=1,O31,IF($P$25=1,U31,\"\"))","v":""}]
["AD251",100013306,{"$f":"VLOOKUP($B32,Tarif!$A:$D,2,FALSE)","v":"SONDE EXTERIEURE RADIO "},{"$f":"VLOOKUP($B32,Tarif!$A:$D,3,FALSE)","v":"AD251"},{"$f":"VLOOKUP($B32,Tarif!$A:$D,4,FALSE)","v":82},null,"=Changement avril 2020",null,null,null,null,null,null,null,null,null,null,null,null,null,null,null,null,{"$f":"IF($J$25=1,K32,IF($P$25=1,Q32,\"\"))","v":""},"","","",""]
["AD252",100013307,{"$f":"VLOOKUP($B33,Tarif!$A:$D,2,FALSE)","v":"MODULE CHAUDIERE RADIO (EMETTEUR)"},{"$f":"VLOOKUP($B33,Tarif!$A:$D,3,FALSE)","v":"AD252"},{"$f":"VLOOKUP($B33,Tarif!$A:$D,4,FALSE)","v":132},null,null,null,null,null,null,{"$f":"IF($J$13=OFFRE!$H$24,\"Sélection personnalisée\",\"\")","v":""},null,null,null,null,null,{"$f":"IF($J$13=OFFRE!$H$24,\"Sélection personnalisée\",\"\")","v":""},null,null,null,null,null,"","","","",""]
["AD255",100013472,{"$f":"VLOOKUP($B34,Tarif!$A:$D,2,FALSE)","v":"CDE A DISTANCE RADIO RS 400R     "},{"$f":"VLOOKUP($B34,Tarif!$A:$D,3,FALSE)","v":"AD255"},{"$f":"VLOOKUP($B34,Tarif!$A:$D,4,FALSE)","v":256},null,null,null,null,null,{"$f":"IF($J$13=OFFRE!$H$24,IF('Offre HPI - G Hybrid'!$H$24='Offre HPI - G Hybrid'!$R$5,'Offre HPI - G Hybrid'!$B$73,IF('Offre HPI - G Hybrid'!$H$24='Offre HPI - G Hybrid'!$R$6,'Offre HPI - G Hybrid'!$B$74,\"\")),\"\")","v":""},{"$f":"IFERROR(VLOOKUP(K34,$B$7:$E$152,2,FALSE),\"\")","v":""},{"$f":"IFERROR(VLOOKUP(K34,$B$7:$E$152,3,FALSE),\"\")","v":""},{"$f":"IFERROR(VLOOKUP(K34,$B$7:$E$152,4,FALSE),\"\")","v":""},{"$f":"IF(K34=\"\",\"\",1)","v":""},null,{"$f":"IF($J$13=OFFRE!$H$24,IF('Offre HPI - G Hybrid'!$H$24='Offre HPI - G Hybrid'!$R$5,'Offre HPI - G Hybrid'!$B$73,IF('Offre HPI - G Hybrid'!$H$24='Offre HPI - G Hybrid'!$R$6,'Offre HPI - G Hybrid'!$B$74,\"\")),\"\")","v":""},{"$f":"IFERROR(VLOOKUP(Q34,$B$7:$E$152,2,FALSE),\"\")","v":""},{"$f":"IFERROR(VLOOKUP(Q34,$B$7:$E$152,3,FALSE),\"\")","v":""},{"$f":"IFERROR(VLOOKUP(Q34,$B$7:$E$152,4,FALSE),\"\")","v":""},{"$f":"IF(Q34=\"\",\"\",1)","v":""},null,null,"","","","",""]
["AD257",100013477,{"$f":"VLOOKUP($B35,Tarif!$A:$D,2,FALSE)","v":"COMMANDE A DISTANCE RS 400"},{"$f":"VLOOKUP($B35,Tarif!$A:$D,3,FALSE)","v":"AD257"},{"$f":"VLOOKUP($B35,Tarif!$A:$D,4,FALSE)","v":190},null,null,null,null,null,{"$f":"IF($J$13=OFFRE!$H$24,$B$80,\"\")","v":""},{"$f":"IFERROR(VLOOKUP(K35,$B$7:$E$152,2,FALSE),\"\")","v":""},{"$f":"IFERROR(VLOOKUP(K35,$B$7:$E$152,3,FALSE),\"\")","v":""},{"$f":"IFERROR(VLOOKUP(K35,$B$7:$E$152,4,FALSE),\"\")","v":""},{"$f":"IF(K35=\"\",\"\",1)","v":""},null,{"$f":"IF($J$13=OFFRE!$H$24,$B$80,\"\")","v":""},{"$f":"IFERROR(VLOOKUP(Q35,$B$7:$E$152,2,FALSE),\"\")","v":""},{"$f":"IFERROR(VLOOKUP(Q35,$B$7:$E$152,3,FALSE),\"\")","v":""},{"$f":"IFERROR(VLOOKUP(Q35,$B$7:$E$152,4,FALSE),\"\")","v":""},{"$f":"IF(Q35=\"\",\"\",1)","v":""},null,null,"","","","",""]
["AD199",88017017,{"$f":"VLOOKUP($B36,Tarif!$A:$D,2,FALSE)","v":"SONDE DEPART v3v"},{"$f":"VLOOKUP($B36,Tarif!$A:$D,3,FALSE)","v":"AD199"},{"$f":"VLOOKUP($B36,Tarif!$A:$D,4,FALSE)","v":85},null,null,null,null,null,{"$f":"IF($J$13=OFFRE!$H$24,$B$91,\"\")","v":""},{"$f":"IFERROR(VLOOKUP(K36,$B$7:$E$152,2,FALSE),\"\")","v":""},{"$f":"IFERROR(VLOOKUP(K36,$B$7:$E$152,3,FALSE),\"\")","v":""},{"$f":"IFERROR(VLOOKUP(K36,$B$7:$E$152,4,FALSE),\"\")","v":""},"",null,{"$f":"IF($J$13=OFFRE!$H$24,$B$91,\"\")","v":""},{"$f":"IFERROR(VLOOKUP(Q36,$B$7:$E$152,2,FALSE),\"\")","v":""},{"$f":"IFERROR(VLOOKUP(Q36,$B$7:$E$152,3,FALSE),\"\")","v":""},{"$f":"IFERROR(VLOOKUP(Q36,$B$7:$E$152,4,FALSE),\"\")","v":""},"",null,null,"","","","",""]
["AD208",100002803,{"$f":"VLOOKUP($B37,Tarif!$A:$D,2,FALSE)","v":"COMMANDE A DISTANCE SIMPLIFIEE AD208"},{"$f":"VLOOKUP($B37,Tarif!$A:$D,3,FALSE)","v":"AD208"},{"$f":"VLOOKUP($B37,Tarif!$A:$D,4,FALSE)","v":112},null,null,null,null,null,{"$f":"IF($J$13=OFFRE!$H$24,$B$95,\"\")","v":""},{"$f":"IFERROR(VLOOKUP(K37,$B$7:$E$152,2,FALSE),\"\")","v":""},{"$f":"IFERROR(VLOOKUP(K37,$B$7:$E$152,3,FALSE),\"\")","v":""},{"$f":"IFERROR(VLOOKUP(K37,$B$7:$E$152,4,FALSE),\"\")","v":""},"",null,{"$f":"IF($J$13=OFFRE!$H$24,$B$95,\"\")","v":""},{"$f":"IFERROR(VLOOKUP(Q37,$B$7:$E$152,2,FALSE),\"\")","v":""},{"$f":"IFERROR(VLOOKUP(Q37,$B$7:$E$152,3,FALSE),\"\")","v":""},{"$f":"IFERROR(VLOOKUP(Q37,$B$7:$E$152,4,FALSE),\"\")","v":""},"",null,null,"","","","",""]
["HA255",7624902,{"$f":"VLOOKUP($B38,Tarif!$A:$D,2,FALSE)","v":"KIT CABLAGE PLANCHER CHAUFFANT DIRECT"},{"$f":"VLOOKUP($B38,Tarif!$A:$D,3,FALSE)","v":"HA255"},{"$f":"VLOOKUP($B38,Tarif!$A:$D,4,FALSE)","v":40},null,null,null,null,null,{"$f":"IF($J$13=OFFRE!$H$24,$B$100,\"\")","v":""},{"$f":"IFERROR(VLOOKUP(K38,$B$7:$E$152,2,FALSE),\"\")","v":""},{"$f":"IFERROR(VLOOKUP(K38,$B$7:$E$152,3,FALSE),\"\")","v":""},{"$f":"IFERROR(VLOOKUP(K38,$B$7:$E$152,4,FALSE),\"\")","v":""},"",null,{"$f":"IF($J$13=OFFRE!$H$24,$B$101,\"\")","v":""},{"$f":"IFERROR(VLOOKUP(Q38,$B$7:$E$152,2,FALSE),\"\")","v":""},{"$f":"IFERROR(VLOOKUP(Q38,$B$7:$E$152,3,FALSE),\"\")","v":""},{"$f":"IFERROR(VLOOKUP(Q38,$B$7:$E$152,4,FALSE),\"\")","v":""},"",null,null,"","","","",""]
[null,null,null,null,null,null,null,null,null,null,null,null,null,null,"",null,null,null,null,null,"",null,null,"","","","",""]
[null,null,null,null,null,null,null,null,null,null,null,{"$f":"IFERROR(VLOOKUP(K40,$B$7:$E$152,2,FALSE),\"\")","v":""},{"$f":"IFERROR(VLOOKUP(K40,$B$7:$E$152,3,FALSE),\"\")","v":""},{"$f":"IFERROR(VLOOKUP(K40,$B$7:$E$152,4,FALSE),\"\")","v":""},"",null,null,{"$f":"IFERROR(VLOOKUP(Q40,$B$7:$E$152,2,FALSE),\"\")","v":""},{"$f":"IFERROR(VLOOKUP(Q40,$B$7:$E$152,3,FALSE),\"\")","v":""},{"$f":"IFERROR(VLOOKUP(Q40,$B$7:$E$152,4,FALSE),\"\")","v":""},"",null,null,"","","","",""]
[null,null,null,null,null,null,null,null,null,null,null,{"$f":"IFERROR(VLOOKUP(K41,$B$7:$E$152,2,FALSE),\"\")","v":""},{"$f":"IFERROR(VLOOKUP(K41,$B$7:$E$152,3,FALSE),\"\")","v":""},{"$f":"IFERROR(VLOOKUP(K41,$B$7:$E$152,4,FALSE),\"\")","v":""},null,null,null,{"$f":"IFERROR(VLOOKUP(Q41,$B$7:$E$152,2,FALSE),\"\")","v":""},{"$f":"IFERROR(VLOOKUP(Q41,$B$7:$E$152,3,FALSE),\"\")","v":""},{"$f":"IFERROR(VLOOKUP(Q41,$B$7:$E$152,4,FALSE),\"\")","v":""},null,null,null,"","","","",""]
[null,null,null,null,null,null,null,null,null,null,null,null,null,null,null,null,null,null,null,null,null,null,null,"","","","",""]
[null,null,null,null,null,null,null,null,null,null,null,"Liaison frigorifique",null,null,null,null,null,"Liaison frigorifique",null,null,null,null,null,"","","","",""]
[null,null,null,null,null,null,null,null,null,null,{"$f":"$B$19","v":100015476},{"$f":"IFERROR(VLOOKUP(K44,$B$7:$E$152,2,FALSE),\"\")","v":"LIAISON FRIGORIFIQUE PE 1/2\" 1/4\" - LG 10 m"},{"$f":"IFERROR(VLOOKUP(K44,$B$7:$E$152,3,FALSE),\"\")","v":"EH142"},{"$f":"IFERROR(VLOOKUP(K44,$B$7:$E$152,4,FALSE),\"\")","v":255},1,null,{"$f":"$B$19","v":100015476},{"$f":"IFERROR(VLOOKUP(Q44,$B$7:$E$152,2,FALSE),\"\")","v":"LIAISON FRIGORIFIQUE PE 1/2\" 1/4\" - LG 10 m"},{"$f":"IFERROR(VLOOKUP(Q44,$B$7:$E$152,3,FALSE),\"\")","v":"EH142"},{"$f":"IFERROR(VLOOKUP(Q44,$B$7:$E$152,4,FALSE),\"\")","v":255},1,null,null,"","","","",""]
[null,null,null,null,null,null,null,null,null,null,null,null,null,null,null,null,null,null,null,null,null,null,null,"","","","",""]
[null,null,null,null,null,null,null,null,null,null,null,null,null,null,null,null,null,null,null,null,null,null,null,"","","","",""]
[null,null,null,null,null,null,null,null,null,null,null,null,null,null,null,null,null,null,null,null,null,null,null,"","","","",""]
[null,null,null,null,null,null,null,null,null,null,null,"Accessoires de raccordement hydraulique",null,null,null,null,null,"Accessoires de raccordement hydraulique",null,null,null,null,null,"","","","",""]
[null,null,null,null,null,null,null,null,null,null,{"$f":"$B$8","v":100013756},{"$f":"IFERROR(VLOOKUP(K49,$B$7:$E$152,2,FALSE),\"\")","v":"TERMINAL HORIZONTAL PPS/GALVA Ø 60/100 mm"},{"$f":"IFERROR(VLOOKUP(K49,$B$7:$E$152,3,FALSE),\"\")","v":"HR48"},{"$f":"IFERROR(VLOOKUP(K49,$B$7:$E$152,4,FALSE),\"\")","v":202},1,null,{"$f":"$B$8","v":100013756},{"$f":"IFERROR(VLOOKUP(Q49,$B$7:$E$152,2,FALSE),\"\")","v":"TERMINAL HORIZONTAL PPS/GALVA Ø 60/100 mm"},{"$f":"IFERROR(VLOOKUP(Q49,$B$7:$E$152,3,FALSE),\"\")","v":"HR48"},{"$f":"IFERROR(VLOOKUP(Q49,$B$7:$E$152,4,FALSE),\"\")","v":202},1,null,null,"","","","",""]
[null,null,null,null,null,null,null,null,null,null,{"$f":"$B$9","v":"S100465"},"ADAPTATEUR AIR/FUMEES Ø 80/125","HR38",58,1,null,{"$f":"$B$9","v":"S100465"},"ADAPTATEUR AIR/FUMEES Ø 80/125","HR38",58,1,null,null,"","","","",""]
[null,100018164,{"$f":"VLOOKUP($B51,Tarif!$A:$D,2,FALSE)","v":"KIT DE CONVERSION GPL 15KW "},{"$f":"VLOOKUP($B51,Tarif!$A:$D,3,FALSE)","v":"JA39"},{"$f":"VLOOKUP($B51,Tarif!$A:$D,4,FALSE)","v":13},null,null,null,null,null,{"$f":"$B$10","v":100002732},"TERMINAL VERTICAL PPS Ø 80/125 MM NOIR","DY843",167,1,null,{"$f":"$B$10","v":100002732},"TERMINAL VERTICAL PPS Ø 80/125 MM NOIR","DY843",167,1,null,null,"","","","",""]
[null,100018165,{"$f":"VLOOKUP($B52,Tarif!$A:$D,2,FALSE)","v":"KIT DE CONVERSION PROPANE 25kW "},{"$f":"VLOOKUP($B52,Tarif!$A:$D,3,FALSE)","v":"JA40"},{"$f":"VLOOKUP($B52,Tarif!$A:$D,4,FALSE)","v":13},null,null,null,null,null,{"$f":"IF(OR($H$6=OFFRE!$B$47,$H$6=OFFRE!$B$48),IF(OR($H$24=$R$6),$B$155,IF($H$24=$R$7,$B$156,IF($H$24=$R$8,$B$157,\"\"))),\"\")","v":""},"","","",{"$f":"IF(K52=\"\",\"\",1)","v":""},null,{"$f":"IF(OR($H$6=OFFRE!$B$47,$H$6=OFFRE!$B$48),IF(OR($H$24=$R$6),$B$155,IF($H$24=$R$7,$B$156,IF($H$24=$R$8,$B$157,\"\"))),\"\")","v":""},"","","",{"$f":"IF(Q52=\"\",\"\",1)","v":""},null,null,"","","","",""]
[null,100018166,{"$f":"VLOOKUP($B53,Tarif!$A:$D,2,FALSE)","v":"KIT DE CONVERSION PROPANE 35kW "},{"$f":"VLOOKUP($B53,Tarif!$A:$D,3,FALSE)","v":"JA41"},{"$f":"VLOOKUP($B53,Tarif!$A:$D,4,FALSE)","v":13},null,null,null,null,null,{"$f":"$B$22","v":7619010},"KIT VANNE 3 VOIES","EH528",631,null,null,{"$f":"$B$22","v":7619010},"KIT VANNE 3 VOIES","EH528",631,null,null,null,"","","","",""]
[null,null,null,null,null,null,null,null,null,null,{"$f":"$B$23","v":7622641},"KIT FAISCEAU GFS V3V","EH529",58,null,null,{"$f":"$B$23","v":7622641},"KIT FAISCEAU GFS V3V","EH529",58,null,null,null,"","","","",""]
[null,null,null,null,null,null,null,null,null,null,{"$f":"$B$24","v":7626737},"KIT ISOLATION MODE CLIMATISATION","EH567",229,null,null,{"$f":"$B$24","v":7626737},"KIT ISOLATION MODE CLIMATISATION","EH567",229,null,null,null,"","","","",""]
[null,null,null,null,null,null,null,null,null,null,{"$f":"$B$25","v":100019114},"KIT SONDE HYGRO RAFRAICHISSEMENT","HK27",233,null,null,{"$f":"$B$25","v":100019114},"KIT SONDE HYGRO RAFRAICHISSEMENT","HK27",233,null,null,null,"","","","",""]
[null,null,null,null,null,null,null,null,null,null,{"$f":"$B$26","v":7622433},"KIT SONDE CONDENSATION (0-10V)","HZ64",420,null,null,{"$f":"$B$26","v":7622433},"KIT SONDE CONDENSATION (0-10V)","HZ64",420,null,null,null,"","","","",""]
[null,null,null,null,null,null,null,null,null,null,{"$f":"$B$27","v":7636899},"KIT SILENCIEUX MODULE EXTERIEUR","EH572",66,null,null,{"$f":"$B$27","v":7636899},"KIT SILENCIEUX MODULE EXTERIEUR","EH572",66,null,null,null,"","","","",""]
[null,null,null,null,null,null,null,null,null,null,{"$f":"$B$28","v":100017830},"KIT VANNE 3 VOIES (CIRCUIT B)","HK21",732,null,null,{"$f":"$B$28","v":100017830},{"$f":"IFERROR(VLOOKUP(Q59,$B$7:$E$152,2,FALSE),\"\")","v":"KIT VANNE 3 VOIES (CIRCUIT B)"},{"$f":"IFERROR(VLOOKUP(Q59,$B$7:$E$152,3,FALSE),\"\")","v":"HK21"},{"$f":"IFERROR(VLOOKUP(Q59,$B$7:$E$152,4,FALSE),\"\")","v":732},null,null,null,"","","","",""]
[null,null,null,null,null,null,null,null,null,null,null,{"$f":"IF($H$24=OFFRE!$D$6,\"Ballons de production Eau Chaude Sanitaire\",\"\")","v":""},null,null,null,null,null,{"$f":"IF($H$24=OFFRE!$D$6,\"Ballons de production Eau Chaude Sanitaire\",\"\")","v":""},null,null,null,null,null,"","","","",""]
[null,null,null,null,null,null,null,null,null,null,{"$f":"$B$20","v":100008841},{"$f":"IFERROR(VLOOKUP(K61,$B$7:$E$152,2,FALSE),\"\")","v":"BALLON TAMPON 80L B 80 T"},{"$f":"IFERROR(VLOOKUP(K61,$B$7:$E$152,3,FALSE),\"\")","v":"EH85"},{"$f":"IFERROR(VLOOKUP(K61,$B$7:$E$152,4,FALSE),\"\")","v":572},1,null,{"$f":"$B$20","v":100008841},{"$f":"IFERROR(VLOOKUP(Q61,$B$7:$E$152,2,FALSE),\"\")","v":"BALLON TAMPON 80L B 80 T"},{"$f":"IFERROR(VLOOKUP(Q61,$B$7:$E$152,3,FALSE),\"\")","v":"EH85"},{"$f":"IFERROR(VLOOKUP(Q61,$B$7:$E$152,4,FALSE),\"\")","v":572},1,null,null,"","","","",""]
[null,null,null,null,null,null,null,null,null,null,{"$f":"$B$21","v":100004415},"BALLON TAMPON 160L B 150 T","EH60",857,null,null,{"$f":"$B$21","v":100004415},"BALLON TAMPON 160L B 150 T","EH60",857,null,null,null,"","","","",""]
[null,null,null,null,null,null,null,null,null,null,null,"","","",null,null,null,"","","",null,null,null,"","","","",""]
[null,null,null,null,null,null,null,null,null,null,null,"","","",null,null,null,"","","",null,null,null,"","","","",""]
[null,null,null,null,null,null,null,null,null,null,null,"","","",null,null,null,"","","",null,null,null,"","","","",""]
[null,null,null,null,null,null,null,null,null,null,null,"","","",null,null,null,"","","",null,null,null,"","","","",""]
[null,null,null,null,null,null,null,null,null,null,null,"","","",null,null,null,"","","",null,null,null,"","","","",""]
[null,null,null,null,null,null,null,null,null,null,null,"","","",null,null,null,"","","",null,null,null,"","","","",""]
[null,null,null,null,null,null,null,null,null,null,null,null,null,null,null,null,null,null,null,null,null,null,null,"","","","",""]
[null,"CAELIA PAC/Unité int.-ext.",null,null,null,null,null,null,null,null,null,"Accessoires de mise en œuvre",null,null,null,null,null,"Accessoires de mise en œuvre",null,null,null,null,null,"","","","",""]
[null,null,null,null,null,null,null,null,null,null,{"$f":"IF($H$15=OFFRE!$H$16,'Offre HPI - G Hybrid'!$B$11,'Offre HPI - G Hybrid'!$B$14)","v":100011222},{"$f":"IFERROR(VLOOKUP(K71,$B$7:$E$152,2,FALSE),\"\")","v":"SUPPORT MURALE & PLOTS ANTIVIBRATILES POUR  ROE-II AWHP 6-8"},{"$f":"IFERROR(VLOOKUP(K71,$B$7:$E$152,3,FALSE),\"\")","v":"EH95"},{"$f":"IFERROR(VLOOKUP(K71,$B$7:$E$152,4,FALSE),\"\")","v":181},1,null,{"$f":"IF($H$15=OFFRE!$H$16,'Offre HPI - G Hybrid'!$B$11,'Offre HPI - G Hybrid'!$B$14)","v":100011222},{"$f":"IFERROR(VLOOKUP(Q71,$B$7:$E$152,2,FALSE),\"\")","v":"SUPPORT MURALE & PLOTS ANTIVIBRATILES POUR  ROE-II AWHP 6-8"},{"$f":"IFERROR(VLOOKUP(Q71,$B$7:$E$152,3,FALSE),\"\")","v":"EH95"},{"$f":"IFERROR(VLOOKUP(Q71,$B$7:$E$152,4,FALSE),\"\")","v":181},1,null,null,"","","","",""]
[null,null,null,null,null,null,null,null,null,null,null,{"$f":"IFERROR(VLOOKUP(K72,$B$7:$E$152,2,FALSE),\"\")","v":""},{"$f":"IFERROR(VLOOKUP(K72,$B$7:$E$152,3,FALSE),\"\")","v":""},{"$f":"IFERROR(VLOOKUP(K72,$B$7:$E$152,4,FALSE),\"\")","v":""},null,null,null,{"$f":"IFERROR(VLOOKUP(Q72,$B$7:$E$152,2,FALSE),\"\")","v":""},{"$f":"IFERROR(VLOOKUP(Q72,$B$7:$E$152,3,FALSE),\"\")","v":""},{"$f":"IFERROR(VLOOKUP(Q72,$B$7:$E$152,4,FALSE),\"\")","v":""},null,null,null,"","","","",""]
[null,null,{"$f":"VLOOKUP($B73,Tarif!$A:$D,2,FALSE)","v":{"$error":"#N/A"}},{"$f":"VLOOKUP($B73,Tarif!$A:$D,3,FALSE)","v":{"$error":"#N/A"}},{"$f":"VLOOKUP($B73,Tarif!$A:$D,4,FALSE)","v":{"$error":"#N/A"}},null,null,null,null,null,null,null,null,null,null,null,null,null,null,null,null,null,null,"","","","",""]
[null,100017756,{"$f":"VLOOKUP($B74,Tarif!$A:$D,2,FALSE)","v":"GSCR 15"},{"$f":"VLOOKUP($B74,Tarif!$A:$D,3,FALSE)","v":"JA21"},{"$f":"VLOOKUP($B74,Tarif!$A:$D,4,FALSE)","v":3622},null,null,null,null,null,null,"Accessoires de régulation",null,null,null,null,null,"Accessoires de régulation",null,null,null,null,null,"","","","",""]
[null,100017757,{"$f":"VLOOKUP($B75,Tarif!$A:$D,2,FALSE)","v":"GSCR 25"},{"$f":"VLOOKUP($B75,Tarif!$A:$D,3,FALSE)","v":"JA22"},{"$f":"VLOOKUP($B75,Tarif!$A:$D,4,FALSE)","v":3806},null,null,null,null,null,{"$f":"$B$30","v":100013304},{"$f":"IFERROR(VLOOKUP(K75,$B$7:$E$152,2,FALSE),\"\")","v":"COLIS OPTION V3V OE-TRONIC 4"},{"$f":"IFERROR(VLOOKUP(K75,$B$7:$E$152,3,FALSE),\"\")","v":"AD249"},{"$f":"IFERROR(VLOOKUP(K75,$B$7:$E$152,4,FALSE),\"\")","v":170},null,null,{"$f":"$B$30","v":100013304},{"$f":"IFERROR(VLOOKUP(Q75,$B$7:$E$152,2,FALSE),\"\")","v":"COLIS OPTION V3V OE-TRONIC 4"},{"$f":"IFERROR(VLOOKUP(Q75,$B$7:$E$152,3,FALSE),\"\")","v":"AD249"},{"$f":"IFERROR(VLOOKUP(Q75,$B$7:$E$152,4,FALSE),\"\")","v":170},null,null,null,"","","","",""]
[null,100017758,{"$f":"VLOOKUP($B76,Tarif!$A:$D,2,FALSE)","v":"GSCR 35"},{"$f":"VLOOKUP($B76,Tarif!$A:$D,3,FALSE)","v":"JA23"},{"$f":"VLOOKUP($B76,Tarif!$A:$D,4,FALSE)","v":4160},null,null,null,null,null,{"$f":"$B$31","v":100013305},"SONDE SYSTÈME ECS","AD250",49,null,null,{"$f":"$B$31","v":100013305},"SONDE SYSTÈME ECS","AD250",49,null,null,null,{"$f":"IF($J$25=1,K76,IF($P$25=1,Q76,\"\"))","v":""},"","","",""]
[null,null,null,null,null,null,null,null,null,null,{"$f":"$B$32","v":100013306},"SONDE EXTERIEURE RADIO ","AD251",82,null,null,{"$f":"$B$32","v":100013306},"SONDE EXTERIEURE RADIO ","AD251",82,null,null,null,"","","","",""]
[null,null,null,null,null,null,null,null,null,null,{"$f":"$B$33","v":100013307},"MODULE CHAUDIERE RADIO (EMETTEUR)","AD252",132,null,null,{"$f":"$B$33","v":100013307},"MODULE CHAUDIERE RADIO (EMETTEUR)","AD252",132,null,null,null,"","","","",""]
[null,"unité ext.",null,null,null,null,null,null,null,null,{"$f":"$B$34","v":100013472},"CDE A DISTANCE RADIO RS 400R     ","AD255",256,null,null,{"$f":"$B$34","v":100013472},"CDE A DISTANCE RADIO RS 400R     ","AD255",256,null,null,null,"","","","",""]
[{"$f":"D80","v":"EH616"},7656794,{"$f":"VLOOKUP($B80,Tarif!$A:$D,2,FALSE)","v":"AWHP 4.5 MR"},{"$f":"VLOOKUP($B80,Tarif!$A:$D,3,FALSE)","v":"EH616"},{"$f":"VLOOKUP($B80,Tarif!$A:$D,4,FALSE)","v":1963},null,null,null,null,null,{"$f":"$B$35","v":100013477},"COMMANDE A DISTANCE RS 400","AD257",190,null,null,{"$f":"$B$35","v":100013477},"COMMANDE A DISTANCE RS 400","AD257",190,null,null,null,"","","","",""]
[{"$f":"D81","v":"EH672"},7668016,{"$f":"VLOOKUP($B81,Tarif!$A:$D,2,FALSE)","v":"AWHP 6 MR-3"},{"$f":"VLOOKUP($B81,Tarif!$A:$D,3,FALSE)","v":"EH672"},{"$f":"VLOOKUP($B81,Tarif!$A:$D,4,FALSE)","v":2366},null,null,null,null,null,{"$f":"$B$36","v":88017017},"SONDE DEPART v3v","AD199",85,null,null,{"$f":"$B$36","v":88017017},"SONDE DEPART v3v","AD199",85,null,null,null,"","","","",""]
["EH381",7609926,{"$f":"VLOOKUP($B82,Tarif!$A:$D,2,FALSE)","v":"AWHP 8 MR-2 "},{"$f":"VLOOKUP($B82,Tarif!$A:$D,3,FALSE)","v":"EH381"},{"$f":"VLOOKUP($B82,Tarif!$A:$D,4,FALSE)","v":3170},null,null,null,null,null,{"$f":"$B$37","v":100002803},"COMMANDE A DISTANCE SIMPLIFIEE AD208","AD208",112,null,null,{"$f":"$B$37","v":100002803},"COMMANDE A DISTANCE SIMPLIFIEE AD208","AD208",112,null,null,null,"","","","",""]
["EH382",7609927,{"$f":"VLOOKUP($B83,Tarif!$A:$D,2,FALSE)","v":"AWHP 11 MR-2 "},{"$f":"VLOOKUP($B83,Tarif!$A:$D,3,FALSE)","v":"EH382"},{"$f":"VLOOKUP($B83,Tarif!$A:$D,4,FALSE)","v":4335},null,null,null,null,null,{"$f":"$B$38","v":7624902},"KIT CABLAGE PLANCHER CHAUFFANT DIRECT","HA255",40,null,null,{"$f":"$B$38","v":7624902},"KIT CABLAGE PLANCHER CHAUFFANT DIRECT","HA255",40,null,null,null,"","","","",""]
["EH383",7609928,{"$f":"VLOOKUP($B84,Tarif!$A:$D,2,FALSE)","v":"AWHP 11 TR-2 "},{"$f":"VLOOKUP($B84,Tarif!$A:$D,3,FALSE)","v":"EH383"},{"$f":"VLOOKUP($B84,Tarif!$A:$D,4,FALSE)","v":4666},null,null,null,null,null,null,"","","",null,null,null,"","","",null,null,null,"","","","",""]
["EH384",7609929,{"$f":"VLOOKUP($B85,Tarif!$A:$D,2,FALSE)","v":"AWHP 16 MR-2 "},{"$f":"VLOOKUP($B85,Tarif!$A:$D,3,FALSE)","v":"EH384"},{"$f":"VLOOKUP($B85,Tarif!$A:$D,4,FALSE)","v":5476},null,null,null,null,null,null,"","","",null,null,null,"","","",null,null,null,"","","","",""]
["EH385",7609930,{"$f":"VLOOKUP($B86,Tarif!$A:$D,2,FALSE)","v":"AWHP 16 TR-2 "},{"$f":"VLOOKUP($B86,Tarif!$A:$D,3,FALSE)","v":"EH385"},{"$f":"VLOOKUP($B86,Tarif!$A:$D,4,FALSE)","v":5922},null,null,null,null,null,null,"","","",null,null,null,"","","",null,null,null,"","","","",""]
[null,null,null,null,null,null,null,null,null,null,null,"","","",null,null,null,"","","",null,null,null,"","","","",""]
[null,null,null,null,null,null,null,null,null,null,null,"","","",null,null,null,"","","",null,null,null,"","","","",""]
[]
[null,"Adaptateur frigo"]
["EH146",100015480,{"$f":"VLOOKUP($B91,Tarif!$A:$D,2,FALSE)","v":"RACCORD D'ADAPTATION FRIGO POUR 4 kW ET 6 kW"},{"$f":"VLOOKUP($B91,Tarif!$A:$D,3,FALSE)","v":"EH146"},{"$f":"VLOOKUP($B91,Tarif!$A:$D,4,FALSE)","v":64}]
[]
[]
[null,"Ballon",null,null,null,null,null,null,null,{"$f":"IF(OR('Offre HPI - G Hybrid'!$H$9=OFFRE!$N$56,'Offre HPI - G Hybrid'!$H$9=OFFRE!$P$56),1,0)","v":0},{"$f":"OFFRE!$N$56","v":"OEnoviaGaz-Hybrid 6 kW MONO - V200"},null,null,null,null,{"$f":"IF(OR('Offre HPI - G Hybrid'!$H$9=OFFRE!$O$56,'Offre HPI - G Hybrid'!$H$9=OFFRE!$Q$57),1,0)","v":0}]
["EH509",7623217,{"$f":"VLOOKUP($B95,Tarif!$A:$D,2,FALSE)","v":"BALLON 200 CSL HYBRID 4-8"},{"$f":"VLOOKUP($B95,Tarif!$A:$D,3,FALSE)","v":"EH509"},{"$f":"VLOOKUP($B95,Tarif!$A:$D,4,FALSE)","v":2649},null,null,null,null,"Appoint",{"$f":"OFFRE!$F$6","v":"Hydraulique par chaudière"},null,null,null,null,null,{"$f":"OFFRE!$F$6","v":"Hydraulique par chaudière"}]
["EH513",7623229,{"$f":"VLOOKUP($B96,Tarif!$A:$D,2,FALSE)","v":"BALLON 200 CSL HYBRID 11-16"},{"$f":"VLOOKUP($B96,Tarif!$A:$D,3,FALSE)","v":"EH513"},{"$f":"VLOOKUP($B96,Tarif!$A:$D,4,FALSE)","v":2955}]
[]
[null,null,null,null,null,null,null,null,null,null,null,null,null,null,null,null,null,null,null,null,null,null,null,"Si 6 MR choisi"]
[null,"kit de montage ballon",null,null,null,null,null,null,null,"6 MR",null,{"$f":"IF($J$13=OFFRE!$H$23,\"Kit complet : PAC + accessoires\",\"\")","v":"Kit complet : PAC + accessoires"},null,null,null,null,null,{"$f":"IF($J$13=OFFRE!$H$23,\"Kit complet : PAC + accessoires\",\"\")","v":"Kit complet : PAC + accessoires"},null,null,null,null,{"$f":"IF(Y108=\"\",0,1)","v":0},{"$f":"IF($J$94=1,K99,IF($P$94=1,Q99,\"\"))","v":""},"","","",""]
["EH524",7621386,{"$f":"VLOOKUP($B100,Tarif!$A:$D,2,FALSE)","v":"KIT DE MONTAGE BALLON VERSION V"},{"$f":"VLOOKUP($B100,Tarif!$A:$D,3,FALSE)","v":"EH524"},{"$f":"VLOOKUP($B100,Tarif!$A:$D,4,FALSE)","v":125},null,null,null,null,null,{"$f":"IF($J$13=OFFRE!$H$23,IF('Offre HPI - G Hybrid'!$H$24='Offre HPI - G Hybrid'!$R$5,'Offre HPI - G Hybrid'!$B$106,IF('Offre HPI - G Hybrid'!$H$24='Offre HPI - G Hybrid'!$R$6,'Offre HPI - G Hybrid'!$B$109,IF('Offre HPI - G Hybrid'!$H$24='Offre HPI - G Hybrid'!$R$7,$B$111,\"\"))),\"\")","v":0},{"$f":"IFERROR(VLOOKUP(K100,$B$7:$E$152,2,FALSE),\"\")","v":""},{"$f":"IFERROR(VLOOKUP(K100,$B$7:$E$152,3,FALSE),\"\")","v":""},{"$f":"IFERROR(VLOOKUP(K100,$B$7:$E$152,4,FALSE),\"\")","v":""},{"$f":"IF(K100=\"\",\"\",1)","v":1},null,{"$f":"IF($J$13=OFFRE!$H$23,IF('Offre HPI - G Hybrid'!$H$24='Offre HPI - G Hybrid'!$R$5,'Offre HPI - G Hybrid'!$B$131,IF('Offre HPI - G Hybrid'!$H$24='Offre HPI - G Hybrid'!$R$6,'Offre HPI - G Hybrid'!$B$134,IF('Offre HPI - G Hybrid'!$H$24='Offre HPI - G Hybrid'!$R$7,$B$136,\"\"))),\"\")","v":0},{"$f":"IFERROR(VLOOKUP(Q100,$B$7:$E$152,2,FALSE),\"\")","v":""},{"$f":"IFERROR(VLOOKUP(Q100,$B$7:$E$152,3,FALSE),\"\")","v":""},{"$f":"IFERROR(VLOOKUP(Q100,$B$7:$E$152,4,FALSE),\"\")","v":""},{"$f":"IF(Q100=\"\",\"\",1)","v":1},null,null,"","","","",""]
["EH525",7621387,{"$f":"VLOOKUP($B101,Tarif!$A:$D,2,FALSE)","v":"KIT DE MONTAGE BALLON VERSION B"},{"$f":"VLOOKUP($B101,Tarif!$A:$D,3,FALSE)","v":"EH525"},{"$f":"VLOOKUP($B101,Tarif!$A:$D,4,FALSE)","v":239},null,null,null,null,null,null,null,null,null,null,null,null,null,null,null,null,null,null,"","","","",""]
[null,null,null,null,null,null,null,null,null,null,null,{"$f":"IF($J$13=OFFRE!$H$24,\"Sélection personnalisée\",\"\")","v":""},null,null,null,null,null,{"$f":"IF($J$13=OFFRE!$H$24,\"Sélection personnalisée\",\"\")","v":""},null,null,null,null,null,"","","","",""]
[null,null,null,null,null,null,null,null,null,null,{"$f":"IF($J$13=OFFRE!$H$24,IF('Offre HPI - G Hybrid'!$H$24='Offre HPI - G Hybrid'!$R$5,'Offre HPI - G Hybrid'!$B$73,IF('Offre HPI - G Hybrid'!$H$24='Offre HPI - G Hybrid'!$R$6,'Offre HPI - G Hybrid'!$B$74,IF('Offre HPI - G Hybrid'!$H$24='Offre HPI - G Hybrid'!$R$7,$B$75,\"\"))),\"\")","v":""},{"$f":"IFERROR(VLOOKUP(K103,$B$7:$E$152,2,FALSE),\"\")","v":""},{"$f":"IFERROR(VLOOKUP(K103,$B$7:$E$152,3,FALSE),\"\")","v":""},{"$f":"IFERROR(VLOOKUP(K103,$B$7:$E$152,4,FALSE),\"\")","v":""},{"$f":"IF(K103=\"\",\"\",1)","v":""},null,{"$f":"IF($J$13=OFFRE!$H$24,IF('Offre HPI - G Hybrid'!$H$24='Offre HPI - G Hybrid'!$R$5,'Offre HPI - G Hybrid'!$B$73,IF('Offre HPI - G Hybrid'!$H$24='Offre HPI - G Hybrid'!$R$6,'Offre HPI - G Hybrid'!$B$74,IF('Offre HPI - G Hybrid'!$H$24='Offre HPI - G Hybrid'!$R$7,$B$75,\"\"))),\"\")","v":""},{"$f":"IFERROR(VLOOKUP(Q103,$B$7:$E$152,2,FALSE),\"\")","v":""},{"$f":"IFERROR(VLOOKUP(Q103,$B$7:$E$152,3,FALSE),\"\")","v":""},{"$f":"IFERROR(VLOOKUP(Q103,$B$7:$E$152,4,FALSE),\"\")","v":""},{"$f":"IF(Q103=\"\",\"\",1)","v":""},null,null,"","","","",""]
["KIT","PAC V200",null,null,null,null,null,null,null,null,{"$f":"IF($J$13=OFFRE!$H$24,$B$81,\"\")","v":""},{"$f":"IFERROR(VLOOKUP(K104,$B$7:$E$152,2,FALSE),\"\")","v":""},{"$f":"IFERROR(VLOOKUP(K104,$B$7:$E$152,3,FALSE),\"\")","v":""},{"$f":"IFERROR(VLOOKUP(K104,$B$7:$E$152,4,FALSE),\"\")","v":""},{"$f":"IF(K104=\"\",\"\",1)","v":""},null,{"$f":"IF($J$13=OFFRE!$H$24,$B$81,\"\")","v":""},{"$f":"IFERROR(VLOOKUP(Q104,$B$7:$E$152,2,FALSE),\"\")","v":""},{"$f":"IFERROR(VLOOKUP(Q104,$B$7:$E$152,3,FALSE),\"\")","v":""},{"$f":"IFERROR(VLOOKUP(Q104,$B$7:$E$152,4,FALSE),\"\")","v":""},{"$f":"IF(Q104=\"\",\"\",1)","v":""},null,null,"","","","",""]
[null,null,{"$f":"VLOOKUP($B105,Tarif!$A:$D,2,FALSE)","v":{"$error":"#N/A"}},"-",{"$f":"VLOOKUP($B105,Tarif!$A:$D,4,FALSE)","v":{"$error":"#N/A"}},null,null,null,null,null,{"$f":"IF($J$13=OFFRE!$H$24,$B$91,\"\")","v":""},{"$f":"IFERROR(VLOOKUP(K105,$B$7:$E$152,2,FALSE),\"\")","v":""},{"$f":"IFERROR(VLOOKUP(K105,$B$7:$E$152,3,FALSE),\"\")","v":""},{"$f":"IFERROR(VLOOKUP(K105,$B$7:$E$152,4,FALSE),\"\")","v":""},"",null,{"$f":"IF($J$13=OFFRE!$H$24,$B$91,\"\")","v":""},{"$f":"IFERROR(VLOOKUP(Q105,$B$7:$E$152,2,FALSE),\"\")","v":""},{"$f":"IFERROR(VLOOKUP(Q105,$B$7:$E$152,3,FALSE),\"\")","v":""},{"$f":"IFERROR(VLOOKUP(Q105,$B$7:$E$152,4,FALSE),\"\")","v":""},"",null,null,"","","","",""]
[null,null,{"$f":"VLOOKUP($B106,Tarif!$A:$D,2,FALSE)","v":{"$error":"#N/A"}},"-",{"$f":"VLOOKUP($B106,Tarif!$A:$D,4,FALSE)","v":{"$error":"#N/A"}},null,null,null,null,null,{"$f":"IF($J$13=OFFRE!$H$24,$B$95,\"\")","v":""},{"$f":"IFERROR(VLOOKUP(K106,$B$7:$E$152,2,FALSE),\"\")","v":""},{"$f":"IFERROR(VLOOKUP(K106,$B$7:$E$152,3,FALSE),\"\")","v":""},{"$f":"IFERROR(VLOOKUP(K106,$B$7:$E$152,4,FALSE),\"\")","v":""},"",null,{"$f":"IF($J$13=OFFRE!$H$24,$B$95,\"\")","v":""},{"$f":"IFERROR(VLOOKUP(Q106,$B$7:$E$152,2,FALSE),\"\")","v":""},{"$f":"IFERROR(VLOOKUP(Q106,$B$7:$E$152,3,FALSE),\"\")","v":""},{"$f":"IFERROR(VLOOKUP(Q106,$B$7:$E$152,4,FALSE),\"\")","v":""},"",null,null,"","","","",""]
[null,null,{"$f":"VLOOKUP($B107,Tarif!$A:$D,2,FALSE)","v":{"$error":"#N/A"}},"-",{"$f":"VLOOKUP($B107,Tarif!$A:$D,4,FALSE)","v":{"$error":"#N/A"}},null,null,null,null,null,{"$f":"IF($J$13=OFFRE!$H$24,$B$100,\"\")","v":""},{"$f":"IFERROR(VLOOKUP(K107,$B$7:$E$152,2,FALSE),\"\")","v":""},{"$f":"IFERROR(VLOOKUP(K107,$B$7:$E$152,3,FALSE),\"\")","v":""},{"$f":"IFERROR(VLOOKUP(K107,$B$7:$E$152,4,FALSE),\"\")","v":""},"",null,{"$f":"IF($J$13=OFFRE!$H$24,$B$101,\"\")","v":""},{"$f":"IFERROR(VLOOKUP(Q107,$B$7:$E$152,2,FALSE),\"\")","v":""},{"$f":"IFERROR(VLOOKUP(Q107,$B$7:$E$152,3,FALSE),\"\")","v":""},{"$f":"IFERROR(VLOOKUP(Q107,$B$7:$E$152,4,FALSE),\"\")","v":""},"",null,null,"","","","",""]
[null,7670836,{"$f":"VLOOKUP($B108,Tarif!$A:$D,2,FALSE)","v":"AWHP 4.5 MR-GSCR 15 HYB V200"},"-",{"$f":"VLOOKUP($B108,Tarif!$A:$D,4,FALSE)","v":8423},null,null,null,null,null,null,null,null,null,"",null,null,null,null,null,"",null,null,"","","","",""]
[null,7642833,{"$f":"VLOOKUP($B109,Tarif!$A:$D,2,FALSE)","v":"AWHP 6 MR-GSCR 15 HYBRID V200"},"-",{"$f":"VLOOKUP($B109,Tarif!$A:$D,4,FALSE)","v":8826},null,null,null,null,null,null,{"$f":"IFERROR(VLOOKUP(K109,$B$7:$E$152,2,FALSE),\"\")","v":""},{"$f":"IFERROR(VLOOKUP(K109,$B$7:$E$152,3,FALSE),\"\")","v":""},{"$f":"IFERROR(VLOOKUP(K109,$B$7:$E$152,4,FALSE),\"\")","v":""},"",null,null,{"$f":"IFERROR(VLOOKUP(Q109,$B$7:$E$152,2,FALSE),\"\")","v":""},{"$f":"IFERROR(VLOOKUP(Q109,$B$7:$E$152,3,FALSE),\"\")","v":""},{"$f":"IFERROR(VLOOKUP(Q109,$B$7:$E$152,4,FALSE),\"\")","v":""},"",null,null,"","","","",""]
[null,7642835,{"$f":"VLOOKUP($B110,Tarif!$A:$D,2,FALSE)","v":"AWHP 8 MR-GSCR 15 HYBRID V200"},"-",{"$f":"VLOOKUP($B110,Tarif!$A:$D,4,FALSE)","v":9566},null,null,null,null,null,null,{"$f":"IFERROR(VLOOKUP(K110,$B$7:$E$152,2,FALSE),\"\")","v":""},{"$f":"IFERROR(VLOOKUP(K110,$B$7:$E$152,3,FALSE),\"\")","v":""},{"$f":"IFERROR(VLOOKUP(K110,$B$7:$E$152,4,FALSE),\"\")","v":""},null,null,null,{"$f":"IFERROR(VLOOKUP(Q110,$B$7:$E$152,2,FALSE),\"\")","v":""},{"$f":"IFERROR(VLOOKUP(Q110,$B$7:$E$152,3,FALSE),\"\")","v":""},{"$f":"IFERROR(VLOOKUP(Q110,$B$7:$E$152,4,FALSE),\"\")","v":""},null,null,null,"","","","",""]
[null,7642846,{"$f":"VLOOKUP($B111,Tarif!$A:$D,2,FALSE)","v":"AWHHP 6 MR-GSCR 25 HYBRID V200"},"-",{"$f":"VLOOKUP($B111,Tarif!$A:$D,4,FALSE)","v":9010},null,null,null,null,null,null,null,null,null,null,null,null,null,null,null,null,null,null,"","","","",""]
[null,7642848,{"$f":"VLOOKUP($B112,Tarif!$A:$D,2,FALSE)","v":"AWHP 8 MR-GSCR 25 HYBRID V200"},"-",{"$f":"VLOOKUP($B112,Tarif!$A:$D,4,FALSE)","v":9750},null,null,null,null,null,null,"Liaison frigorifique",null,null,null,null,null,"Liaison frigorifique",null,null,null,null,null,"","","","",""]
[null,7642858,{"$f":"VLOOKUP($B113,Tarif!$A:$D,2,FALSE)","v":"AWHP 8 MR-GSCR 35 HYBRID V200"},"-",{"$f":"VLOOKUP($B113,Tarif!$A:$D,4,FALSE)","v":10104},null,null,null,null,null,{"$f":"$B$19","v":100015476},{"$f":"IFERROR(VLOOKUP(K113,$B$7:$E$152,2,FALSE),\"\")","v":"LIAISON FRIGORIFIQUE PE 1/2\" 1/4\" - LG 10 m"},{"$f":"IFERROR(VLOOKUP(K113,$B$7:$E$152,3,FALSE),\"\")","v":"EH142"},{"$f":"IFERROR(VLOOKUP(K113,$B$7:$E$152,4,FALSE),\"\")","v":255},1,null,{"$f":"$B$19","v":100015476},{"$f":"IFERROR(VLOOKUP(Q113,$B$7:$E$152,2,FALSE),\"\")","v":"LIAISON FRIGORIFIQUE PE 1/2\" 1/4\" - LG 10 m"},{"$f":"IFERROR(VLOOKUP(Q113,$B$7:$E$152,3,FALSE),\"\")","v":"EH142"},{"$f":"IFERROR(VLOOKUP(Q113,$B$7:$E$152,4,FALSE),\"\")","v":255},1,null,null,"","","","",""]
[null,null,{"$f":"VLOOKUP($B114,Tarif!$A:$D,2,FALSE)","v":{"$error":"#N/A"}},"-",{"$f":"VLOOKUP($B114,Tarif!$A:$D,4,FALSE)","v":{"$error":"#N/A"}},null,null,null,null,null,null,null,null,null,null,null,null,null,null,null,null,null,null,"","","","",""]
[null,null,{"$f":"VLOOKUP($B115,Tarif!$A:$D,2,FALSE)","v":{"$error":"#N/A"}},"-",{"$f":"VLOOKUP($B115,Tarif!$A:$D,4,FALSE)","v":{"$error":"#N/A"}},null,null,null,null,null,null,null,null,null,null,null,null,null,null,null,null,null,null,"","","","",""]
[null,7642837,{"$f":"VLOOKUP($B116,Tarif!$A:$D,2,FALSE)","v":"AWHP 11 MR-GSCR 15 HYBRID V200"},"-",{"$f":"VLOOKUP($B116,Tarif!$A:$D,4,FALSE)","v":11037},null,null,null,null,null,null,null,null,null,null,null,null,null,null,null,null,null,null,"","","","",""]
[null,7642840,{"$f":"VLOOKUP($B117,Tarif!$A:$D,2,FALSE)","v":"AWHP 11 TR-GSCR 15 HYBRID V200"},"-",{"$f":"VLOOKUP($B117,Tarif!$A:$D,4,FALSE)","v":11368},null,null,null,null,null,null,"Accessoires de raccordement hydraulique",null,null,null,null,null,"Accessoires de raccordement hydraulique",null,null,null,null,null,"","","","",""]
[null,7642842,{"$f":"VLOOKUP($B118,Tarif!$A:$D,2,FALSE)","v":"AWHP 16 MR-GSCR 15 HYBRID V200"},"-",{"$f":"VLOOKUP($B118,Tarif!$A:$D,4,FALSE)","v":12178},null,null,null,null,null,{"$f":"$B$8","v":100013756},{"$f":"IFERROR(VLOOKUP(K118,$B$7:$E$152,2,FALSE),\"\")","v":"TERMINAL HORIZONTAL PPS/GALVA Ø 60/100 mm"},{"$f":"IFERROR(VLOOKUP(K118,$B$7:$E$152,3,FALSE),\"\")","v":"HR48"},{"$f":"IFERROR(VLOOKUP(K118,$B$7:$E$152,4,FALSE),\"\")","v":202},1,null,{"$f":"$B$8","v":100013756},{"$f":"IFERROR(VLOOKUP(Q118,$B$7:$E$152,2,FALSE),\"\")","v":"TERMINAL HORIZONTAL PPS/GALVA Ø 60/100 mm"},{"$f":"IFERROR(VLOOKUP(Q118,$B$7:$E$152,3,FALSE),\"\")","v":"HR48"},{"$f":"IFERROR(VLOOKUP(Q118,$B$7:$E$152,4,FALSE),\"\")","v":202},1,null,null,"","","","",""]
[null,7642844,{"$f":"VLOOKUP($B119,Tarif!$A:$D,2,FALSE)","v":"AWHP 16 TR-GSCR 15 HYBRID V200"},"-",{"$f":"VLOOKUP($B119,Tarif!$A:$D,4,FALSE)","v":12624},null,null,null,null,null,{"$f":"$B$9","v":"S100465"},"ADAPTATEUR AIR/FUMEES Ø 80/125","HR38",58,1,null,{"$f":"$B$9","v":"S100465"},"ADAPTATEUR AIR/FUMEES Ø 80/125","HR38",58,1,null,null,"","","","",""]
[null,7642850,{"$f":"VLOOKUP($B120,Tarif!$A:$D,2,FALSE)","v":"AWHP 11 MR-GSCR 25 HYBRID V200"},"-",{"$f":"VLOOKUP($B120,Tarif!$A:$D,4,FALSE)","v":11221},null,null,null,null,null,{"$f":"$B$10","v":100002732},"TERMINAL VERTICAL PPS Ø 80/125 MM NOIR","DY843",167,1,null,{"$f":"$B$10","v":100002732},"TERMINAL VERTICAL PPS Ø 80/125 MM NOIR","DY843",167,1,null,null,"","","","",""]
[null,7642852,{"$f":"VLOOKUP($B121,Tarif!$A:$D,2,FALSE)","v":"AWHP 11 TR-GSCR 25 HYBRID V200"},"-",{"$f":"VLOOKUP($B121,Tarif!$A:$D,4,FALSE)","v":11552},null,null,null,null,null,{"$f":"IF(OR($H$6=OFFRE!$B$47,$H$6=OFFRE!$B$48),IF(OR($H$24=$R$6),$B$155,IF($H$24=$R$7,$B$156,IF($H$24=$R$8,$B$157,\"\"))),\"\")","v":""},"","","",{"$f":"IF(K121=\"\",\"\",1)","v":""},null,{"$f":"IF(OR($H$6=OFFRE!$B$47,$H$6=OFFRE!$B$48),IF(OR($H$24=$R$6),$B$155,IF($H$24=$R$7,$B$156,IF($H$24=$R$8,$B$157,\"\"))),\"\")","v":""},"","","",{"$f":"IF(Q121=\"\",\"\",1)","v":""},null,null,"","","","",""]
[null,7642854,{"$f":"VLOOKUP($B122,Tarif!$A:$D,2,FALSE)","v":"AWHP 16 MR-GSCR 25 HYBRID V200"},"-",{"$f":"VLOOKUP($B122,Tarif!$A:$D,4,FALSE)","v":12362},null,null,null,null,null,{"$f":"$B$22","v":7619010},"KIT VANNE 3 VOIES","EH528",631,null,null,{"$f":"$B$22","v":7619010},"KIT VANNE 3 VOIES","EH528",631,null,null,null,"","","","",""]
[null,7642856,{"$f":"VLOOKUP($B123,Tarif!$A:$D,2,FALSE)","v":"AWHP 16 TR-GSCR 25 HYBRID V200"},"-",{"$f":"VLOOKUP($B123,Tarif!$A:$D,4,FALSE)","v":12808},null,null,null,null,null,{"$f":"$B$23","v":7622641},"KIT FAISCEAU GFS V3V","EH529",58,null,null,{"$f":"$B$23","v":7622641},"KIT FAISCEAU GFS V3V","EH529",58,null,null,null,"","","","",""]
[null,7642860,{"$f":"VLOOKUP($B124,Tarif!$A:$D,2,FALSE)","v":"AWHP 11 MR-GSCR 35 HYBRID V200"},"-",{"$f":"VLOOKUP($B124,Tarif!$A:$D,4,FALSE)","v":11575},null,null,null,null,null,{"$f":"$B$24","v":7626737},"KIT ISOLATION MODE CLIMATISATION","EH567",229,null,null,{"$f":"$B$24","v":7626737},"KIT ISOLATION MODE CLIMATISATION","EH567",229,null,null,null,"","","","",""]
[null,7642862,{"$f":"VLOOKUP($B125,Tarif!$A:$D,2,FALSE)","v":"AWHP 11 TR-GSCR 35 HYBRID V200"},"-",{"$f":"VLOOKUP($B125,Tarif!$A:$D,4,FALSE)","v":11906},null,null,null,null,null,{"$f":"$B$25","v":100019114},"KIT SONDE HYGRO RAFRAICHISSEMENT","HK27",233,null,null,{"$f":"$B$25","v":100019114},"KIT SONDE HYGRO RAFRAICHISSEMENT","HK27",233,null,null,null,"","","","",""]
[null,7642864,{"$f":"VLOOKUP($B126,Tarif!$A:$D,2,FALSE)","v":"AWHP 16 MR-GSCR 35 HYBRID V200"},"-",{"$f":"VLOOKUP($B126,Tarif!$A:$D,4,FALSE)","v":12716},null,null,null,null,null,{"$f":"$B$26","v":7622433},"KIT SONDE CONDENSATION (0-10V)","HZ64",420,null,null,{"$f":"$B$26","v":7622433},"KIT SONDE CONDENSATION (0-10V)","HZ64",420,null,null,null,"","","","",""]
[null,7642866,{"$f":"VLOOKUP($B127,Tarif!$A:$D,2,FALSE)","v":"AWHP 16 TR-GSCR 35 HYBRID V200"},"-",{"$f":"VLOOKUP($B127,Tarif!$A:$D,4,FALSE)","v":13162},null,null,null,null,null,{"$f":"$B$27","v":7636899},"KIT SILENCIEUX MODULE EXTERIEUR","EH572",66,null,null,{"$f":"$B$27","v":7636899},"KIT SILENCIEUX MODULE EXTERIEUR","EH572",66,null,null,null,"","","","",""]
[null,null,null,null,null,null,null,null,null,null,{"$f":"$B$28","v":100017830},"KIT VANNE 3 VOIES (CIRCUIT B)","HK21",732,null,null,{"$f":"$B$28","v":100017830},{"$f":"IFERROR(VLOOKUP(Q128,$B$7:$E$152,2,FALSE),\"\")","v":"KIT VANNE 3 VOIES (CIRCUIT B)"},{"$f":"IFERROR(VLOOKUP(Q128,$B$7:$E$152,3,FALSE),\"\")","v":"HK21"},{"$f":"IFERROR(VLOOKUP(Q128,$B$7:$E$152,4,FALSE),\"\")","v":732},null,null,null,"","","","",""]
[null,"PAC B200",null,null,null,null,null,null,null,null,null,{"$f":"IF($H$24=OFFRE!$D$6,\"Ballons de production Eau Chaude Sanitaire\",\"\")","v":""},null,null,null,null,null,{"$f":"IF($H$24=OFFRE!$D$6,\"Ballons de production Eau Chaude Sanitaire\",\"\")","v":""},null,null,null,null,null,"","","","",""]
[null,null,{"$f":"VLOOKUP($B130,Tarif!$A:$D,2,FALSE)","v":{"$error":"#N/A"}},"-",{"$f":"VLOOKUP($B130,Tarif!$A:$D,4,FALSE)","v":{"$error":"#N/A"}},null,null,null,null,null,{"$f":"$B$20","v":100008841},{"$f":"IFERROR(VLOOKUP(K130,$B$7:$E$152,2,FALSE),\"\")","v":"BALLON TAMPON 80L B 80 T"},{"$f":"IFERROR(VLOOKUP(K130,$B$7:$E$152,3,FALSE),\"\")","v":"EH85"},{"$f":"IFERROR(VLOOKUP(K130,$B$7:$E$152,4,FALSE),\"\")","v":572},1,null,{"$f":"$B$20","v":100008841},{"$f":"IFERROR(VLOOKUP(Q130,$B$7:$E$152,2,FALSE),\"\")","v":"BALLON TAMPON 80L B 80 T"},{"$f":"IFERROR(VLOOKUP(Q130,$B$7:$E$152,3,FALSE),\"\")","v":"EH85"},{"$f":"IFERROR(VLOOKUP(Q130,$B$7:$E$152,4,FALSE),\"\")","v":572},1,null,null,"","","","",""]
[null,null,{"$f":"VLOOKUP($B131,Tarif!$A:$D,2,FALSE)","v":{"$error":"#N/A"}},"-",{"$f":"VLOOKUP($B131,Tarif!$A:$D,4,FALSE)","v":{"$error":"#N/A"}},null,null,null,null,null,{"$f":"$B$21","v":100004415},"BALLON TAMPON 160L B 150 T","EH60",857,null,null,{"$f":"$B$21","v":100004415},"BALLON TAMPON 160L B 150 T","EH60",857,null,null,null,{"$f":"IF($J$94=1,K131,IF($P$94=1,Q131,\"\"))","v":""},"","","",""]
[null,null,{"$f":"VLOOKUP($B132,Tarif!$A:$D,2,FALSE)","v":{"$error":"#N/A"}},"-",{"$f":"VLOOKUP($B132,Tarif!$A:$D,4,FALSE)","v":{"$error":"#N/A"}},null,null,null,null,null,null,"","","",null,null,null,"","","",null,null,null,"","","","",""]
[null,7670838,{"$f":"VLOOKUP($B133,Tarif!$A:$D,2,FALSE)","v":"AWHP 4.5 MR-GSCR 15 HYB B200"},"-",{"$f":"VLOOKUP($B133,Tarif!$A:$D,4,FALSE)","v":8537},null,null,null,null,null,null,"","","",null,null,null,"","","",null,null,null,"","","","",""]
[null,7642834,{"$f":"VLOOKUP($B134,Tarif!$A:$D,2,FALSE)","v":"AWHP 6 MR-GSCR 15 HYBRID B200"},"-",{"$f":"VLOOKUP($B134,Tarif!$A:$D,4,FALSE)","v":8940},null,null,null,null,null,null,"","","",null,null,null,"","","",null,null,null,"","","","",""]
[null,7642836,{"$f":"VLOOKUP($B135,Tarif!$A:$D,2,FALSE)","v":"AWHP 8 MR-GSCR 15 HYBRID B200"},"-",{"$f":"VLOOKUP($B135,Tarif!$A:$D,4,FALSE)","v":9680},null,null,null,null,null,null,"","","",null,null,null,"","","",null,null,null,"","","","",""]
[null,7642847,{"$f":"VLOOKUP($B136,Tarif!$A:$D,2,FALSE)","v":"AWHP 6 MR-GSCR 25 HYBRID B200"},"-",{"$f":"VLOOKUP($B136,Tarif!$A:$D,4,FALSE)","v":9124},null,null,null,null,null,null,"","","",null,null,null,"","","",null,null,null,"","","","",""]
[null,7642849,{"$f":"VLOOKUP($B137,Tarif!$A:$D,2,FALSE)","v":"AWHP 8 MR-GSCR 25 HYBRID B200"},"-",{"$f":"VLOOKUP($B137,Tarif!$A:$D,4,FALSE)","v":9864},null,null,null,null,null,null,"","","",null,null,null,"","","",null,null,null,"","","","",""]
[null,7642859,{"$f":"VLOOKUP($B138,Tarif!$A:$D,2,FALSE)","v":"AWHP 8 MR-GSCR 35 HYBRID B200"},"-",{"$f":"VLOOKUP($B138,Tarif!$A:$D,4,FALSE)","v":10218},null,null,null,null,null,null,null,null,null,null,null,null,null,null,null,null,null,null,"","","","",""]
[null,null,{"$f":"VLOOKUP($B139,Tarif!$A:$D,2,FALSE)","v":{"$error":"#N/A"}},"-",{"$f":"VLOOKUP($B139,Tarif!$A:$D,4,FALSE)","v":{"$error":"#N/A"}},null,null,null,null,null,null,"Accessoires de mise en œuvre",null,null,null,null,null,"Accessoires de mise en œuvre",null,null,null,null,null,"","","","",""]
[null,null,{"$f":"VLOOKUP($B140,Tarif!$A:$D,2,FALSE)","v":{"$error":"#N/A"}},"-",{"$f":"VLOOKUP($B140,Tarif!$A:$D,4,FALSE)","v":{"$error":"#N/A"}},null,null,null,null,null,{"$f":"IF($H$15=OFFRE!$H$16,'Offre HPI - G Hybrid'!$B$11,'Offre HPI - G Hybrid'!$B$14)","v":100011222},{"$f":"IFERROR(VLOOKUP(K140,$B$7:$E$152,2,FALSE),\"\")","v":"SUPPORT MURALE & PLOTS ANTIVIBRATILES POUR  ROE-II AWHP 6-8"},{"$f":"IFERROR(VLOOKUP(K140,$B$7:$E$152,3,FALSE),\"\")","v":"EH95"},{"$f":"IFERROR(VLOOKUP(K140,$B$7:$E$152,4,FALSE),\"\")","v":181},1,null,{"$f":"IF($H$15=OFFRE!$H$16,'Offre HPI - G Hybrid'!$B$11,'Offre HPI - G Hybrid'!$B$14)","v":100011222},{"$f":"IFERROR(VLOOKUP(Q140,$B$7:$E$152,2,FALSE),\"\")","v":"SUPPORT MURALE & PLOTS ANTIVIBRATILES POUR  ROE-II AWHP 6-8"},{"$f":"IFERROR(VLOOKUP(Q140,$B$7:$E$152,3,FALSE),\"\")","v":"EH95"},{"$f":"IFERROR(VLOOKUP(Q140,$B$7:$E$152,4,FALSE),\"\")","v":181},1,null,null,"","","","",""]
[null,7642839,{"$f":"VLOOKUP($B141,Tarif!$A:$D,2,FALSE)","v":"AWHP 11 MR-GSCR 15 HYBRIDE B200"},"-",{"$f":"VLOOKUP($B141,Tarif!$A:$D,4,FALSE)","v":11151},null,null,null,null,null,null,{"$f":"IFERROR(VLOOKUP(K141,$B$7:$E$152,2,FALSE),\"\")","v":""},{"$f":"IFERROR(VLOOKUP(K141,$B$7:$E$152,3,FALSE),\"\")","v":""},{"$f":"IFERROR(VLOOKUP(K141,$B$7:$E$152,4,FALSE),\"\")","v":""},null,null,null,{"$f":"IFERROR(VLOOKUP(Q141,$B$7:$E$152,2,FALSE),\"\")","v":""},{"$f":"IFERROR(VLOOKUP(Q141,$B$7:$E$152,3,FALSE),\"\")","v":""},{"$f":"IFERROR(VLOOKUP(Q141,$B$7:$E$152,4,FALSE),\"\")","v":""},null,null,null,"","","","",""]
[null,7642841,{"$f":"VLOOKUP($B142,Tarif!$A:$D,2,FALSE)","v":"AWHP 11 TR-GSCR 15 HYBRID B200"},"-",{"$f":"VLOOKUP($B142,Tarif!$A:$D,4,FALSE)","v":11482},null,null,null,null,null,null,null,null,null,null,null,null,null,null,null,null,null,null,"","","","",""]
[null,7642843,{"$f":"VLOOKUP($B143,Tarif!$A:$D,2,FALSE)","v":"AWHP 16 MR-GSCR 15 HYBRID B200"},"-",{"$f":"VLOOKUP($B143,Tarif!$A:$D,4,FALSE)","v":12292},null,null,null,null,null,null,"Accessoires de régulation",null,null,null,null,null,"Accessoires de régulation",null,null,null,null,null,"","","","",""]
[null,7642845,{"$f":"VLOOKUP($B144,Tarif!$A:$D,2,FALSE)","v":"AWHP 16 TR-GSCR 15 HYBRID B200"},"-",{"$f":"VLOOKUP($B144,Tarif!$A:$D,4,FALSE)","v":12738},null,null,null,null,null,{"$f":"$B$30","v":100013304},{"$f":"IFERROR(VLOOKUP(K144,$B$7:$E$152,2,FALSE),\"\")","v":"COLIS OPTION V3V OE-TRONIC 4"},{"$f":"IFERROR(VLOOKUP(K144,$B$7:$E$152,3,FALSE),\"\")","v":"AD249"},{"$f":"IFERROR(VLOOKUP(K144,$B$7:$E$152,4,FALSE),\"\")","v":170},null,null,{"$f":"$B$30","v":100013304},{"$f":"IFERROR(VLOOKUP(Q144,$B$7:$E$152,2,FALSE),\"\")","v":"COLIS OPTION V3V OE-TRONIC 4"},{"$f":"IFERROR(VLOOKUP(Q144,$B$7:$E$152,3,FALSE),\"\")","v":"AD249"},{"$f":"IFERROR(VLOOKUP(Q144,$B$7:$E$152,4,FALSE),\"\")","v":170},null,null,null,"","","","",""]
[null,7642851,{"$f":"VLOOKUP($B145,Tarif!$A:$D,2,FALSE)","v":"AWHP 11 MR-GSCR 25 HYBRID B200"},"-",{"$f":"VLOOKUP($B145,Tarif!$A:$D,4,FALSE)","v":11335},null,null,null,null,null,{"$f":"$B$31","v":100013305},"SONDE SYSTÈME ECS","AD250",49,null,null,{"$f":"$B$31","v":100013305},"SONDE SYSTÈME ECS","AD250",49,null,null,null,"","","","",""]
[null,7642853,{"$f":"VLOOKUP($B146,Tarif!$A:$D,2,FALSE)","v":"AWHP 11 TR-GSCR 25 HYBRID B200"},"-",{"$f":"VLOOKUP($B146,Tarif!$A:$D,4,FALSE)","v":11666},null,null,null,null,null,{"$f":"$B$32","v":100013306},"SONDE EXTERIEURE RADIO ","AD251",82,null,null,{"$f":"$B$32","v":100013306},"SONDE EXTERIEURE RADIO ","AD251",82,null,null,null,"","","","",""]
[null,7642855,{"$f":"VLOOKUP($B147,Tarif!$A:$D,2,FALSE)","v":"AWHP 16 MR-GSCR 25 HYBRID B200"},"-",{"$f":"VLOOKUP($B147,Tarif!$A:$D,4,FALSE)","v":12476},null,null,null,null,null,{"$f":"$B$33","v":100013307},"MODULE CHAUDIERE RADIO (EMETTEUR)","AD252",132,null,null,{"$f":"$B$33","v":100013307},"MODULE CHAUDIERE RADIO (EMETTEUR)","AD252",132,null,null,null,"","","","",""]
[null,7642857,{"$f":"VLOOKUP($B148,Tarif!$A:$D,2,FALSE)","v":"AWHP 16 TR-GSCR 25 HYBRID B200"},"-",{"$f":"VLOOKUP($B148,Tarif!$A:$D,4,FALSE)","v":12922},null,null,null,null,null,{"$f":"$B$34","v":100013472},"CDE A DISTANCE RADIO RS 400R     ","AD255",256,null,null,{"$f":"$B$34","v":100013472},"CDE A DISTANCE RADIO RS 400R     ","AD255",256,null,null,null,"","","","",""]
[null,7642861,{"$f":"VLOOKUP($B149,Tarif!$A:$D,2,FALSE)","v":"AWHP 11 MR-GSCR 35 HYBRID B200"},"-",{"$f":"VLOOKUP($B149,Tarif!$A:$D,4,FALSE)","v":11689},null,null,null,null,null,{"$f":"$B$35","v":100013477},"COMMANDE A DISTANCE RS 400","AD257",190,null,null,{"$f":"$B$35","v":100013477},"COMMANDE A DISTANCE RS 400","AD257",190,null,null,null,"","","","",""]
[null,7642863,{"$f":"VLOOKUP($B150,Tarif!$A:$D,2,FALSE)","v":"AWHP 11 TR-GSCR 35 HYBRID B200"},"-",{"$f":"VLOOKUP($B150,Tarif!$A:$D,4,FALSE)","v":12020},null,null,null,null,null,{"$f":"$B$36","v":88017017},"SONDE DEPART v3v","AD199",85,null,null,{"$f":"$B$36","v":88017017},"SONDE DEPART v3v","AD199",85,null,null,null,"","","","",""]
[null,7642865,{"$f":"VLOOKUP($B151,Tarif!$A:$D,2,FALSE)","v":"AWHP 16 MR-GSCR 35 HYBRID B200"},"-",{"$f":"VLOOKUP($B151,Tarif!$A:$D,4,FALSE)","v":12830},null,null,null,null,null,{"$f":"$B$37","v":100002803},"COMMANDE A DISTANCE SIMPLIFIEE AD208","AD208",112,null,null,{"$f":"$B$37","v":100002803},"COMMANDE A DISTANCE SIMPLIFIEE AD208","AD208",112,null,null,null,"","","","",""]
[null,7642867,{"$f":"VLOOKUP($B152,Tarif!$A:$D,2,FALSE)","v":"AWHP 16 TR-GSCR 35 HYBRID B200"},"-",{"$f":"VLOOKUP($B152,Tarif!$A:$D,4,FALSE)","v":13276},null,null,null,null,null,{"$f":"$B$38","v":7624902},"KIT CABLAGE PLANCHER CHAUFFANT DIRECT","HA255",40,null,null,{"$f":"$B$38","v":7624902},"KIT CABLAGE PLANCHER CHAUFFANT DIRECT","HA255",40,null,null,null,"","","","",""]
[null,null,null,null,null,null,null,null,null,null,null,"","","",null,null,null,"","","",null,null,null,"","","","",""]
[null,"KIT de conversion propane",null,null,null,null,null,null,null,null,null,"","","",null,null,null,"","","",null,null,null,"","","","",""]
[null,100018164,{"$f":"VLOOKUP($B155,Tarif!$A:$D,2,FALSE)","v":"KIT DE CONVERSION GPL 15KW "},"-",{"$f":"VLOOKUP($B155,Tarif!$A:$D,4,FALSE)","v":13},null,null,null,null,null,null,"","","",null,null,null,"","","",null,null,null,"","","","",""]
[null,100018165,{"$f":"VLOOKUP($B156,Tarif!$A:$D,2,FALSE)","v":"KIT DE CONVERSION PROPANE 25kW "},"-",{"$f":"VLOOKUP($B156,Tarif!$A:$D,4,FALSE)","v":13},null,null,null,null,null,null,"","","",null,null,null,"","","",null,null,null,"","","","",""]
[null,100018166,{"$f":"VLOOKUP($B157,Tarif!$A:$D,2,FALSE)","v":"KIT DE CONVERSION PROPANE 35kW "},"-",{"$f":"VLOOKUP($B157,Tarif!$A:$D,4,FALSE)","v":13},null,null,null,null,null,null,"","","",null,null,null,"","","",null,null,null,"","","","",""]
[]
[null,null,null,null,null,null,null,null,null,{"$f":"IF(OR('Offre HPI - G Hybrid'!$H$9=OFFRE!$N$57,'Offre HPI - G Hybrid'!$H$9=OFFRE!$P$57),1,0)","v":0},{"$f":"OFFRE!$N$57","v":"OEnoviaGaz-Hybrid 8 kW MONO - V200"},null,null,null,null,{"$f":"IF(OR('Offre HPI - G Hybrid'!$H$9=OFFRE!$O$57,'Offre HPI - G Hybrid'!$H$9=OFFRE!$Q$57),1,0)","v":0},{"$f":"OFFRE!$O$57","v":"OEnoviaGaz-Hybrid 8 kW MONO - B200"}]
[null,null,null,null,null,null,null,null,null,"Appoint",{"$f":"OFFRE!$F$6","v":"Hydraulique par chaudière"},null,null,null,null,null,{"$f":"OFFRE!$F$6","v":"Hydraulique par chaudière"}]
[]
[]
[null,null,null,null,null,"qté préco",null,null,null,null,null,null,null,null,null,null,null,null,null,null,null,null,null,"Si 8 MR choisi"]
[null,"Devis avec 0",null,null,null,null,null,null,null,"8 MR",null,{"$f":"IF($J$13=OFFRE!$H$23,\"Kit complet : PAC + accessoires\",\"\")","v":"Kit complet : PAC + accessoires"},null,null,null,null,null,{"$f":"IF($J$13=OFFRE!$H$23,\"Kit complet : PAC + accessoires\",\"\")","v":"Kit complet : PAC + accessoires"},null,null,null,null,{"$f":"IF(Y173=\"\",0,1)","v":0},{"$f":"IF($J$159=1,K164,IF($P$159=1,Q164,\"\"))","v":""},"","","",""]
[null,{"$f":"IF($W$99=1,X99,IF($W$164=1,X164,IF($W$229=1,X229,IF($W$295=1,X295,IF($W$360=1,X360,IF($W$425=1,X425,IF($W$30=1,X30,IF($W$490=1,X490,IF($W$555=1,X555,\"\")))))))))","v":""},"","","","",null,null,null,null,{"$f":"IF($J$13=OFFRE!$H$23,IF('Offre HPI - G Hybrid'!$H$24='Offre HPI - G Hybrid'!$R$5,'Offre HPI - G Hybrid'!$B$107,IF('Offre HPI - G Hybrid'!$H$24='Offre HPI - G Hybrid'!$R$6,'Offre HPI - G Hybrid'!$B$110,IF('Offre HPI - G Hybrid'!$H$24='Offre HPI - G Hybrid'!$R$7,$B$112,IF('Offre HPI - G Hybrid'!$H$24='Offre HPI - G Hybrid'!$R$8,$B$113,\"\")))),\"\")","v":0},{"$f":"IFERROR(VLOOKUP(K165,$B$7:$E$152,2,FALSE),\"\")","v":""},{"$f":"IFERROR(VLOOKUP(K165,$B$7:$E$152,3,FALSE),\"\")","v":""},{"$f":"IFERROR(VLOOKUP(K165,$B$7:$E$152,4,FALSE),\"\")","v":""},{"$f":"IF(K165=\"\",\"\",1)","v":1},null,{"$f":"IF($J$13=OFFRE!$H$23,IF('Offre HPI - G Hybrid'!$H$24='Offre HPI - G Hybrid'!$R$5,'Offre HPI - G Hybrid'!$B$132,IF('Offre HPI - G Hybrid'!$H$24='Offre HPI - G Hybrid'!$R$6,'Offre HPI - G Hybrid'!$B$135,IF('Offre HPI - G Hybrid'!$H$24='Offre HPI - G Hybrid'!$R$7,$B$137,IF('Offre HPI - G Hybrid'!$H$24='Offre HPI - G Hybrid'!$R$8,$B$138,\"\")))),\"\")","v":0},{"$f":"IFERROR(VLOOKUP(Q165,$B$7:$E$152,2,FALSE),\"\")","v":""},{"$f":"IFERROR(VLOOKUP(Q165,$B$7:$E$152,3,FALSE),\"\")","v":""},{"$f":"IFERROR(VLOOKUP(Q165,$B$7:$E$152,4,FALSE),\"\")","v":""},{"$f":"IF(Q165=\"\",\"\",1)","v":1},null,null,"","","","",""]
[null,"","","","","",null,null,null,null,null,null,null,null,null,null,null,null,null,null,null,null,null,"","","","",""]
[null,"","","","","",null,null,null,null,null,{"$f":"IF($J$13=OFFRE!$H$24,\"Sélection personnalisée\",\"\")","v":""},null,null,null,null,null,{"$f":"IF($J$13=OFFRE!$H$24,\"Sélection personnalisée\",\"\")","v":""},null,null,null,null,null,"","","","",""]
[null,"","","","","",null,null,null,null,{"$f":"IF($J$13=OFFRE!$H$24,IF('Offre HPI - G Hybrid'!$H$24='Offre HPI - G Hybrid'!$R$5,'Offre HPI - G Hybrid'!$B$73,IF('Offre HPI - G Hybrid'!$H$24='Offre HPI - G Hybrid'!$R$6,'Offre HPI - G Hybrid'!$B$74,IF('Offre HPI - G Hybrid'!$H$24='Offre HPI - G Hybrid'!$R$7,$B$75,IF('Offre HPI - G Hybrid'!$H$24='Offre HPI - G Hybrid'!$R$8,$B$76,\"\")))),\"\")","v":""},{"$f":"IFERROR(VLOOKUP(K168,$B$7:$E$152,2,FALSE),\"\")","v":""},{"$f":"IFERROR(VLOOKUP(K168,$B$7:$E$152,3,FALSE),\"\")","v":""},{"$f":"IFERROR(VLOOKUP(K168,$B$7:$E$152,4,FALSE),\"\")","v":""},{"$f":"IF(K168=\"\",\"\",1)","v":""},null,{"$f":"IF($J$13=OFFRE!$H$24,IF('Offre HPI - G Hybrid'!$H$24='Offre HPI - G Hybrid'!$R$5,'Offre HPI - G Hybrid'!$B$73,IF('Offre HPI - G Hybrid'!$H$24='Offre HPI - G Hybrid'!$R$6,'Offre HPI - G Hybrid'!$B$74,IF('Offre HPI - G Hybrid'!$H$24='Offre HPI - G Hybrid'!$R$7,$B$75,IF('Offre HPI - G Hybrid'!$H$24='Offre HPI - G Hybrid'!$R$8,$B$76,\"\")))),\"\")","v":""},{"$f":"IFERROR(VLOOKUP(Q168,$B$7:$E$152,2,FALSE),\"\")","v":""},{"$f":"IFERROR(VLOOKUP(Q168,$B$7:$E$152,3,FALSE),\"\")","v":""},{"$f":"IFERROR(VLOOKUP(Q168,$B$7:$E$152,4,FALSE),\"\")","v":""},{"$f":"IF(Q168=\"\",\"\",1)","v":""},null,null,"","","","",""]
[null,"","","","","",null,null,null,null,{"$f":"IF($J$13=OFFRE!$H$24,$B$82,\"\")","v":""},{"$f":"IFERROR(VLOOKUP(K169,$B$7:$E$152,2,FALSE),\"\")","v":""},{"$f":"IFERROR(VLOOKUP(K169,$B$7:$E$152,3,FALSE),\"\")","v":""},{"$f":"IFERROR(VLOOKUP(K169,$B$7:$E$152,4,FALSE),\"\")","v":""},{"$f":"IF(K169=\"\",\"\",1)","v":""},null,{"$f":"IF($J$13=OFFRE!$H$24,$B$82,\"\")","v":""},{"$f":"IFERROR(VLOOKUP(Q169,$B$7:$E$152,2,FALSE),\"\")","v":""},{"$f":"IFERROR(VLOOKUP(Q169,$B$7:$E$152,3,FALSE),\"\")","v":""},{"$f":"IFERROR(VLOOKUP(Q169,$B$7:$E$152,4,FALSE),\"\")","v":""},{"$f":"IF(Q169=\"\",\"\",1)","v":""},null,null,"","","","",""]
[null,"","","","","",null,null,null,null,{"$f":"IF($J$13=OFFRE!$H$24,$B$100,\"\")","v":""},{"$f":"IFERROR(VLOOKUP(K170,$B$7:$E$152,2,FALSE),\"\")","v":""},{"$f":"IFERROR(VLOOKUP(K170,$B$7:$E$152,3,FALSE),\"\")","v":""},{"$f":"IFERROR(VLOOKUP(K170,$B$7:$E$152,4,FALSE),\"\")","v":""},"",null,{"$f":"IF($J$13=OFFRE!$H$24,$B$101,\"\")","v":""},{"$f":"IFERROR(VLOOKUP(Q170,$B$7:$E$152,2,FALSE),\"\")","v":""},{"$f":"IFERROR(VLOOKUP(Q170,$B$7:$E$152,3,FALSE),\"\")","v":""},{"$f":"IFERROR(VLOOKUP(Q170,$B$7:$E$152,4,FALSE),\"\")","v":""},"",null,null,"","","","",""]
[null,"","","","","",null,null,null,null,{"$f":"IF($J$13=OFFRE!$H$24,$B$95,\"\")","v":""},{"$f":"IFERROR(VLOOKUP(K171,$B$7:$E$152,2,FALSE),\"\")","v":""},{"$f":"IFERROR(VLOOKUP(K171,$B$7:$E$152,3,FALSE),\"\")","v":""},{"$f":"IFERROR(VLOOKUP(K171,$B$7:$E$152,4,FALSE),\"\")","v":""},"",null,{"$f":"IF($J$13=OFFRE!$H$24,$B$95,\"\")","v":""},{"$f":"IFERROR(VLOOKUP(Q171,$B$7:$E$152,2,FALSE),\"\")","v":""},{"$f":"IFERROR(VLOOKUP(Q171,$B$7:$E$152,3,FALSE),\"\")","v":""},{"$f":"IFERROR(VLOOKUP(Q171,$B$7:$E$152,4,FALSE),\"\")","v":""},"",null,null,"","","","",""]
[null,"","","","","",null,null,null,null,null,{"$f":"IFERROR(VLOOKUP(K172,$B$7:$E$152,2,FALSE),\"\")","v":""},{"$f":"IFERROR(VLOOKUP(K172,$B$7:$E$152,3,FALSE),\"\")","v":""},{"$f":"IFERROR(VLOOKUP(K172,$B$7:$E$152,4,FALSE),\"\")","v":""},"",null,null,{"$f":"IFERROR(VLOOKUP(Q172,$B$7:$E$152,2,FALSE),\"\")","v":""},{"$f":"IFERROR(VLOOKUP(Q172,$B$7:$E$152,3,FALSE),\"\")","v":""},{"$f":"IFERROR(VLOOKUP(Q172,$B$7:$E$152,4,FALSE),\"\")","v":""},"",null,null,"","","","",""]
[null,"","","","","",null,null,null,null,null,null,null,null,"",null,null,null,null,null,"",null,null,"","","","",""]
[null,"","","","","",null,null,null,null,null,{"$f":"IFERROR(VLOOKUP(K174,$B$7:$E$152,2,FALSE),\"\")","v":""},{"$f":"IFERROR(VLOOKUP(K174,$B$7:$E$152,3,FALSE),\"\")","v":""},{"$f":"IFERROR(VLOOKUP(K174,$B$7:$E$152,4,FALSE),\"\")","v":""},"",null,null,{"$f":"IFERROR(VLOOKUP(Q174,$B$7:$E$152,2,FALSE),\"\")","v":""},{"$f":"IFERROR(VLOOKUP(Q174,$B$7:$E$152,3,FALSE),\"\")","v":""},{"$f":"IFERROR(VLOOKUP(Q174,$B$7:$E$152,4,FALSE),\"\")","v":""},"",null,null,"","","","",""]
[null,"","","","","",null,null,null,null,null,{"$f":"IFERROR(VLOOKUP(K175,$B$7:$E$152,2,FALSE),\"\")","v":""},{"$f":"IFERROR(VLOOKUP(K175,$B$7:$E$152,3,FALSE),\"\")","v":""},{"$f":"IFERROR(VLOOKUP(K175,$B$7:$E$152,4,FALSE),\"\")","v":""},null,null,null,{"$f":"IFERROR(VLOOKUP(Q175,$B$7:$E$152,2,FALSE),\"\")","v":""},{"$f":"IFERROR(VLOOKUP(Q175,$B$7:$E$152,3,FALSE),\"\")","v":""},{"$f":"IFERROR(VLOOKUP(Q175,$B$7:$E$152,4,FALSE),\"\")","v":""},null,null,null,"","","","",""]
[null,"","","","","",null,null,null,null,null,null,null,null,null,null,null,null,null,null,null,null,null,"","","","",""]
[null,"","","","","",null,null,null,null,null,"Liaison frigorifique",null,null,null,null,null,"Liaison frigorifique",null,null,null,null,null,"","","","",""]
[null,"","","","","",null,null,null,null,{"$f":"$B$16","v":100012535},{"$f":"IFERROR(VLOOKUP(K178,$B$7:$E$152,2,FALSE),\"\")","v":"LIAISON FRIGORIFIQUE PE 5/8'' 3/8'' - LG 5m"},{"$f":"IFERROR(VLOOKUP(K178,$B$7:$E$152,3,FALSE),\"\")","v":"EH114"},{"$f":"IFERROR(VLOOKUP(K178,$B$7:$E$152,4,FALSE),\"\")","v":255},1,null,{"$f":"$B$16","v":100012535},{"$f":"IFERROR(VLOOKUP(Q178,$B$7:$E$152,2,FALSE),\"\")","v":"LIAISON FRIGORIFIQUE PE 5/8'' 3/8'' - LG 5m"},{"$f":"IFERROR(VLOOKUP(Q178,$B$7:$E$152,3,FALSE),\"\")","v":"EH114"},{"$f":"IFERROR(VLOOKUP(Q178,$B$7:$E$152,4,FALSE),\"\")","v":255},1,null,null,"","","","",""]
[null,"","","","","",null,null,null,null,{"$f":"$B$17","v":100012536},{"$f":"IFERROR(VLOOKUP(K179,$B$7:$E$152,2,FALSE),\"\")","v":"LIAISON FRIGORIFIQUE PE 5/8'' 3/8'' - LG 10m"},{"$f":"IFERROR(VLOOKUP(K179,$B$7:$E$152,3,FALSE),\"\")","v":"EH115"},{"$f":"IFERROR(VLOOKUP(K179,$B$7:$E$152,4,FALSE),\"\")","v":456},null,null,{"$f":"$B$17","v":100012536},{"$f":"IFERROR(VLOOKUP(Q179,$B$7:$E$152,2,FALSE),\"\")","v":"LIAISON FRIGORIFIQUE PE 5/8'' 3/8'' - LG 10m"},{"$f":"IFERROR(VLOOKUP(Q179,$B$7:$E$152,3,FALSE),\"\")","v":"EH115"},{"$f":"IFERROR(VLOOKUP(Q179,$B$7:$E$152,4,FALSE),\"\")","v":456},null,null,null,"","","","",""]
[null,"","","","","",null,null,null,null,{"$f":"$B$18","v":100012537},{"$f":"IFERROR(VLOOKUP(K180,$B$7:$E$152,2,FALSE),\"\")","v":"LIAISON FRIGORIFIQUE PE 5/8'' 3/8'' - LG 20m"},{"$f":"IFERROR(VLOOKUP(K180,$B$7:$E$152,3,FALSE),\"\")","v":"EH116"},{"$f":"IFERROR(VLOOKUP(K180,$B$7:$E$152,4,FALSE),\"\")","v":823},null,null,{"$f":"$B$18","v":100012537},{"$f":"IFERROR(VLOOKUP(Q180,$B$7:$E$152,2,FALSE),\"\")","v":"LIAISON FRIGORIFIQUE PE 5/8'' 3/8'' - LG 20m"},{"$f":"IFERROR(VLOOKUP(Q180,$B$7:$E$152,3,FALSE),\"\")","v":"EH116"},{"$f":"IFERROR(VLOOKUP(Q180,$B$7:$E$152,4,FALSE),\"\")","v":823},null,null,null,"","","","",""]
[null,{"$f":"IF($W$99=1,X115,IF($W$164=1,X180,IF($W$229=1,X245,IF($W$295=1,X311,IF($W$360=1,X376,IF($W$425=1,X441,IF($W$30=1,X46,IF($W$490=1,X506,IF($W$555=1,X571,\"\")))))))))","v":""},"","","","",null,null,null,null,null,null,null,null,null,null,null,null,null,null,null,null,null,"","","","",""]
[null,"","","","","",null,null,null,null,null,"Accessoires de raccordement hydraulique",null,null,null,null,null,"Accessoires de raccordement hydraulique",null,null,null,null,null,"","","","",""]
[null,"","","","","",null,null,null,null,{"$f":"$B$8","v":100013756},{"$f":"IFERROR(VLOOKUP(K183,$B$7:$E$152,2,FALSE),\"\")","v":"TERMINAL HORIZONTAL PPS/GALVA Ø 60/100 mm"},{"$f":"IFERROR(VLOOKUP(K183,$B$7:$E$152,3,FALSE),\"\")","v":"HR48"},{"$f":"IFERROR(VLOOKUP(K183,$B$7:$E$152,4,FALSE),\"\")","v":202},1,null,{"$f":"$B$8","v":100013756},{"$f":"IFERROR(VLOOKUP(Q183,$B$7:$E$152,2,FALSE),\"\")","v":"TERMINAL HORIZONTAL PPS/GALVA Ø 60/100 mm"},{"$f":"IFERROR(VLOOKUP(Q183,$B$7:$E$152,3,FALSE),\"\")","v":"HR48"},{"$f":"IFERROR(VLOOKUP(Q183,$B$7:$E$152,4,FALSE),\"\")","v":202},1,null,null,"","","","",""]
[null,"","","","","",null,null,null,null,{"$f":"$B$9","v":"S100465"},"ADAPTATEUR AIR/FUMEES Ø 80/125","HR38",58,1,null,{"$f":"$B$9","v":"S100465"},"ADAPTATEUR AIR/FUMEES Ø 80/125","HR38",58,1,null,null,"","","","",""]
[null,"","","","","",null,null,null,null,{"$f":"$B$10","v":100002732},"TERMINAL VERTICAL PPS Ø 80/125 MM NOIR","DY843",167,1,null,{"$f":"$B$10","v":100002732},"TERMINAL VERTICAL PPS Ø 80/125 MM NOIR","DY843",167,1,null,null,"","","","",""]
[null,"","","","","",null,null,null,null,{"$f":"IF(OR($H$6=OFFRE!$B$47,$H$6=OFFRE!$B$48),IF(OR($H$24=$R$6),$B$155,IF($H$24=$R$7,$B$156,IF($H$24=$R$8,$B$157,\"\"))),\"\")","v":""},"","","",{"$f":"IF(K186=\"\",\"\",1)","v":""},null,{"$f":"IF(OR($H$6=OFFRE!$B$47,$H$6=OFFRE!$B$48),IF(OR($H$24=$R$6),$B$155,IF($H$24=$R$7,$B$156,IF($H$24=$R$8,$B$157,\"\"))),\"\")","v":""},"","","",{"$f":"IF(Q186=\"\",\"\",1)","v":""},null,null,"","","","",""]
[null,"","","","","",null,null,null,null,{"$f":"$B$22","v":7619010},"KIT VANNE 3 VOIES","EH528",631,null,null,{"$f":"$B$22","v":7619010},"KIT VANNE 3 VOIES","EH528",631,null,null,null,"","","","",""]
[null,"","","","","",null,null,null,null,{"$f":"$B$23","v":7622641},"KIT FAISCEAU GFS V3V","EH529",58,null,null,{"$f":"$B$23","v":7622641},"KIT FAISCEAU GFS V3V","EH529",58,null,null,null,"","","","",""]
[null,"","","","","",null,null,null,null,{"$f":"$B$24","v":7626737},"KIT ISOLATION MODE CLIMATISATION","EH567",229,null,null,{"$f":"$B$24","v":7626737},"KIT ISOLATION MODE CLIMATISATION","EH567",229,null,null,null,"","","","",""]
[null,"","","","","",null,null,null,null,{"$f":"$B$25","v":100019114},"KIT SONDE HYGRO RAFRAICHISSEMENT","HK27",233,null,null,{"$f":"$B$25","v":100019114},"KIT SONDE HYGRO RAFRAICHISSEMENT","HK27",233,null,null,null,"","","","",""]
[null,"","","","","",null,null,null,null,{"$f":"$B$26","v":7622433},"KIT SONDE CONDENSATION (0-10V)","HZ64",420,null,null,{"$f":"$B$26","v":7622433},"KIT SONDE CONDENSATION (0-10V)","HZ64",420,null,null,null,"","","","",""]
[null,"","","","","",null,null,null,null,{"$f":"$B$27","v":7636899},"KIT SILENCIEUX MODULE EXTERIEUR","EH572",66,null,null,{"$f":"$B$27","v":7636899},"KIT SILENCIEUX MODULE EXTERIEUR","EH572",66,null,null,null,"","","","",""]
[null,"","","","","",null,null,null,null,{"$f":"$B$28","v":100017830},"KIT VANNE 3 VOIES (CIRCUIT B)","HK21",732,null,null,{"$f":"$B$28","v":100017830},{"$f":"IFERROR(VLOOKUP(Q193,$B$7:$E$152,2,FALSE),\"\")","v":"KIT VANNE 3 VOIES (CIRCUIT B)"},{"$f":"IFERROR(VLOOKUP(Q193,$B$7:$E$152,3,FALSE),\"\")","v":"HK21"},{"$f":"IFERROR(VLOOKUP(Q193,$B$7:$E$152,4,FALSE),\"\")","v":732},null,null,null,"","","","",""]
[null,"","","","","",null,null,null,null,null,{"$f":"IF($H$24=OFFRE!$D$6,\"Ballons de production Eau Chaude Sanitaire\",\"\")","v":""},null,null,null,null,null,{"$f":"IF($H$24=OFFRE!$D$6,\"Ballons de production Eau Chaude Sanitaire\",\"\")","v":""},null,null,null,null,null,"","","","",""]
[null,"","","","","",null,null,null,null,{"$f":"$B$20","v":100008841},{"$f":"IFERROR(VLOOKUP(K195,$B$7:$E$152,2,FALSE),\"\")","v":"BALLON TAMPON 80L B 80 T"},{"$f":"IFERROR(VLOOKUP(K195,$B$7:$E$152,3,FALSE),\"\")","v":"EH85"},{"$f":"IFERROR(VLOOKUP(K195,$B$7:$E$152,4,FALSE),\"\")","v":572},1,null,{"$f":"$B$20","v":100008841},{"$f":"IFERROR(VLOOKUP(Q195,$B$7:$E$152,2,FALSE),\"\")","v":"BALLON TAMPON 80L B 80 T"},{"$f":"IFERROR(VLOOKUP(Q195,$B$7:$E$152,3,FALSE),\"\")","v":"EH85"},{"$f":"IFERROR(VLOOKUP(Q195,$B$7:$E$152,4,FALSE),\"\")","v":572},1,null,null,"","","","",""]
[null,"","","","","",null,null,null,null,{"$f":"$B$21","v":100004415},"BALLON TAMPON 160L B 150 T","EH60",857,null,null,{"$f":"$B$21","v":100004415},"BALLON TAMPON 160L B 150 T","EH60",857,null,null,null,{"$f":"IF($J$159=1,K196,IF($P$159=1,Q196,\"\"))","v":""},"","","",""]
[null,{"$f":"IF($W$99=1,X131,IF($W$164=1,X196,IF($W$229=1,X261,IF($W$295=1,X327,IF($W$360=1,X392,IF($W$425=1,X457,IF($W$30=1,X62,IF($W$490=1,X522,IF($W$555=1,X587,\"\")))))))))","v":""},"","","","",null,null,null,null,null,"","","",null,null,null,"","","",null,null,null,"","","","",""]
[null,"","","","","",null,null,null,null,null,"","","",null,null,null,"","","",null,null,null,"","","","",""]
[null,"","","","","",null,null,null,null,null,"","","",null,null,null,"","","",null,null,null,"","","","",""]
[null,"","","","","",null,null,null,null,null,"","","",null,null,null,"","","",null,null,null,"","","","",""]
[null,"","","","","",null,null,null,null,null,"","","",null,null,null,"","","",null,null,null,"","","","",""]
[null,"","","","","",null,null,null,null,null,"","","",null,null,null,"","","",null,null,null,"","","","",""]
[null,"","","","","",null,null,null,null,null,null,null,null,null,null,null,null,null,null,null,null,null,"","","","",""]
[null,"","","","","",null,null,null,null,null,"Accessoires de mise en œuvre",null,null,null,null,null,"Accessoires de mise en œuvre",null,null,null,null,null,"","","","",""]
[null,"","","","","",null,null,null,null,{"$f":"IF($H$15=OFFRE!$H$16,'Offre HPI - G Hybrid'!$B$11,'Offre HPI - G Hybrid'!$B$14)","v":100011222},{"$f":"IFERROR(VLOOKUP(K205,$B$7:$E$152,2,FALSE),\"\")","v":"SUPPORT MURALE & PLOTS ANTIVIBRATILES POUR  ROE-II AWHP 6-8"},{"$f":"IFERROR(VLOOKUP(K205,$B$7:$E$152,3,FALSE),\"\")","v":"EH95"},{"$f":"IFERROR(VLOOKUP(K205,$B$7:$E$152,4,FALSE),\"\")","v":181},1,null,{"$f":"IF($H$15=OFFRE!$H$16,'Offre HPI - G Hybrid'!$B$11,'Offre HPI - G Hybrid'!$B$14)","v":100011222},{"$f":"IFERROR(VLOOKUP(Q205,$B$7:$E$152,2,FALSE),\"\")","v":"SUPPORT MURALE & PLOTS ANTIVIBRATILES POUR  ROE-II AWHP 6-8"},{"$f":"IFERROR(VLOOKUP(Q205,$B$7:$E$152,3,FALSE),\"\")","v":"EH95"},{"$f":"IFERROR(VLOOKUP(Q205,$B$7:$E$152,4,FALSE),\"\")","v":181},1,null,null,"","","","",""]
[null,"","","","","",null,null,null,null,null,{"$f":"IFERROR(VLOOKUP(K206,$B$7:$E$152,2,FALSE),\"\")","v":""},{"$f":"IFERROR(VLOOKUP(K206,$B$7:$E$152,3,FALSE),\"\")","v":""},{"$f":"IFERROR(VLOOKUP(K206,$B$7:$E$152,4,FALSE),\"\")","v":""},null,null,null,{"$f":"IFERROR(VLOOKUP(Q206,$B$7:$E$152,2,FALSE),\"\")","v":""},{"$f":"IFERROR(VLOOKUP(Q206,$B$7:$E$152,3,FALSE),\"\")","v":""},{"$f":"IFERROR(VLOOKUP(Q206,$B$7:$E$152,4,FALSE),\"\")","v":""},null,null,null,"","","","",""]
[null,"","","","","",null,null,null,null,null,null,null,null,null,null,null,null,null,null,null,null,null,"","","","",""]
[null,"","","","","",null,null,null,null,null,"Accessoires de régulation",null,null,null,null,null,"Accessoires de régulation",null,null,null,null,null,"","","","",""]
[null,"","","","","",null,null,null,null,{"$f":"$B$30","v":100013304},{"$f":"IFERROR(VLOOKUP(K209,$B$7:$E$152,2,FALSE),\"\")","v":"COLIS OPTION V3V OE-TRONIC 4"},{"$f":"IFERROR(VLOOKUP(K209,$B$7:$E$152,3,FALSE),\"\")","v":"AD249"},{"$f":"IFERROR(VLOOKUP(K209,$B$7:$E$152,4,FALSE),\"\")","v":170},null,null,{"$f":"$B$30","v":100013304},{"$f":"IFERROR(VLOOKUP(Q209,$B$7:$E$152,2,FALSE),\"\")","v":"COLIS OPTION V3V OE-TRONIC 4"},{"$f":"IFERROR(VLOOKUP(Q209,$B$7:$E$152,3,FALSE),\"\")","v":"AD249"},{"$f":"IFERROR(VLOOKUP(Q209,$B$7:$E$152,4,FALSE),\"\")","v":170},null,null,null,"","","","",""]
[null,"","","","","",null,null,null,null,{"$f":"$B$31","v":100013305},"SONDE SYSTÈME ECS","AD250",49,null,null,{"$f":"$B$31","v":100013305},"SONDE SYSTÈME ECS","AD250",49,null,null,null,"","","","",""]
[null,"","","","","",null,null,null,null,{"$f":"$B$32","v":100013306},"SONDE EXTERIEURE RADIO ","AD251",82,null,null,{"$f":"$B$32","v":100013306},"SONDE EXTERIEURE RADIO ","AD251",82,null,null,null,"","","","",""]
[null,"","","","","",null,null,null,null,{"$f":"$B$33","v":100013307},"MODULE CHAUDIERE RADIO (EMETTEUR)","AD252",132,null,null,{"$f":"$B$33","v":100013307},"MODULE CHAUDIERE RADIO (EMETTEUR)","AD252",132,null,null,null,"","","","",""]
[null,{"$f":"IF($W$99=1,X147,IF($W$164=1,X212,IF($W$229=1,X277,IF($W$295=1,X343,IF($W$360=1,X408,IF($W$425=1,X473,IF($W$30=1,X78,IF($W$490=1,X538,IF($W$555=1,X603,\"\")))))))))","v":""},"","","","",null,null,null,null,{"$f":"$B$34","v":100013472},"CDE A DISTANCE RADIO RS 400R     ","AD255",256,null,null,{"$f":"$B$34","v":100013472},"CDE A DISTANCE RADIO RS 400R     ","AD255",256,null,null,null,"","","","",""]
[null,"","","","","",null,null,null,null,{"$f":"$B$35","v":100013477},"COMMANDE A DISTANCE RS 400","AD257",190,null,null,{"$f":"$B$35","v":100013477},"COMMANDE A DISTANCE RS 400","AD257",190,null,null,null,"","","","",""]
[null,"","","","","",null,null,null,null,{"$f":"$B$36","v":88017017},"SONDE DEPART v3v","AD199",85,null,null,{"$f":"$B$36","v":88017017},"SONDE DEPART v3v","AD199",85,null,null,null,"","","","",""]
[null,"","","","","",null,null,null,null,{"$f":"$B$37","v":100002803},"COMMANDE A DISTANCE SIMPLIFIEE AD208","AD208",112,null,null,{"$f":"$B$37","v":100002803},"COMMANDE A DISTANCE SIMPLIFIEE AD208","AD208",112,null,null,null,"","","","",""]
[null,"","","","","",null,null,null,null,{"$f":"$B$38","v":7624902},"KIT CABLAGE PLANCHER CHAUFFANT DIRECT","HA255",40,null,null,{"$f":"$B$38","v":7624902},"KIT CABLAGE PLANCHER CHAUFFANT DIRECT","HA255",40,null,null,null,"","","","",""]
[null,"","","","","",null,null,null,null,null,"","","",null,null,null,"","","",null,null,null,"","","","",""]
[null,"","","","","",null,null,null,null,null,"","","",null,null,null,"","","",null,null,null,"","","","",""]
[null,"","","","","",null,null,null,null,null,"","","",null,null,null,"","","",null,null,null,"","","","",""]
[null,"","","","","",null,null,null,null,null,"","","",null,null,null,"","","",null,null,null,"","","","",""]
[null,"","","","","",null,null,null,null,null,"","","",null,null,null,"","","",null,null,null,"","","","",""]
[null,"","","","",""]
[null,null,null,null,null,null,null,null,null,{"$f":"IF(OR('Offre HPI - G Hybrid'!$H$9=OFFRE!$N$58,'Offre HPI - G Hybrid'!$H$9=OFFRE!$P$58),1,0)","v":0},{"$f":"OFFRE!$N$58","v":"OEnoviaGaz-Hybrid 11 kW MONO - V200"},null,null,null,null,{"$f":"IF(OR('Offre HPI - G Hybrid'!$H$9=OFFRE!$O$58,'Offre HPI - G Hybrid'!$H$9=OFFRE!$Q$58),1,0)","v":0},{"$f":"OFFRE!$O$58","v":"OEnoviaGaz-Hybrid 11 kW MONO - B200"}]
[null,null,null,null,null,null,null,null,null,"Appoint",{"$f":"OFFRE!$F$6","v":"Hydraulique par chaudière"},null,null,null,null,null,{"$f":"OFFRE!$F$6","v":"Hydraulique par chaudière"}]
[]
[null,null,null,null,null,"qté préco"]
[null,"Devis final",null,null,null,null,null,null,null,null,null,null,null,null,null,null,null,null,null,null,null,null,null,"Si 11 MR choisi"]
[null,{"$f":"IF(B165=0,\"\",B165)","v":""},{"$f":"IF(C165=0,\"\",C165)","v":""},{"$f":"IF(D165=0,\"\",D165)","v":""},{"$f":"IF(E165=0,\"\",E165)","v":""},{"$f":"IF(F165=0,\"\",F165)","v":""},null,null,null,"11 MR",null,{"$f":"IF($J$13=OFFRE!$H$23,\"Kit complet : PAC + accessoires\",\"\")","v":"Kit complet : PAC + accessoires"},null,null,null,null,null,{"$f":"IF($J$13=OFFRE!$H$23,\"Kit complet : PAC + accessoires\",\"\")","v":"Kit complet : PAC + accessoires"},null,null,null,null,{"$f":"IF(Y238=\"\",0,1)","v":0},{"$f":"IF($J$224=1,K229,IF($P$224=1,Q229,\"\"))","v":""},"","","",""]
[null,{"$f":"IF(B166=0,\"\",B166)","v":""},"","",{"$f":"IF(E166=0,\"\",E166)","v":""},{"$f":"IF(F166=0,\"\",F166)","v":""},null,null,null,null,{"$f":"IF($J$13=OFFRE!$H$23,IF('Offre HPI - G Hybrid'!$H$24='Offre HPI - G Hybrid'!$R$5,'Offre HPI - G Hybrid'!$B$114,IF('Offre HPI - G Hybrid'!$H$24='Offre HPI - G Hybrid'!$R$6,'Offre HPI - G Hybrid'!$B$116,IF('Offre HPI - G Hybrid'!$H$24='Offre HPI - G Hybrid'!$R$7,$B$120,IF('Offre HPI - G Hybrid'!$H$24='Offre HPI - G Hybrid'!$R$8,$B$124,\"\")))),\"\")","v":0},{"$f":"IFERROR(VLOOKUP(K230,$B$7:$E$152,2,FALSE),\"\")","v":""},{"$f":"IFERROR(VLOOKUP(K230,$B$7:$E$152,3,FALSE),\"\")","v":""},{"$f":"IFERROR(VLOOKUP(K230,$B$7:$E$152,4,FALSE),\"\")","v":""},{"$f":"IF(K230=\"\",\"\",1)","v":1},null,{"$f":"IF($J$13=OFFRE!$H$23,IF('Offre HPI - G Hybrid'!$H$24='Offre HPI - G Hybrid'!$R$5,'Offre HPI - G Hybrid'!$B$139,IF('Offre HPI - G Hybrid'!$H$24='Offre HPI - G Hybrid'!$R$6,'Offre HPI - G Hybrid'!$B$141,IF('Offre HPI - G Hybrid'!$H$24='Offre HPI - G Hybrid'!$R$7,$B$145,IF('Offre HPI - G Hybrid'!$H$24='Offre HPI - G Hybrid'!$R$8,$B$149,\"\")))),\"\")","v":0},{"$f":"IFERROR(VLOOKUP(Q230,$B$7:$E$152,2,FALSE),\"\")","v":""},{"$f":"IFERROR(VLOOKUP(Q230,$B$7:$E$152,3,FALSE),\"\")","v":""},{"$f":"IFERROR(VLOOKUP(Q230,$B$7:$E$152,4,FALSE),\"\")","v":""},{"$f":"IF(Q230=\"\",\"\",1)","v":1},null,null,"","","","",""]
[null,"","","","","",null,null,null,null,null,null,null,null,null,null,null,null,null,null,null,null,null,"","","","",""]
[null,"","","","","",null,null,null,null,null,{"$f":"IF($J$13=OFFRE!$H$24,\"Sélection personnalisée\",\"\")","v":""},null,null,null,null,null,{"$f":"IF($J$13=OFFRE!$H$24,\"Sélection personnalisée\",\"\")","v":""},null,null,null,null,null,"","","","",""]
[null,"","","","","",null,null,null,null,{"$f":"IF($J$13=OFFRE!$H$24,IF('Offre HPI - G Hybrid'!$H$24='Offre HPI - G Hybrid'!$R$5,'Offre HPI - G Hybrid'!$B$73,IF('Offre HPI - G Hybrid'!$H$24='Offre HPI - G Hybrid'!$R$6,'Offre HPI - G Hybrid'!$B$74,IF('Offre HPI - G Hybrid'!$H$24='Offre HPI - G Hybrid'!$R$7,$B$75,IF('Offre HPI - G Hybrid'!$H$24='Offre HPI - G Hybrid'!$R$8,$B$76,\"\")))),\"\")","v":""},{"$f":"IFERROR(VLOOKUP(K233,$B$7:$E$152,2,FALSE),\"\")","v":""},{"$f":"IFERROR(VLOOKUP(K233,$B$7:$E$152,3,FALSE),\"\")","v":""},{"$f":"IFERROR(VLOOKUP(K233,$B$7:$E$152,4,FALSE),\"\")","v":""},{"$f":"IF(K233=\"\",\"\",1)","v":""},null,{"$f":"IF($J$13=OFFRE!$H$24,IF('Offre HPI - G Hybrid'!$H$24='Offre HPI - G Hybrid'!$R$5,'Offre HPI - G Hybrid'!$B$73,IF('Offre HPI - G Hybrid'!$H$24='Offre HPI - G Hybrid'!$R$6,'Offre HPI - G Hybrid'!$B$74,IF('Offre HPI - G Hybrid'!$H$24='Offre HPI - G Hybrid'!$R$7,$B$75,IF('Offre HPI - G Hybrid'!$H$24='Offre HPI - G Hybrid'!$R$8,$B$76,\"\")))),\"\")","v":""},{"$f":"IFERROR(VLOOKUP(Q233,$B$7:$E$152,2,FALSE),\"\")","v":""},{"$f":"IFERROR(VLOOKUP(Q233,$B$7:$E$152,3,FALSE),\"\")","v":""},{"$f":"IFERROR(VLOOKUP(Q233,$B$7:$E$152,4,FALSE),\"\")","v":""},{"$f":"IF(Q233=\"\",\"\",1)","v":""},null,null,"","","","",""]
[null,"","","","","",null,null,null,null,{"$f":"IF($J$13=OFFRE!$H$24,$B$83,\"\")","v":""},{"$f":"IFERROR(VLOOKUP(K234,$B$7:$E$152,2,FALSE),\"\")","v":""},{"$f":"IFERROR(VLOOKUP(K234,$B$7:$E$152,3,FALSE),\"\")","v":""},{"$f":"IFERROR(VLOOKUP(K234,$B$7:$E$152,4,FALSE),\"\")","v":""},{"$f":"IF(K234=\"\",\"\",1)","v":""},null,{"$f":"IF($J$13=OFFRE!$H$24,$B$83,\"\")","v":""},{"$f":"IFERROR(VLOOKUP(Q234,$B$7:$E$152,2,FALSE),\"\")","v":""},{"$f":"IFERROR(VLOOKUP(Q234,$B$7:$E$152,3,FALSE),\"\")","v":""},{"$f":"IFERROR(VLOOKUP(Q234,$B$7:$E$152,4,FALSE),\"\")","v":""},{"$f":"IF(Q234=\"\",\"\",1)","v":""},null,null,"","","","",""]
[null,"","","","","",null,null,null,null,{"$f":"IF($J$13=OFFRE!$H$24,$B$100,\"\")","v":""},{"$f":"IFERROR(VLOOKUP(K235,$B$7:$E$152,2,FALSE),\"\")","v":""},{"$f":"IFERROR(VLOOKUP(K235,$B$7:$E$152,3,FALSE),\"\")","v":""},{"$f":"IFERROR(VLOOKUP(K235,$B$7:$E$152,4,FALSE),\"\")","v":""},"",null,{"$f":"IF($J$13=OFFRE!$H$24,$B$101,\"\")","v":""},{"$f":"IFERROR(VLOOKUP(Q235,$B$7:$E$152,2,FALSE),\"\")","v":""},{"$f":"IFERROR(VLOOKUP(Q235,$B$7:$E$152,3,FALSE),\"\")","v":""},{"$f":"IFERROR(VLOOKUP(Q235,$B$7:$E$152,4,FALSE),\"\")","v":""},"",null,null,"","","","",""]
[null,"","","","","",null,null,null,null,{"$f":"IF($J$13=OFFRE!$H$24,$B$96,\"\")","v":""},{"$f":"IFERROR(VLOOKUP(K236,$B$7:$E$152,2,FALSE),\"\")","v":""},{"$f":"IFERROR(VLOOKUP(K236,$B$7:$E$152,3,FALSE),\"\")","v":""},{"$f":"IFERROR(VLOOKUP(K236,$B$7:$E$152,4,FALSE),\"\")","v":""},"",null,{"$f":"IF($J$13=OFFRE!$H$24,$B$96,\"\")","v":""},{"$f":"IFERROR(VLOOKUP(Q236,$B$7:$E$152,2,FALSE),\"\")","v":""},{"$f":"IFERROR(VLOOKUP(Q236,$B$7:$E$152,3,FALSE),\"\")","v":""},{"$f":"IFERROR(VLOOKUP(Q236,$B$7:$E$152,4,FALSE),\"\")","v":""},"",null,null,"","","","",""]
[null,"","","","","",null,null,null,null,null,{"$f":"IFERROR(VLOOKUP(K237,$B$7:$E$152,2,FALSE),\"\")","v":""},{"$f":"IFERROR(VLOOKUP(K237,$B$7:$E$152,3,FALSE),\"\")","v":""},{"$f":"IFERROR(VLOOKUP(K237,$B$7:$E$152,4,FALSE),\"\")","v":""},"",null,null,{"$f":"IFERROR(VLOOKUP(Q237,$B$7:$E$152,2,FALSE),\"\")","v":""},{"$f":"IFERROR(VLOOKUP(Q237,$B$7:$E$152,3,FALSE),\"\")","v":""},{"$f":"IFERROR(VLOOKUP(Q237,$B$7:$E$152,4,FALSE),\"\")","v":""},"",null,null,"","","","",""]
[null,"","","","","",null,null,null,null,null,null,null,null,"",null,null,null,null,null,"",null,null,"","","","",""]
[null,"","","","","",null,null,null,null,null,{"$f":"IFERROR(VLOOKUP(K239,$B$7:$E$152,2,FALSE),\"\")","v":""},{"$f":"IFERROR(VLOOKUP(K239,$B$7:$E$152,3,FALSE),\"\")","v":""},{"$f":"IFERROR(VLOOKUP(K239,$B$7:$E$152,4,FALSE),\"\")","v":""},"",null,null,{"$f":"IFERROR(VLOOKUP(Q239,$B$7:$E$152,2,FALSE),\"\")","v":""},{"$f":"IFERROR(VLOOKUP(Q239,$B$7:$E$152,3,FALSE),\"\")","v":""},{"$f":"IFERROR(VLOOKUP(Q239,$B$7:$E$152,4,FALSE),\"\")","v":""},"",null,null,"","","","",""]
[null,"","","","","",null,null,null,null,null,{"$f":"IFERROR(VLOOKUP(K240,$B$7:$E$152,2,FALSE),\"\")","v":""},{"$f":"IFERROR(VLOOKUP(K240,$B$7:$E$152,3,FALSE),\"\")","v":""},{"$f":"IFERROR(VLOOKUP(K240,$B$7:$E$152,4,FALSE),\"\")","v":""},null,null,null,{"$f":"IFERROR(VLOOKUP(Q240,$B$7:$E$152,2,FALSE),\"\")","v":""},{"$f":"IFERROR(VLOOKUP(Q240,$B$7:$E$152,3,FALSE),\"\")","v":""},{"$f":"IFERROR(VLOOKUP(Q240,$B$7:$E$152,4,FALSE),\"\")","v":""},null,null,null,"","","","",""]
[null,"","","","","",null,null,null,null,null,null,null,null,null,null,null,null,null,null,null,null,null,"","","","",""]
[null,"","","","","",null,null,null,null,null,"Liaison frigorifique",null,null,null,null,null,"Liaison frigorifique",null,null,null,null,null,"","","","",""]
[null,"","","","","",null,null,null,null,{"$f":"$B$16","v":100012535},{"$f":"IFERROR(VLOOKUP(K243,$B$7:$E$152,2,FALSE),\"\")","v":"LIAISON FRIGORIFIQUE PE 5/8'' 3/8'' - LG 5m"},{"$f":"IFERROR(VLOOKUP(K243,$B$7:$E$152,3,FALSE),\"\")","v":"EH114"},{"$f":"IFERROR(VLOOKUP(K243,$B$7:$E$152,4,FALSE),\"\")","v":255},1,null,{"$f":"$B$16","v":100012535},{"$f":"IFERROR(VLOOKUP(Q243,$B$7:$E$152,2,FALSE),\"\")","v":"LIAISON FRIGORIFIQUE PE 5/8'' 3/8'' - LG 5m"},{"$f":"IFERROR(VLOOKUP(Q243,$B$7:$E$152,3,FALSE),\"\")","v":"EH114"},{"$f":"IFERROR(VLOOKUP(Q243,$B$7:$E$152,4,FALSE),\"\")","v":255},1,null,null,"","","","",""]
[null,"","","","","",null,null,null,null,{"$f":"$B$17","v":100012536},{"$f":"IFERROR(VLOOKUP(K244,$B$7:$E$152,2,FALSE),\"\")","v":"LIAISON FRIGORIFIQUE PE 5/8'' 3/8'' - LG 10m"},{"$f":"IFERROR(VLOOKUP(K244,$B$7:$E$152,3,FALSE),\"\")","v":"EH115"},{"$f":"IFERROR(VLOOKUP(K244,$B$7:$E$152,4,FALSE),\"\")","v":456},null,null,{"$f":"$B$17","v":100012536},{"$f":"IFERROR(VLOOKUP(Q244,$B$7:$E$152,2,FALSE),\"\")","v":"LIAISON FRIGORIFIQUE PE 5/8'' 3/8'' - LG 10m"},{"$f":"IFERROR(VLOOKUP(Q244,$B$7:$E$152,3,FALSE),\"\")","v":"EH115"},{"$f":"IFERROR(VLOOKUP(Q244,$B$7:$E$152,4,FALSE),\"\")","v":456},null,null,null,"","","","",""]
[null,"","","","","",null,null,null,null,{"$f":"$B$18","v":100012537},{"$f":"IFERROR(VLOOKUP(K245,$B$7:$E$152,2,FALSE),\"\")","v":"LIAISON FRIGORIFIQUE PE 5/8'' 3/8'' - LG 20m"},{"$f":"IFERROR(VLOOKUP(K245,$B$7:$E$152,3,FALSE),\"\")","v":"EH116"},{"$f":"IFERROR(VLOOKUP(K245,$B$7:$E$152,4,FALSE),\"\")","v":823},null,null,{"$f":"$B$18","v":100012537},{"$f":"IFERROR(VLOOKUP(Q245,$B$7:$E$152,2,FALSE),\"\")","v":"LIAISON FRIGORIFIQUE PE 5/8'' 3/8'' - LG 20m"},{"$f":"IFERROR(VLOOKUP(Q245,$B$7:$E$152,3,FALSE),\"\")","v":"EH116"},{"$f":"IFERROR(VLOOKUP(Q245,$B$7:$E$152,4,FALSE),\"\")","v":823},null,null,null,"","","","",""]
[null,{"$f":"IF(B182=0,\"\",B182)","v":""},"","","","",null,null,null,null,null,null,null,null,null,null,null,null,null,null,null,null,null,"","","","",""]
[null,"","","","","",null,null,null,null,null,"Accessoires de raccordement hydraulique",null,null,null,null,null,"Accessoires de raccordement hydraulique",null,null,null,null,null,"","","","",""]
[null,"","","","","",null,null,null,null,{"$f":"$B$8","v":100013756},{"$f":"IFERROR(VLOOKUP(K248,$B$7:$E$152,2,FALSE),\"\")","v":"TERMINAL HORIZONTAL PPS/GALVA Ø 60/100 mm"},{"$f":"IFERROR(VLOOKUP(K248,$B$7:$E$152,3,FALSE),\"\")","v":"HR48"},{"$f":"IFERROR(VLOOKUP(K248,$B$7:$E$152,4,FALSE),\"\")","v":202},1,null,{"$f":"$B$8","v":100013756},{"$f":"IFERROR(VLOOKUP(Q248,$B$7:$E$152,2,FALSE),\"\")","v":"TERMINAL HORIZONTAL PPS/GALVA Ø 60/100 mm"},{"$f":"IFERROR(VLOOKUP(Q248,$B$7:$E$152,3,FALSE),\"\")","v":"HR48"},{"$f":"IFERROR(VLOOKUP(Q248,$B$7:$E$152,4,FALSE),\"\")","v":202},1,null,null,"","","","",""]
[null,"","","","","",null,null,null,null,{"$f":"$B$9","v":"S100465"},"ADAPTATEUR AIR/FUMEES Ø 80/125","HR38",58,1,null,{"$f":"$B$9","v":"S100465"},"ADAPTATEUR AIR/FUMEES Ø 80/125","HR38",58,1,null,null,"","","","",""]
[null,"","","","","",null,null,null,null,{"$f":"$B$10","v":100002732},"TERMINAL VERTICAL PPS Ø 80/125 MM NOIR","DY843",167,1,null,{"$f":"$B$10","v":100002732},"TERMINAL VERTICAL PPS Ø 80/125 MM NOIR","DY843",167,1,null,null,"","","","",""]
[null,"","","","","",null,null,null,null,{"$f":"IF(OR($H$6=OFFRE!$B$47,$H$6=OFFRE!$B$48),IF(OR($H$24=$R$6),$B$155,IF($H$24=$R$7,$B$156,IF($H$24=$R$8,$B$157,\"\"))),\"\")","v":""},"","","",{"$f":"IF(K251=\"\",\"\",1)","v":""},null,{"$f":"IF(OR($H$6=OFFRE!$B$47,$H$6=OFFRE!$B$48),IF(OR($H$24=$R$6),$B$155,IF($H$24=$R$7,$B$156,IF($H$24=$R$8,$B$157,\"\"))),\"\")","v":""},"","","",{"$f":"IF(Q251=\"\",\"\",1)","v":""},null,null,"","","","",""]
[null,"","","","","",null,null,null,null,{"$f":"$B$22","v":7619010},"KIT VANNE 3 VOIES","EH528",631,null,null,{"$f":"$B$22","v":7619010},"KIT VANNE 3 VOIES","EH528",631,null,null,null,"","","","",""]
[null,"","","","","",null,null,null,null,{"$f":"$B$23","v":7622641},"KIT FAISCEAU GFS V3V","EH529",58,null,null,{"$f":"$B$23","v":7622641},"KIT FAISCEAU GFS V3V","EH529",58,null,null,null,"","","","",""]
[null,"","","","","",null,null,null,null,{"$f":"$B$24","v":7626737},"KIT ISOLATION MODE CLIMATISATION","EH567",229,null,null,{"$f":"$B$24","v":7626737},"KIT ISOLATION MODE CLIMATISATION","EH567",229,null,null,null,"","","","",""]
[null,"","","","","",null,null,null,null,{"$f":"$B$25","v":100019114},"KIT SONDE HYGRO RAFRAICHISSEMENT","HK27",233,null,null,{"$f":"$B$25","v":100019114},"KIT SONDE HYGRO RAFRAICHISSEMENT","HK27",233,null,null,null,"","","","",""]
[null,"","","","","",null,null,null,null,{"$f":"$B$26","v":7622433},"KIT SONDE CONDENSATION (0-10V)","HZ64",420,null,null,{"$f":"$B$26","v":7622433},"KIT SONDE CONDENSATION (0-10V)","HZ64",420,null,null,null,"","","","",""]
[null,"","","","","",null,null,null,null,{"$f":"$B$27","v":7636899},"KIT SILENCIEUX MODULE EXTERIEUR","EH572",66,null,null,{"$f":"$B$27","v":7636899},"KIT SILENCIEUX MODULE EXTERIEUR","EH572",66,null,null,null,"","","","",""]
[null,"","","","","",null,null,null,null,{"$f":"$B$28","v":100017830},"KIT VANNE 3 VOIES (CIRCUIT B)","HK21",732,null,null,{"$f":"$B$28","v":100017830},{"$f":"IFERROR(VLOOKUP(Q258,$B$7:$E$152,2,FALSE),\"\")","v":"KIT VANNE 3 VOIES (CIRCUIT B)"},{"$f":"IFERROR(VLOOKUP(Q258,$B$7:$E$152,3,FALSE),\"\")","v":"HK21"},{"$f":"IFERROR(VLOOKUP(Q258,$B$7:$E$152,4,FALSE),\"\")","v":732},null,null,null,"","","","",""]
[null,"","","","","",null,null,null,null,null,{"$f":"IF($H$24=OFFRE!$D$6,\"Ballons de production Eau Chaude Sanitaire\",\"\")","v":""},null,null,null,null,null,{"$f":"IF($H$24=OFFRE!$D$6,\"Ballons de production Eau Chaude Sanitaire\",\"\")","v":""},null,null,null,null,null,"","","","",""]
[null,"","","","","",null,null,null,null,{"$f":"$B$20","v":100008841},{"$f":"IFERROR(VLOOKUP(K260,$B$7:$E$152,2,FALSE),\"\")","v":"BALLON TAMPON 80L B 80 T"},{"$f":"IFERROR(VLOOKUP(K260,$B$7:$E$152,3,FALSE),\"\")","v":"EH85"},{"$f":"IFERROR(VLOOKUP(K260,$B$7:$E$152,4,FALSE),\"\")","v":572},1,null,{"$f":"$B$20","v":100008841},{"$f":"IFERROR(VLOOKUP(Q260,$B$7:$E$152,2,FALSE),\"\")","v":"BALLON TAMPON 80L B 80 T"},{"$f":"IFERROR(VLOOKUP(Q260,$B$7:$E$152,3,FALSE),\"\")","v":"EH85"},{"$f":"IFERROR(VLOOKUP(Q260,$B$7:$E$152,4,FALSE),\"\")","v":572},1,null,null,"","","","",""]
[null,"","","","","",null,null,null,null,{"$f":"$B$21","v":100004415},"BALLON TAMPON 160L B 150 T","EH60",857,null,null,{"$f":"$B$21","v":100004415},"BALLON TAMPON 160L B 150 T","EH60",857,null,null,null,{"$f":"IF($J$224=1,K261,IF($P$224=1,Q261,\"\"))","v":""},"","","",""]
[null,{"$f":"IF(B198=0,\"\",B198)","v":""},"","","","",null,null,null,null,null,"","","",null,null,null,"","","",null,null,null,"","","","",""]
[null,"","","","","",null,null,null,null,null,"","","",null,null,null,"","","",null,null,null,"","","","",""]
[null,"","","","","",null,null,null,null,null,"","","",null,null,null,"","","",null,null,null,"","","","",""]
[null,"","","","","",null,null,null,null,null,"","","",null,null,null,"","","",null,null,null,"","","","",""]
[null,"","","","","",null,null,null,null,null,"","","",null,null,null,"","","",null,null,null,"","","","",""]
[null,"","","","","",null,null,null,null,null,"","","",null,null,null,"","","",null,null,null,"","","","",""]
[null,"","","","","",null,null,null,null,null,null,null,null,null,null,null,null,null,null,null,null,null,"","","","",""]
[null,"","","","","",null,null,null,null,null,"Accessoires de mise en œuvre",null,null,null,null,null,"Accessoires de mise en œuvre",null,null,null,null,null,"","","","",""]
[null,"","","","","",null,null,null,null,{"$f":"IF($H$15=OFFRE!$H$16,'Offre HPI - G Hybrid'!$B$11,'Offre HPI - G Hybrid'!$B$14)","v":100011222},{"$f":"IFERROR(VLOOKUP(K270,$B$7:$E$152,2,FALSE),\"\")","v":"SUPPORT MURALE & PLOTS ANTIVIBRATILES POUR  ROE-II AWHP 6-8"},{"$f":"IFERROR(VLOOKUP(K270,$B$7:$E$152,3,FALSE),\"\")","v":"EH95"},{"$f":"IFERROR(VLOOKUP(K270,$B$7:$E$152,4,FALSE),\"\")","v":181},1,null,{"$f":"IF($H$15=OFFRE!$H$16,'Offre HPI - G Hybrid'!$B$11,'Offre HPI - G Hybrid'!$B$14)","v":100011222},{"$f":"IFERROR(VLOOKUP(Q270,$B$7:$E$152,2,FALSE),\"\")","v":"SUPPORT MURALE & PLOTS ANTIVIBRATILES POUR  ROE-II AWHP 6-8"},{"$f":"IFERROR(VLOOKUP(Q270,$B$7:$E$152,3,FALSE),\"\")","v":"EH95"},{"$f":"IFERROR(VLOOKUP(Q270,$B$7:$E$152,4,FALSE),\"\")","v":181},1,null,null,"","","","",""]
[null,"","","","","",null,null,null,null,null,{"$f":"IFERROR(VLOOKUP(K271,$B$7:$E$152,2,FALSE),\"\")","v":""},{"$f":"IFERROR(VLOOKUP(K271,$B$7:$E$152,3,FALSE),\"\")","v":""},{"$f":"IFERROR(VLOOKUP(K271,$B$7:$E$152,4,FALSE),\"\")","v":""},null,null,null,{"$f":"IFERROR(VLOOKUP(Q271,$B$7:$E$152,2,FALSE),\"\")","v":""},{"$f":"IFERROR(VLOOKUP(Q271,$B$7:$E$152,3,FALSE),\"\")","v":""},{"$f":"IFERROR(VLOOKUP(Q271,$B$7:$E$152,4,FALSE),\"\")","v":""},null,null,null,"","","","",""]
[null,"","","","","",null,null,null,null,null,null,null,null,null,null,null,null,null,null,null,null,null,"","","","",""]
[null,"","","","","",null,null,null,null,null,"Accessoires de régulation",null,null,null,null,null,"Accessoires de régulation",null,null,null,null,null,"","","","",""]
[null,"","","","","",null,null,null,null,{"$f":"$B$30","v":100013304},{"$f":"IFERROR(VLOOKUP(K274,$B$7:$E$152,2,FALSE),\"\")","v":"COLIS OPTION V3V OE-TRONIC 4"},{"$f":"IFERROR(VLOOKUP(K274,$B$7:$E$152,3,FALSE),\"\")","v":"AD249"},{"$f":"IFERROR(VLOOKUP(K274,$B$7:$E$152,4,FALSE),\"\")","v":170},null,null,{"$f":"$B$30","v":100013304},{"$f":"IFERROR(VLOOKUP(Q274,$B$7:$E$152,2,FALSE),\"\")","v":"COLIS OPTION V3V OE-TRONIC 4"},{"$f":"IFERROR(VLOOKUP(Q274,$B$7:$E$152,3,FALSE),\"\")","v":"AD249"},{"$f":"IFERROR(VLOOKUP(Q274,$B$7:$E$152,4,FALSE),\"\")","v":170},null,null,null,"","","","",""]
[null,"","","","","",null,null,null,null,{"$f":"$B$31","v":100013305},"SONDE SYSTÈME ECS","AD250",49,null,null,{"$f":"$B$31","v":100013305},"SONDE SYSTÈME ECS","AD250",49,null,null,null,"","","","",""]
[null,"","","","","",null,null,null,null,{"$f":"$B$32","v":100013306},"SONDE EXTERIEURE RADIO ","AD251",82,null,null,{"$f":"$B$32","v":100013306},"SONDE EXTERIEURE RADIO ","AD251",82,null,null,null,"","","","",""]
[null,"","","","","",null,null,null,null,{"$f":"$B$33","v":100013307},"MODULE CHAUDIERE RADIO (EMETTEUR)","AD252",132,null,null,{"$f":"$B$33","v":100013307},"MODULE CHAUDIERE RADIO (EMETTEUR)","AD252",132,null,null,null,"","","","",""]
[null,{"$f":"IF(B214=0,\"\",B214)","v":""},"","","","",null,null,null,null,{"$f":"$B$34","v":100013472},"CDE A DISTANCE RADIO RS 400R     ","AD255",256,null,null,{"$f":"$B$34","v":100013472},"CDE A DISTANCE RADIO RS 400R     ","AD255",256,null,null,null,"","","","",""]
[null,"","","","","",null,null,null,null,{"$f":"$B$35","v":100013477},"COMMANDE A DISTANCE RS 400","AD257",190,null,null,{"$f":"$B$35","v":100013477},"COMMANDE A DISTANCE RS 400","AD257",190,null,null,null,"","","","",""]
[null,"","","","","",null,null,null,null,{"$f":"$B$36","v":88017017},"SONDE DEPART v3v","AD199",85,null,null,{"$f":"$B$36","v":88017017},"SONDE DEPART v3v","AD199",85,null,null,null,"","","","",""]
[null,"","","","","",null,null,null,null,{"$f":"$B$37","v":100002803},"COMMANDE A DISTANCE SIMPLIFIEE AD208","AD208",112,null,null,{"$f":"$B$37","v":100002803},"COMMANDE A DISTANCE SIMPLIFIEE AD208","AD208",112,null,null,null,"","","","",""]
[null,"","","","","",null,null,null,null,{"$f":"$B$38","v":7624902},"KIT CABLAGE PLANCHER CHAUFFANT DIRECT","HA255",40,null,null,{"$f":"$B$38","v":7624902},"KIT CABLAGE PLANCHER CHAUFFANT DIRECT","HA255",40,null,null,null,"","","","",""]
[null,"","","","","",null,null,null,null,null,"","","",null,null,null,"","","",null,null,null,"","","","",""]
[null,"","","","","",null,null,null,null,null,"","","",null,null,null,"","","",null,null,null,"","","","",""]
[null,"","","","","",null,null,null,null,null,"","","",null,null,null,"","","",null,null,null,"","","","",""]
[null,"","","","","",null,null,null,null,null,"","","",null,null,null,"","","",null,null,null,"","","","",""]
[null,"","","","","",null,null,null,null,null,"","","",null,null,null,"","","",null,null,null,"","","","",""]
[null,{"$f":"\"\"","v":""},{"$f":"L6","v":"Accessoires de régulation nécessaires pour les circuits indiqués :"},{"$f":"\"\"","v":""},{"$f":"\"\"","v":""},{"$f":"\"\"","v":""}]
[null,{"$f":"\"\"","v":""},{"$f":"L7","v":"1 circuit : Vanne"},{"$f":"\"\"","v":""},{"$f":"\"\"","v":""},{"$f":"\"\"","v":""}]
[null,{"$f":"\"\"","v":""},{"$f":"\"\"","v":""},{"$f":"\"\"","v":""},{"$f":"\"\"","v":""},{"$f":"\"\"","v":""},null,null,null,{"$f":"IF(OR('Offre HPI - G Hybrid'!$H$9=OFFRE!$N$59,'Offre HPI - G Hybrid'!$H$9=OFFRE!$P$59),1,0)","v":0},{"$f":"OFFRE!$N$59","v":"OEnoviaGaz-Hybrid 11 kW TRI - V200"},null,null,null,null,{"$f":"IF(OR('Offre HPI - G Hybrid'!$H$9=OFFRE!$O$59,'Offre HPI - G Hybrid'!$H$9=OFFRE!$Q$59),1,0)","v":0},{"$f":"OFFRE!$O$59","v":"OEnoviaGaz-Hybrid 11 kW TRI - B200"}]
[null,{"$f":"K9","v":88017017},"SONDE DEPART v3v","AD199",85,{"$f":"IF(B291<>\"\",1,\"\")","v":1},null,null,null,"Appoint",{"$f":"OFFRE!$F$7","v":"Electrique"},null,null,null,null,null,{"$f":"OFFRE!$F$6","v":"Hydraulique par chaudière"}]
[null,"","","","",{"$f":"IF(B292<>\"\",1,\"\")","v":""}]
[null,{"$f":"\"\"","v":""},{"$f":"\"\"","v":""},{"$f":"\"\"","v":""},{"$f":"\"\"","v":""},{"$f":"\"\"","v":""}]
[null,{"$f":"\"\"","v":""},{"$f":"IF($B$295=\"\",\"\",\"Accessoires hydrauliques nécessaires pour les circuits indiqués :\")","v":"Accessoires hydrauliques nécessaires pour les circuits indiqués :"},{"$f":"\"\"","v":""},{"$f":"\"\"","v":""},{"$f":"\"\"","v":""},null,null,null,null,null,null,null,null,null,null,null,null,null,null,null,null,null,"Si 11 TR choisi"]
[null,{"$f":"IF($H$21=OFFRE!$H$38,\"\",$B$22)","v":7619010},{"$f":"IFERROR(VLOOKUP($B295,$B$7:$E$50,2,FALSE),\"\")","v":"KIT VANNE 3 VOIES"},{"$f":"IFERROR(VLOOKUP($B295,$B$7:$E$50,3,FALSE),\"\")","v":"EH528"},{"$f":"IFERROR(VLOOKUP($B295,$B$7:$E$50,4,FALSE),\"\")","v":631},{"$f":"IF(B295<>\"\",IF(OR($H$21=OFFRE!$H$39,$H$21=OFFRE!$H$40),1,IF(OR($H$21=OFFRE!H41,$H$21=OFFRE!H42),2,\"\")),\"\")","v":1},null,null,null,"11 TR",null,{"$f":"IF($J$13=OFFRE!$H$23,\"Kit complet : PAC + accessoires\",\"\")","v":"Kit complet : PAC + accessoires"},null,null,null,null,null,{"$f":"IF($J$13=OFFRE!$H$23,\"Kit complet : PAC + accessoires\",\"\")","v":"Kit complet : PAC + accessoires"},null,null,null,null,{"$f":"IF(Y304=\"\",0,1)","v":0},{"$f":"IF($J$290=1,K295,IF($P$290=1,Q295,\"\"))","v":""},"","","",""]
[null,{"$f":"\"\"","v":""},{"$f":"\"\"","v":""},{"$f":"\"\"","v":""},{"$f":"\"\"","v":""},{"$f":"\"\"","v":""},null,null,null,null,{"$f":"IF($J$13=OFFRE!$H$23,IF('Offre HPI - G Hybrid'!$H$24='Offre HPI - G Hybrid'!$R$5,'Offre HPI - G Hybrid'!$B$115,IF('Offre HPI - G Hybrid'!$H$24='Offre HPI - G Hybrid'!$R$6,'Offre HPI - G Hybrid'!$B$117,IF('Offre HPI - G Hybrid'!$H$24='Offre HPI - G Hybrid'!$R$7,$B$121,IF('Offre HPI - G Hybrid'!$H$24='Offre HPI - G Hybrid'!$R$8,$B$125,\"\")))),\"\")","v":0},{"$f":"IFERROR(VLOOKUP(K296,$B$7:$E$152,2,FALSE),\"\")","v":""},{"$f":"IFERROR(VLOOKUP(K296,$B$7:$E$152,3,FALSE),\"\")","v":""},{"$f":"IFERROR(VLOOKUP(K296,$B$7:$E$152,4,FALSE),\"\")","v":""},{"$f":"IF(K296=\"\",\"\",1)","v":1},null,{"$f":"IF($J$13=OFFRE!$H$23,IF('Offre HPI - G Hybrid'!$H$24='Offre HPI - G Hybrid'!$R$5,'Offre HPI - G Hybrid'!$B$140,IF('Offre HPI - G Hybrid'!$H$24='Offre HPI - G Hybrid'!$R$6,'Offre HPI - G Hybrid'!$B$142,IF('Offre HPI - G Hybrid'!$H$24='Offre HPI - G Hybrid'!$R$7,$B$146,IF('Offre HPI - G Hybrid'!$H$24='Offre HPI - G Hybrid'!$R$8,$B$150,\"\")))),\"\")","v":0},{"$f":"IFERROR(VLOOKUP(Q296,$B$7:$E$152,2,FALSE),\"\")","v":""},{"$f":"IFERROR(VLOOKUP(Q296,$B$7:$E$152,3,FALSE),\"\")","v":""},{"$f":"IFERROR(VLOOKUP(Q296,$B$7:$E$152,4,FALSE),\"\")","v":""},{"$f":"IF(Q296=\"\",\"\",1)","v":1},null,null,"","","","",""]
[null,{"$f":"\"\"","v":""},{"$f":"\"\"","v":""},{"$f":"\"\"","v":""},{"$f":"\"\"","v":""},{"$f":"\"\"","v":""},null,null,null,null,null,null,null,null,null,null,null,null,null,null,null,null,null,"","","","",""]
[null,{"$f":"\"\"","v":""},{"$f":"\"\"","v":""},{"$f":"\"\"","v":""},{"$f":"\"\"","v":""},{"$f":"\"\"","v":""},null,null,null,null,null,{"$f":"IF($J$13=OFFRE!$H$24,\"Sélection personnalisée\",\"\")","v":""},null,null,null,null,null,{"$f":"IF($J$13=OFFRE!$H$24,\"Sélection personnalisée\",\"\")","v":""},null,null,null,null,null,"","","","",""]
[null,{"$f":"\"\"","v":""},{"$f":"\"\"","v":""},{"$f":"\"\"","v":""},{"$f":"\"\"","v":""},{"$f":"\"\"","v":""},null,null,null,null,{"$f":"IF($J$13=OFFRE!$H$24,IF('Offre HPI - G Hybrid'!$H$24='Offre HPI - G Hybrid'!$R$5,'Offre HPI - G Hybrid'!$B$73,IF('Offre HPI - G Hybrid'!$H$24='Offre HPI - G Hybrid'!$R$6,'Offre HPI - G Hybrid'!$B$74,IF('Offre HPI - G Hybrid'!$H$24='Offre HPI - G Hybrid'!$R$7,$B$75,IF('Offre HPI - G Hybrid'!$H$24='Offre HPI - G Hybrid'!$R$8,$B$76,\"\")))),\"\")","v":""},{"$f":"IFERROR(VLOOKUP(K299,$B$7:$E$152,2,FALSE),\"\")","v":""},{"$f":"IFERROR(VLOOKUP(K299,$B$7:$E$152,3,FALSE),\"\")","v":""},{"$f":"IFERROR(VLOOKUP(K299,$B$7:$E$152,4,FALSE),\"\")","v":""},{"$f":"IF(K299=\"\",\"\",1)","v":""},null,{"$f":"IF($J$13=OFFRE!$H$24,IF('Offre HPI - G Hybrid'!$H$24='Offre HPI - G Hybrid'!$R$5,'Offre HPI - G Hybrid'!$B$73,IF('Offre HPI - G Hybrid'!$H$24='Offre HPI - G Hybrid'!$R$6,'Offre HPI - G Hybrid'!$B$74,IF('Offre HPI - G Hybrid'!$H$24='Offre HPI - G Hybrid'!$R$7,$B$75,IF('Offre HPI - G Hybrid'!$H$24='Offre HPI - G Hybrid'!$R$8,$B$76,\"\")))),\"\")","v":""},{"$f":"IFERROR(VLOOKUP(Q299,$B$7:$E$152,2,FALSE),\"\")","v":""},{"$f":"IFERROR(VLOOKUP(Q299,$B$7:$E$152,3,FALSE),\"\")","v":""},{"$f":"IFERROR(VLOOKUP(Q299,$B$7:$E$152,4,FALSE),\"\")","v":""},{"$f":"IF(Q299=\"\",\"\",1)","v":""},null,null,"","","","",""]
[null,{"$f":"\"\"","v":""},{"$f":"\"\"","v":""},{"$f":"\"\"","v":""},{"$f":"\"\"","v":""},{"$f":"\"\"","v":""},null,null,null,null,{"$f":"IF($J$13=OFFRE!$H$24,$B$84,\"\")","v":""},{"$f":"IFERROR(VLOOKUP(K300,$B$7:$E$152,2,FALSE),\"\")","v":""},{"$f":"IFERROR(VLOOKUP(K300,$B$7:$E$152,3,FALSE),\"\")","v":""},{"$f":"IFERROR(VLOOKUP(K300,$B$7:$E$152,4,FALSE),\"\")","v":""},{"$f":"IF(K300=\"\",\"\",1)","v":""},null,{"$f":"IF($J$13=OFFRE!$H$24,$B$84,\"\")","v":""},{"$f":"IFERROR(VLOOKUP(Q300,$B$7:$E$152,2,FALSE),\"\")","v":""},{"$f":"IFERROR(VLOOKUP(Q300,$B$7:$E$152,3,FALSE),\"\")","v":""},{"$f":"IFERROR(VLOOKUP(Q300,$B$7:$E$152,4,FALSE),\"\")","v":""},{"$f":"IF(Q300=\"\",\"\",1)","v":""},null,null,"","","","",""]
[null,null,null,null,null,null,null,null,null,null,{"$f":"IF($J$13=OFFRE!$H$24,$B$100,\"\")","v":""},{"$f":"IFERROR(VLOOKUP(K301,$B$7:$E$152,2,FALSE),\"\")","v":""},{"$f":"IFERROR(VLOOKUP(K301,$B$7:$E$152,3,FALSE),\"\")","v":""},{"$f":"IFERROR(VLOOKUP(K301,$B$7:$E$152,4,FALSE),\"\")","v":""},"",null,{"$f":"IF($J$13=OFFRE!$H$24,$B$101,\"\")","v":""},{"$f":"IFERROR(VLOOKUP(Q301,$B$7:$E$152,2,FALSE),\"\")","v":""},{"$f":"IFERROR(VLOOKUP(Q301,$B$7:$E$152,3,FALSE),\"\")","v":""},{"$f":"IFERROR(VLOOKUP(Q301,$B$7:$E$152,4,FALSE),\"\")","v":""},"",null,null,"","","","",""]
[null,null,null,null,null,null,null,null,null,null,{"$f":"IF($J$13=OFFRE!$H$24,$B$96,\"\")","v":""},{"$f":"IFERROR(VLOOKUP(K302,$B$7:$E$152,2,FALSE),\"\")","v":""},{"$f":"IFERROR(VLOOKUP(K302,$B$7:$E$152,3,FALSE),\"\")","v":""},{"$f":"IFERROR(VLOOKUP(K302,$B$7:$E$152,4,FALSE),\"\")","v":""},"",null,{"$f":"IF($J$13=OFFRE!$H$24,$B$96,\"\")","v":""},{"$f":"IFERROR(VLOOKUP(Q302,$B$7:$E$152,2,FALSE),\"\")","v":""},{"$f":"IFERROR(VLOOKUP(Q302,$B$7:$E$152,3,FALSE),\"\")","v":""},{"$f":"IFERROR(VLOOKUP(Q302,$B$7:$E$152,4,FALSE),\"\")","v":""},""]
[null,null,null,null,null,null,null,null,null,null,null,{"$f":"IFERROR(VLOOKUP(K303,$B$7:$E$152,2,FALSE),\"\")","v":""},{"$f":"IFERROR(VLOOKUP(K303,$B$7:$E$152,3,FALSE),\"\")","v":""},{"$f":"IFERROR(VLOOKUP(K303,$B$7:$E$152,4,FALSE),\"\")","v":""},"",null,null,{"$f":"IFERROR(VLOOKUP(Q303,$B$7:$E$152,2,FALSE),\"\")","v":""},{"$f":"IFERROR(VLOOKUP(Q303,$B$7:$E$152,3,FALSE),\"\")","v":""},{"$f":"IFERROR(VLOOKUP(Q303,$B$7:$E$152,4,FALSE),\"\")","v":""},"",null,null,{"$f":"IF($J$290=1,K303,IF($P$290=1,Q303,\"\"))","v":""},"","","",""]
[null,null,null,null,null,null,null,null,null,null,null,null,null,null,"",null,null,null,null,null,"",null,null,"","","","",""]
[null,null,null,null,null,null,null,null,null,null,null,{"$f":"IFERROR(VLOOKUP(K305,$B$7:$E$152,2,FALSE),\"\")","v":""},{"$f":"IFERROR(VLOOKUP(K305,$B$7:$E$152,3,FALSE),\"\")","v":""},{"$f":"IFERROR(VLOOKUP(K305,$B$7:$E$152,4,FALSE),\"\")","v":""},"",null,null,{"$f":"IFERROR(VLOOKUP(Q305,$B$7:$E$152,2,FALSE),\"\")","v":""},{"$f":"IFERROR(VLOOKUP(Q305,$B$7:$E$152,3,FALSE),\"\")","v":""},{"$f":"IFERROR(VLOOKUP(Q305,$B$7:$E$152,4,FALSE),\"\")","v":""},"",null,null,"","","","",""]
[null,null,null,null,null,null,null,null,null,null,null,{"$f":"IFERROR(VLOOKUP(K306,$B$7:$E$152,2,FALSE),\"\")","v":""},{"$f":"IFERROR(VLOOKUP(K306,$B$7:$E$152,3,FALSE),\"\")","v":""},{"$f":"IFERROR(VLOOKUP(K306,$B$7:$E$152,4,FALSE),\"\")","v":""},null,null,null,{"$f":"IFERROR(VLOOKUP(Q306,$B$7:$E$152,2,FALSE),\"\")","v":""},{"$f":"IFERROR(VLOOKUP(Q306,$B$7:$E$152,3,FALSE),\"\")","v":""},{"$f":"IFERROR(VLOOKUP(Q306,$B$7:$E$152,4,FALSE),\"\")","v":""},null,null,null,"","","","",""]
[null,null,null,null,null,null,null,null,null,null,null,null,null,null,null,null,null,null,null,null,null,null,null,"","","","",""]
[null,null,null,null,null,null,null,null,null,null,null,"Liaison frigorifique",null,null,null,null,null,"Liaison frigorifique",null,null,null,null,null,"","","","",""]
[null,null,null,null,null,null,null,null,null,null,{"$f":"$B$16","v":100012535},{"$f":"IFERROR(VLOOKUP(K309,$B$7:$E$152,2,FALSE),\"\")","v":"LIAISON FRIGORIFIQUE PE 5/8'' 3/8'' - LG 5m"},{"$f":"IFERROR(VLOOKUP(K309,$B$7:$E$152,3,FALSE),\"\")","v":"EH114"},{"$f":"IFERROR(VLOOKUP(K309,$B$7:$E$152,4,FALSE),\"\")","v":255},1,null,{"$f":"$B$16","v":100012535},{"$f":"IFERROR(VLOOKUP(Q309,$B$7:$E$152,2,FALSE),\"\")","v":"LIAISON FRIGORIFIQUE PE 5/8'' 3/8'' - LG 5m"},{"$f":"IFERROR(VLOOKUP(Q309,$B$7:$E$152,3,FALSE),\"\")","v":"EH114"},{"$f":"IFERROR(VLOOKUP(Q309,$B$7:$E$152,4,FALSE),\"\")","v":255},1,null,null,"","","","",""]
[null,null,null,null,null,null,null,null,null,null,{"$f":"$B$17","v":100012536},{"$f":"IFERROR(VLOOKUP(K310,$B$7:$E$152,2,FALSE),\"\")","v":"LIAISON FRIGORIFIQUE PE 5/8'' 3/8'' - LG 10m"},{"$f":"IFERROR(VLOOKUP(K310,$B$7:$E$152,3,FALSE),\"\")","v":"EH115"},{"$f":"IFERROR(VLOOKUP(K310,$B$7:$E$152,4,FALSE),\"\")","v":456},null,null,{"$f":"$B$17","v":100012536},{"$f":"IFERROR(VLOOKUP(Q310,$B$7:$E$152,2,FALSE),\"\")","v":"LIAISON FRIGORIFIQUE PE 5/8'' 3/8'' - LG 10m"},{"$f":"IFERROR(VLOOKUP(Q310,$B$7:$E$152,3,FALSE),\"\")","v":"EH115"},{"$f":"IFERROR(VLOOKUP(Q310,$B$7:$E$152,4,FALSE),\"\")","v":456},null,null,null,"","","","",""]
[null,null,null,null,null,null,null,null,null,null,{"$f":"$B$18","v":100012537},{"$f":"IFERROR(VLOOKUP(K311,$B$7:$E$152,2,FALSE),\"\")","v":"LIAISON FRIGORIFIQUE PE 5/8'' 3/8'' - LG 20m"},{"$f":"IFERROR(VLOOKUP(K311,$B$7:$E$152,3,FALSE),\"\")","v":"EH116"},{"$f":"IFERROR(VLOOKUP(K311,$B$7:$E$152,4,FALSE),\"\")","v":823},null,null,{"$f":"$B$18","v":100012537},{"$f":"IFERROR(VLOOKUP(Q311,$B$7:$E$152,2,FALSE),\"\")","v":"LIAISON FRIGORIFIQUE PE 5/8'' 3/8'' - LG 20m"},{"$f":"IFERROR(VLOOKUP(Q311,$B$7:$E$152,3,FALSE),\"\")","v":"EH116"},{"$f":"IFERROR(VLOOKUP(Q311,$B$7:$E$152,4,FALSE),\"\")","v":823},null,null,null,"","","","",""]
[null,null,null,null,null,null,null,null,null,null,null,null,null,null,null,null,null,null,null,null,null,null,null,"","","","",""]
[null,null,null,null,null,null,null,null,null,null,null,"Accessoires de raccordement hydraulique",null,null,null,null,null,"Accessoires de raccordement hydraulique",null,null,null,null,null,"","","","",""]
[null,null,null,null,null,null,null,null,null,null,{"$f":"$B$8","v":100013756},{"$f":"IFERROR(VLOOKUP(K314,$B$7:$E$152,2,FALSE),\"\")","v":"TERMINAL HORIZONTAL PPS/GALVA Ø 60/100 mm"},{"$f":"IFERROR(VLOOKUP(K314,$B$7:$E$152,3,FALSE),\"\")","v":"HR48"},{"$f":"IFERROR(VLOOKUP(K314,$B$7:$E$152,4,FALSE),\"\")","v":202},1,null,{"$f":"$B$8","v":100013756},{"$f":"IFERROR(VLOOKUP(Q314,$B$7:$E$152,2,FALSE),\"\")","v":"TERMINAL HORIZONTAL PPS/GALVA Ø 60/100 mm"},{"$f":"IFERROR(VLOOKUP(Q314,$B$7:$E$152,3,FALSE),\"\")","v":"HR48"},{"$f":"IFERROR(VLOOKUP(Q314,$B$7:$E$152,4,FALSE),\"\")","v":202},1,null,null,"","","","",""]
[null,null,null,null,null,null,null,null,null,null,{"$f":"$B$9","v":"S100465"},"ADAPTATEUR AIR/FUMEES Ø 80/125","HR38",58,1,null,{"$f":"$B$9","v":"S100465"},"ADAPTATEUR AIR/FUMEES Ø 80/125","HR38",58,1,null,null,"","","","",""]
[null,null,null,null,null,null,null,null,null,null,{"$f":"$B$10","v":100002732},"TERMINAL VERTICAL PPS Ø 80/125 MM NOIR","DY843",167,1,null,{"$f":"$B$10","v":100002732},"TERMINAL VERTICAL PPS Ø 80/125 MM NOIR","DY843",167,1,null,null,"","","","",""]
[null,null,null,null,null,null,null,null,null,null,{"$f":"IF(OR($H$6=OFFRE!$B$47,$H$6=OFFRE!$B$48),IF(OR($H$24=$R$6),$B$155,IF($H$24=$R$7,$B$156,IF($H$24=$R$8,$B$157,\"\"))),\"\")","v":""},"","","",{"$f":"IF(K317=\"\",\"\",1)","v":""},null,{"$f":"IF(OR($H$6=OFFRE!$B$47,$H$6=OFFRE!$B$48),IF(OR($H$24=$R$6),$B$155,IF($H$24=$R$7,$B$156,IF($H$24=$R$8,$B$157,\"\"))),\"\")","v":""},"","","",{"$f":"IF(Q317=\"\",\"\",1)","v":""},null,null,"","","","",""]
[null,null,null,null,null,null,null,null,null,null,{"$f":"$B$22","v":7619010},"KIT VANNE 3 VOIES","EH528",631,null,null,{"$f":"$B$22","v":7619010},"KIT VANNE 3 VOIES","EH528",631,null,null,null,"","","","",""]
[null,null,null,null,null,null,null,null,null,null,{"$f":"$B$23","v":7622641},"KIT FAISCEAU GFS V3V","EH529",58,null,null,{"$f":"$B$23","v":7622641},"KIT FAISCEAU GFS V3V","EH529",58,null,null,null,"","","","",""]
[null,null,null,null,null,null,null,null,null,null,{"$f":"$B$24","v":7626737},"KIT ISOLATION MODE CLIMATISATION","EH567",229,null,null,{"$f":"$B$24","v":7626737},"KIT ISOLATION MODE CLIMATISATION","EH567",229,null,null,null,"","","","",""]
[null,null,null,null,null,null,null,null,null,null,{"$f":"$B$25","v":100019114},"KIT SONDE HYGRO RAFRAICHISSEMENT","HK27",233,null,null,{"$f":"$B$25","v":100019114},"KIT SONDE HYGRO RAFRAICHISSEMENT","HK27",233,null,null,null,"","","","",""]
[null,null,null,null,null,null,null,null,null,null,{"$f":"$B$26","v":7622433},"KIT SONDE CONDENSATION (0-10V)","HZ64",420,null,null,{"$f":"$B$26","v":7622433},"KIT SONDE CONDENSATION (0-10V)","HZ64",420,null,null,null,"","","","",""]
[null,null,null,null,null,null,null,null,null,null,{"$f":"$B$27","v":7636899},"KIT SILENCIEUX MODULE EXTERIEUR","EH572",66,null,null,{"$f":"$B$27","v":7636899},"KIT SILENCIEUX MODULE EXTERIEUR","EH572",66,null,null,null,"","","","",""]
[null,null,null,null,null,null,null,null,null,null,{"$f":"$B$28","v":100017830},"KIT VANNE 3 VOIES (CIRCUIT B)","HK21",732,null,null,{"$f":"$B$28","v":100017830},{"$f":"IFERROR(VLOOKUP(Q324,$B$7:$E$152,2,FALSE),\"\")","v":"KIT VANNE 3 VOIES (CIRCUIT B)"},{"$f":"IFERROR(VLOOKUP(Q324,$B$7:$E$152,3,FALSE),\"\")","v":"HK21"},{"$f":"IFERROR(VLOOKUP(Q324,$B$7:$E$152,4,FALSE),\"\")","v":732},null,null,null,"","","","",""]
[null,null,null,null,null,null,null,null,null,null,null,{"$f":"IF($H$24=OFFRE!$D$6,\"Ballons de production Eau Chaude Sanitaire\",\"\")","v":""},null,null,null,null,null,{"$f":"IF($H$24=OFFRE!$D$6,\"Ballons de production Eau Chaude Sanitaire\",\"\")","v":""},null,null,null,null,null,"","","","",""]
[null,null,null,null,null,null,null,null,null,null,{"$f":"$B$20","v":100008841},{"$f":"IFERROR(VLOOKUP(K326,$B$7:$E$152,2,FALSE),\"\")","v":"BALLON TAMPON 80L B 80 T"},{"$f":"IFERROR(VLOOKUP(K326,$B$7:$E$152,3,FALSE),\"\")","v":"EH85"},{"$f":"IFERROR(VLOOKUP(K326,$B$7:$E$152,4,FALSE),\"\")","v":572},1,null,{"$f":"$B$20","v":100008841},{"$f":"IFERROR(VLOOKUP(Q326,$B$7:$E$152,2,FALSE),\"\")","v":"BALLON TAMPON 80L B 80 T"},{"$f":"IFERROR(VLOOKUP(Q326,$B$7:$E$152,3,FALSE),\"\")","v":"EH85"},{"$f":"IFERROR(VLOOKUP(Q326,$B$7:$E$152,4,FALSE),\"\")","v":572},1,null,null,"","","","",""]
[null,null,null,null,null,null,null,null,null,null,{"$f":"$B$21","v":100004415},"BALLON TAMPON 160L B 150 T","EH60",857,null,null,{"$f":"$B$21","v":100004415},"BALLON TAMPON 160L B 150 T","EH60",857,null,null,null,"","","","",""]
[null,null,null,null,null,null,null,null,null,null,null,"","","",null,null,null,"","","",null,null,null,"","","","",""]
[null,null,null,null,null,null,null,null,null,null,null,"","","",null,null,null,"","","",null,null,null,"","","","",""]
[null,null,null,null,null,null,null,null,null,null,null,"","","",null,null,null,"","","",null,null,null,"","","","",""]
[null,null,null,null,null,null,null,null,null,null,null,"","","",null,null,null,"","","",null,null,null,"","","","",""]
[null,null,null,null,null,null,null,null,null,null,null,"","","",null,null,null,"","","",null,null,null,"","","","",""]
[null,null,null,null,null,null,null,null,null,null,null,"","","",null,null,null,"","","",null,null,null,"","","","",""]
[null,null,null,null,null,null,null,null,null,null,null,null,null,null,null,null,null,null,null,null,null,null,null,"","","","",""]
[null,null,null,null,null,null,null,null,null,null,null,"Accessoires de mise en œuvre",null,null,null,null,null,"Accessoires de mise en œuvre",null,null,null,null,null,{"$f":"IF($J$290=1,K335,IF($P$290=1,Q335,\"\"))","v":""},"","","",""]
[null,null,null,null,null,null,null,null,null,null,{"$f":"IF($H$15=OFFRE!$H$16,'Offre HPI - G Hybrid'!$B$11,'Offre HPI - G Hybrid'!$B$14)","v":100011222},{"$f":"IFERROR(VLOOKUP(K336,$B$7:$E$152,2,FALSE),\"\")","v":"SUPPORT MURALE & PLOTS ANTIVIBRATILES POUR  ROE-II AWHP 6-8"},{"$f":"IFERROR(VLOOKUP(K336,$B$7:$E$152,3,FALSE),\"\")","v":"EH95"},{"$f":"IFERROR(VLOOKUP(K336,$B$7:$E$152,4,FALSE),\"\")","v":181},1,null,{"$f":"IF($H$15=OFFRE!$H$16,'Offre HPI - G Hybrid'!$B$11,'Offre HPI - G Hybrid'!$B$14)","v":100011222},{"$f":"IFERROR(VLOOKUP(Q336,$B$7:$E$152,2,FALSE),\"\")","v":"SUPPORT MURALE & PLOTS ANTIVIBRATILES POUR  ROE-II AWHP 6-8"},{"$f":"IFERROR(VLOOKUP(Q336,$B$7:$E$152,3,FALSE),\"\")","v":"EH95"},{"$f":"IFERROR(VLOOKUP(Q336,$B$7:$E$152,4,FALSE),\"\")","v":181},1,null,null,"","","","",""]
[null,null,null,null,null,null,null,null,null,null,null,{"$f":"IFERROR(VLOOKUP(K337,$B$7:$E$152,2,FALSE),\"\")","v":""},{"$f":"IFERROR(VLOOKUP(K337,$B$7:$E$152,3,FALSE),\"\")","v":""},{"$f":"IFERROR(VLOOKUP(K337,$B$7:$E$152,4,FALSE),\"\")","v":""},null,null,null,{"$f":"IFERROR(VLOOKUP(Q337,$B$7:$E$152,2,FALSE),\"\")","v":""},{"$f":"IFERROR(VLOOKUP(Q337,$B$7:$E$152,3,FALSE),\"\")","v":""},{"$f":"IFERROR(VLOOKUP(Q337,$B$7:$E$152,4,FALSE),\"\")","v":""},null,null,null,"","","","",""]
[null,null,null,null,null,null,null,null,null,null,null,null,null,null,null,null,null,null,null,null,null,null,null,"","","","",""]
[null,null,null,null,null,null,null,null,null,null,null,"Accessoires de régulation",null,null,null,null,null,"Accessoires de régulation",null,null,null,null,null,"","","","",""]
[null,null,null,null,null,null,null,null,null,null,{"$f":"$B$30","v":100013304},{"$f":"IFERROR(VLOOKUP(K340,$B$7:$E$152,2,FALSE),\"\")","v":"COLIS OPTION V3V OE-TRONIC 4"},{"$f":"IFERROR(VLOOKUP(K340,$B$7:$E$152,3,FALSE),\"\")","v":"AD249"},{"$f":"IFERROR(VLOOKUP(K340,$B$7:$E$152,4,FALSE),\"\")","v":170},null,null,{"$f":"$B$30","v":100013304},{"$f":"IFERROR(VLOOKUP(Q340,$B$7:$E$152,2,FALSE),\"\")","v":"COLIS OPTION V3V OE-TRONIC 4"},{"$f":"IFERROR(VLOOKUP(Q340,$B$7:$E$152,3,FALSE),\"\")","v":"AD249"},{"$f":"IFERROR(VLOOKUP(Q340,$B$7:$E$152,4,FALSE),\"\")","v":170},null,null,null,"","","","",""]
[null,null,null,null,null,null,null,null,null,null,{"$f":"$B$31","v":100013305},"SONDE SYSTÈME ECS","AD250",49,null,null,{"$f":"$B$31","v":100013305},"SONDE SYSTÈME ECS","AD250",49,null,null,null,"","","","",""]
[null,null,null,null,null,null,null,null,null,null,{"$f":"$B$32","v":100013306},"SONDE EXTERIEURE RADIO ","AD251",82,null,null,{"$f":"$B$32","v":100013306},"SONDE EXTERIEURE RADIO ","AD251",82,null,null,null,"","","","",""]
[null,null,null,null,null,null,null,null,null,null,{"$f":"$B$33","v":100013307},"MODULE CHAUDIERE RADIO (EMETTEUR)","AD252",132,null,null,{"$f":"$B$33","v":100013307},"MODULE CHAUDIERE RADIO (EMETTEUR)","AD252",132,null,null,null,"","","","",""]
[null,null,null,null,null,null,null,null,null,null,{"$f":"$B$34","v":100013472},"CDE A DISTANCE RADIO RS 400R     ","AD255",256,null,null,{"$f":"$B$34","v":100013472},"CDE A DISTANCE RADIO RS 400R     ","AD255",256,null,null,null,"","","","",""]
[null,null,null,null,null,null,null,null,null,null,{"$f":"$B$35","v":100013477},"COMMANDE A DISTANCE RS 400","AD257",190,null,null,{"$f":"$B$35","v":100013477},"COMMANDE A DISTANCE RS 400","AD257",190,null,null,null,"","","","",""]
[null,null,null,null,null,null,null,null,null,null,{"$f":"$B$36","v":88017017},"SONDE DEPART v3v","AD199",85,null,null,{"$f":"$B$36","v":88017017},"SONDE DEPART v3v","AD199",85,null,null,null,"","","","",""]
[null,null,null,null,null,null,null,null,null,null,{"$f":"$B$37","v":100002803},"COMMANDE A DISTANCE SIMPLIFIEE AD208","AD208",112,null,null,{"$f":"$B$37","v":100002803},"COMMANDE A DISTANCE SIMPLIFIEE AD208","AD208",112,null,null,null,"","","","",""]
[null,null,null,null,null,null,null,null,null,null,{"$f":"$B$38","v":7624902},"KIT CABLAGE PLANCHER CHAUFFANT DIRECT","HA255",40,null,null,{"$f":"$B$38","v":7624902},"KIT CABLAGE PLANCHER CHAUFFANT DIRECT","HA255",40,null,null,null,"","","","",""]
[null,null,null,null,null,null,null,null,null,null,null,"","","",null,null,null,"","","",null,null,null,"","","","",""]
[null,null,null,null,null,null,null,null,null,null,null,"","","",null,null,null,"","","",null,null,null,"","","","",""]
[null,null,null,null,null,null,null,null,null,null,null,"","","",null,null,null,"","","",null,null,null,"","","","",""]
[null,null,null,null,null,null,null,null,null,null,null,"","","",null,null,null,"","","",null,null,null,"","","","",""]
[null,null,null,null,null,null,null,null,null,null,null,"","","",null,null,null,"","","",null,null,null,"","","","",""]
[]
[null,null,null,null,null,null,null,null,null,{"$f":"IF(OR('Offre HPI - G Hybrid'!$H$9=OFFRE!$N$60,'Offre HPI - G Hybrid'!$H$9=OFFRE!$P$60),1,0)","v":0},{"$f":"OFFRE!$N$60","v":"OEnoviaGaz-Hybrid 16 kW MONO - V200"},null,null,null,null,{"$f":"IF(OR('Offre HPI - G Hybrid'!$H$9=OFFRE!$O$60,'Offre HPI - G Hybrid'!$H$9=OFFRE!$Q$60),1,0)","v":0},{"$f":"OFFRE!$O$60","v":"OEnoviaGaz-Hybrid 16 kW MONO - B200"}]
[null,null,null,null,null,null,null,null,null,"Appoint",{"$f":"OFFRE!$F$7","v":"Electrique"},null,null,null,null,null,{"$f":"OFFRE!$F$6","v":"Hydraulique par chaudière"}]
[]
[]
[null,null,null,null,null,null,null,null,null,null,null,null,null,null,null,null,null,null,null,null,null,null,null,"Si 16 MR choisi"]
[null,null,null,null,null,null,null,null,null,"16 MR",null,{"$f":"IF($J$13=OFFRE!$H$23,\"Kit complet : PAC + accessoires\",\"\")","v":"Kit complet : PAC + accessoires"},null,null,null,null,null,{"$f":"IF($J$13=OFFRE!$H$23,\"Kit complet : PAC + accessoires\",\"\")","v":"Kit complet : PAC + accessoires"},null,null,null,null,{"$f":"IF(Y369=\"\",0,1)","v":0},{"$f":"IF($J$355=1,K360,IF($P$355=1,Q360,\"\"))","v":""},"","","",""]
[null,null,null,null,null,null,null,null,null,null,{"$f":"IF($J$13=OFFRE!$H$23,IF('Offre HPI - G Hybrid'!$H$24='Offre HPI - G Hybrid'!$R$5,\"\",IF('Offre HPI - G Hybrid'!$H$24='Offre HPI - G Hybrid'!$R$6,'Offre HPI - G Hybrid'!$B$118,IF('Offre HPI - G Hybrid'!$H$24='Offre HPI - G Hybrid'!$R$7,$B$122,IF('Offre HPI - G Hybrid'!$H$24='Offre HPI - G Hybrid'!$R$8,$B$126,\"\")))),\"\")","v":""},{"$f":"IFERROR(VLOOKUP(K361,$B$7:$E$152,2,FALSE),\"\")","v":""},{"$f":"IFERROR(VLOOKUP(K361,$B$7:$E$152,3,FALSE),\"\")","v":""},{"$f":"IFERROR(VLOOKUP(K361,$B$7:$E$152,4,FALSE),\"\")","v":""},{"$f":"IF(K361=\"\",\"\",1)","v":""},null,{"$f":"IF($J$13=OFFRE!$H$23,IF('Offre HPI - G Hybrid'!$H$24='Offre HPI - G Hybrid'!$R$5,\"\",IF('Offre HPI - G Hybrid'!$H$24='Offre HPI - G Hybrid'!$R$6,'Offre HPI - G Hybrid'!$B$143,IF('Offre HPI - G Hybrid'!$H$24='Offre HPI - G Hybrid'!$R$7,$B$147,IF('Offre HPI - G Hybrid'!$H$24='Offre HPI - G Hybrid'!$R$8,$B$151,\"\")))),\"\")","v":""},{"$f":"IFERROR(VLOOKUP(Q361,$B$7:$E$152,2,FALSE),\"\")","v":""},{"$f":"IFERROR(VLOOKUP(Q361,$B$7:$E$152,3,FALSE),\"\")","v":""},{"$f":"IFERROR(VLOOKUP(Q361,$B$7:$E$152,4,FALSE),\"\")","v":""},{"$f":"IF(Q361=\"\",\"\",1)","v":""},null,null,"","","","",""]
[null,null,null,null,null,null,null,null,null,null,null,null,null,null,null,null,null,null,null,null,null,null,null,"","","","",""]
[null,null,null,null,null,null,null,null,null,null,null,{"$f":"IF($J$13=OFFRE!$H$24,\"Sélection personnalisée\",\"\")","v":""},null,null,null,null,null,{"$f":"IF($J$13=OFFRE!$H$24,\"Sélection personnalisée\",\"\")","v":""},null,null,null,null,null,"","","","",""]
[null,null,null,null,null,null,null,null,null,null,{"$f":"IF($J$13=OFFRE!$H$24,IF('Offre HPI - G Hybrid'!$H$24='Offre HPI - G Hybrid'!$R$5,'Offre HPI - G Hybrid'!$B$73,IF('Offre HPI - G Hybrid'!$H$24='Offre HPI - G Hybrid'!$R$6,'Offre HPI - G Hybrid'!$B$74,IF('Offre HPI - G Hybrid'!$H$24='Offre HPI - G Hybrid'!$R$7,$B$75,IF('Offre HPI - G Hybrid'!$H$24='Offre HPI - G Hybrid'!$R$8,$B$76,\"\")))),\"\")","v":""},{"$f":"IFERROR(VLOOKUP(K364,$B$7:$E$152,2,FALSE),\"\")","v":""},{"$f":"IFERROR(VLOOKUP(K364,$B$7:$E$152,3,FALSE),\"\")","v":""},{"$f":"IFERROR(VLOOKUP(K364,$B$7:$E$152,4,FALSE),\"\")","v":""},{"$f":"IF(K364=\"\",\"\",1)","v":""},null,{"$f":"IF($J$13=OFFRE!$H$24,IF('Offre HPI - G Hybrid'!$H$24='Offre HPI - G Hybrid'!$R$5,'Offre HPI - G Hybrid'!$B$73,IF('Offre HPI - G Hybrid'!$H$24='Offre HPI - G Hybrid'!$R$6,'Offre HPI - G Hybrid'!$B$74,IF('Offre HPI - G Hybrid'!$H$24='Offre HPI - G Hybrid'!$R$7,$B$75,IF('Offre HPI - G Hybrid'!$H$24='Offre HPI - G Hybrid'!$R$8,$B$76,\"\")))),\"\")","v":""},{"$f":"IFERROR(VLOOKUP(Q364,$B$7:$E$152,2,FALSE),\"\")","v":""},{"$f":"IFERROR(VLOOKUP(Q364,$B$7:$E$152,3,FALSE),\"\")","v":""},{"$f":"IFERROR(VLOOKUP(Q364,$B$7:$E$152,4,FALSE),\"\")","v":""},{"$f":"IF(Q364=\"\",\"\",1)","v":""},null,null,"","","","",""]
[null,null,null,null,null,null,null,null,null,null,{"$f":"IF($J$13=OFFRE!$H$24,$B$85,\"\")","v":""},{"$f":"IFERROR(VLOOKUP(K365,$B$7:$E$152,2,FALSE),\"\")","v":""},{"$f":"IFERROR(VLOOKUP(K365,$B$7:$E$152,3,FALSE),\"\")","v":""},{"$f":"IFERROR(VLOOKUP(K365,$B$7:$E$152,4,FALSE),\"\")","v":""},{"$f":"IF(K365=\"\",\"\",1)","v":""},null,{"$f":"IF($J$13=OFFRE!$H$24,$B$85,\"\")","v":""},{"$f":"IFERROR(VLOOKUP(Q365,$B$7:$E$152,2,FALSE),\"\")","v":""},{"$f":"IFERROR(VLOOKUP(Q365,$B$7:$E$152,3,FALSE),\"\")","v":""},{"$f":"IFERROR(VLOOKUP(Q365,$B$7:$E$152,4,FALSE),\"\")","v":""},{"$f":"IF(Q365=\"\",\"\",1)","v":""},null,null,"","","","",""]
[null,null,null,null,null,null,null,null,null,null,{"$f":"IF($J$13=OFFRE!$H$24,$B$100,\"\")","v":""},{"$f":"IFERROR(VLOOKUP(K366,$B$7:$E$152,2,FALSE),\"\")","v":""},{"$f":"IFERROR(VLOOKUP(K366,$B$7:$E$152,3,FALSE),\"\")","v":""},{"$f":"IFERROR(VLOOKUP(K366,$B$7:$E$152,4,FALSE),\"\")","v":""},"",null,{"$f":"IF($J$13=OFFRE!$H$24,$B$101,\"\")","v":""},{"$f":"IFERROR(VLOOKUP(Q366,$B$7:$E$152,2,FALSE),\"\")","v":""},{"$f":"IFERROR(VLOOKUP(Q366,$B$7:$E$152,3,FALSE),\"\")","v":""},{"$f":"IFERROR(VLOOKUP(Q366,$B$7:$E$152,4,FALSE),\"\")","v":""},"",null,null,"","","","",""]
[null,null,null,null,null,null,null,null,null,null,{"$f":"IF($J$13=OFFRE!$H$24,$B$96,\"\")","v":""},{"$f":"IFERROR(VLOOKUP(K367,$B$7:$E$152,2,FALSE),\"\")","v":""},{"$f":"IFERROR(VLOOKUP(K367,$B$7:$E$152,3,FALSE),\"\")","v":""},{"$f":"IFERROR(VLOOKUP(K367,$B$7:$E$152,4,FALSE),\"\")","v":""},"",null,{"$f":"IF($J$13=OFFRE!$H$24,$B$96,\"\")","v":""},{"$f":"IFERROR(VLOOKUP(Q367,$B$7:$E$152,2,FALSE),\"\")","v":""},{"$f":"IFERROR(VLOOKUP(Q367,$B$7:$E$152,3,FALSE),\"\")","v":""},{"$f":"IFERROR(VLOOKUP(Q367,$B$7:$E$152,4,FALSE),\"\")","v":""},""]
[null,null,null,null,null,null,null,null,null,null,null,{"$f":"IFERROR(VLOOKUP(K368,$B$7:$E$152,2,FALSE),\"\")","v":""},{"$f":"IFERROR(VLOOKUP(K368,$B$7:$E$152,3,FALSE),\"\")","v":""},{"$f":"IFERROR(VLOOKUP(K368,$B$7:$E$152,4,FALSE),\"\")","v":""},"",null,null,{"$f":"IFERROR(VLOOKUP(Q368,$B$7:$E$152,2,FALSE),\"\")","v":""},{"$f":"IFERROR(VLOOKUP(Q368,$B$7:$E$152,3,FALSE),\"\")","v":""},{"$f":"IFERROR(VLOOKUP(Q368,$B$7:$E$152,4,FALSE),\"\")","v":""},"",null,null,{"$f":"IF($J$355=1,K368,IF($P$355=1,Q368,\"\"))","v":""},"","","",""]
[null,null,null,null,null,null,null,null,null,null,null,null,null,null,"",null,null,null,null,null,"",null,null,"","","","",""]
[null,null,null,null,null,null,null,null,null,null,null,{"$f":"IFERROR(VLOOKUP(K370,$B$7:$E$152,2,FALSE),\"\")","v":""},{"$f":"IFERROR(VLOOKUP(K370,$B$7:$E$152,3,FALSE),\"\")","v":""},{"$f":"IFERROR(VLOOKUP(K370,$B$7:$E$152,4,FALSE),\"\")","v":""},"",null,null,{"$f":"IFERROR(VLOOKUP(Q370,$B$7:$E$152,2,FALSE),\"\")","v":""},{"$f":"IFERROR(VLOOKUP(Q370,$B$7:$E$152,3,FALSE),\"\")","v":""},{"$f":"IFERROR(VLOOKUP(Q370,$B$7:$E$152,4,FALSE),\"\")","v":""},"",null,null,"","","","",""]
[null,null,null,null,null,null,null,null,null,null,null,{"$f":"IFERROR(VLOOKUP(K371,$B$7:$E$152,2,FALSE),\"\")","v":""},{"$f":"IFERROR(VLOOKUP(K371,$B$7:$E$152,3,FALSE),\"\")","v":""},{"$f":"IFERROR(VLOOKUP(K371,$B$7:$E$152,4,FALSE),\"\")","v":""},null,null,null,{"$f":"IFERROR(VLOOKUP(Q371,$B$7:$E$152,2,FALSE),\"\")","v":""},{"$f":"IFERROR(VLOOKUP(Q371,$B$7:$E$152,3,FALSE),\"\")","v":""},{"$f":"IFERROR(VLOOKUP(Q371,$B$7:$E$152,4,FALSE),\"\")","v":""},null,null,null,"","","","",""]
[null,null,null,null,null,null,null,null,null,null,null,null,null,null,null,null,null,null,null,null,null,null,null,"","","","",""]
[null,null,null,null,null,null,null,null,null,null,null,"Liaison frigorifique",null,null,null,null,null,"Liaison frigorifique",null,null,null,null,null,"","","","",""]
[null,null,null,null,null,null,null,null,null,null,{"$f":"$B$16","v":100012535},{"$f":"IFERROR(VLOOKUP(K374,$B$7:$E$152,2,FALSE),\"\")","v":"LIAISON FRIGORIFIQUE PE 5/8'' 3/8'' - LG 5m"},{"$f":"IFERROR(VLOOKUP(K374,$B$7:$E$152,3,FALSE),\"\")","v":"EH114"},{"$f":"IFERROR(VLOOKUP(K374,$B$7:$E$152,4,FALSE),\"\")","v":255},1,null,{"$f":"$B$16","v":100012535},{"$f":"IFERROR(VLOOKUP(Q374,$B$7:$E$152,2,FALSE),\"\")","v":"LIAISON FRIGORIFIQUE PE 5/8'' 3/8'' - LG 5m"},{"$f":"IFERROR(VLOOKUP(Q374,$B$7:$E$152,3,FALSE),\"\")","v":"EH114"},{"$f":"IFERROR(VLOOKUP(Q374,$B$7:$E$152,4,FALSE),\"\")","v":255},1,null,null,"","","","",""]
[null,null,null,null,null,null,null,null,null,null,{"$f":"$B$17","v":100012536},{"$f":"IFERROR(VLOOKUP(K375,$B$7:$E$152,2,FALSE),\"\")","v":"LIAISON FRIGORIFIQUE PE 5/8'' 3/8'' - LG 10m"},{"$f":"IFERROR(VLOOKUP(K375,$B$7:$E$152,3,FALSE),\"\")","v":"EH115"},{"$f":"IFERROR(VLOOKUP(K375,$B$7:$E$152,4,FALSE),\"\")","v":456},null,null,{"$f":"$B$17","v":100012536},{"$f":"IFERROR(VLOOKUP(Q375,$B$7:$E$152,2,FALSE),\"\")","v":"LIAISON FRIGORIFIQUE PE 5/8'' 3/8'' - LG 10m"},{"$f":"IFERROR(VLOOKUP(Q375,$B$7:$E$152,3,FALSE),\"\")","v":"EH115"},{"$f":"IFERROR(VLOOKUP(Q375,$B$7:$E$152,4,FALSE),\"\")","v":456},null,null,null,"","","","",""]
[null,null,null,null,null,null,null,null,null,null,{"$f":"$B$18","v":100012537},{"$f":"IFERROR(VLOOKUP(K376,$B$7:$E$152,2,FALSE),\"\")","v":"LIAISON FRIGORIFIQUE PE 5/8'' 3/8'' - LG 20m"},{"$f":"IFERROR(VLOOKUP(K376,$B$7:$E$152,3,FALSE),\"\")","v":"EH116"},{"$f":"IFERROR(VLOOKUP(K376,$B$7:$E$152,4,FALSE),\"\")","v":823},null,null,{"$f":"$B$18","v":100012537},{"$f":"IFERROR(VLOOKUP(Q376,$B$7:$E$152,2,FALSE),\"\")","v":"LIAISON FRIGORIFIQUE PE 5/8'' 3/8'' - LG 20m"},{"$f":"IFERROR(VLOOKUP(Q376,$B$7:$E$152,3,FALSE),\"\")","v":"EH116"},{"$f":"IFERROR(VLOOKUP(Q376,$B$7:$E$152,4,FALSE),\"\")","v":823},null,null,null,"","","","",""]
[null,null,null,null,null,null,null,null,null,null,null,null,null,null,null,null,null,null,null,null,null,null,null,"","","","",""]
[null,null,null,null,null,null,null,null,null,null,null,"Accessoires de raccordement hydraulique",null,null,null,null,null,"Accessoires de raccordement hydraulique",null,null,null,null,null,"","","","",""]
[null,null,null,null,null,null,null,null,null,null,{"$f":"$B$8","v":100013756},{"$f":"IFERROR(VLOOKUP(K379,$B$7:$E$152,2,FALSE),\"\")","v":"TERMINAL HORIZONTAL PPS/GALVA Ø 60/100 mm"},{"$f":"IFERROR(VLOOKUP(K379,$B$7:$E$152,3,FALSE),\"\")","v":"HR48"},{"$f":"IFERROR(VLOOKUP(K379,$B$7:$E$152,4,FALSE),\"\")","v":202},1,null,{"$f":"$B$8","v":100013756},{"$f":"IFERROR(VLOOKUP(Q379,$B$7:$E$152,2,FALSE),\"\")","v":"TERMINAL HORIZONTAL PPS/GALVA Ø 60/100 mm"},{"$f":"IFERROR(VLOOKUP(Q379,$B$7:$E$152,3,FALSE),\"\")","v":"HR48"},{"$f":"IFERROR(VLOOKUP(Q379,$B$7:$E$152,4,FALSE),\"\")","v":202},1,null,null,"","","","",""]
[null,null,null,null,null,null,null,null,null,null,{"$f":"$B$9","v":"S100465"},"ADAPTATEUR AIR/FUMEES Ø 80/125","HR38",58,1,null,{"$f":"$B$9","v":"S100465"},"ADAPTATEUR AIR/FUMEES Ø 80/125","HR38",58,1,null,null,"","","","",""]
[null,null,null,null,null,null,null,null,null,null,{"$f":"$B$10","v":100002732},"TERMINAL VERTICAL PPS Ø 80/125 MM NOIR","DY843",167,1,null,{"$f":"$B$10","v":100002732},"TERMINAL VERTICAL PPS Ø 80/125 MM NOIR","DY843",167,1,null,null,"","","","",""]
[null,null,null,null,null,null,null,null,null,null,{"$f":"IF(OR($H$6=OFFRE!$B$47,$H$6=OFFRE!$B$48),IF(OR($H$24=$R$6),$B$155,IF($H$24=$R$7,$B$156,IF($H$24=$R$8,$B$157,\"\"))),\"\")","v":""},"","","",{"$f":"IF(K382=\"\",\"\",1)","v":""},null,{"$f":"IF(OR($H$6=OFFRE!$B$47,$H$6=OFFRE!$B$48),IF(OR($H$24=$R$6),$B$155,IF($H$24=$R$7,$B$156,IF($H$24=$R$8,$B$157,\"\"))),\"\")","v":""},"","","",{"$f":"IF(Q382=\"\",\"\",1)","v":""},null,null,"","","","",""]
[null,null,null,null,null,null,null,null,null,null,{"$f":"$B$22","v":7619010},"KIT VANNE 3 VOIES","EH528",631,null,null,{"$f":"$B$22","v":7619010},"KIT VANNE 3 VOIES","EH528",631,null,null,null,"","","","",""]
[null,null,null,null,null,null,null,null,null,null,{"$f":"$B$23","v":7622641},"KIT FAISCEAU GFS V3V","EH529",58,null,null,{"$f":"$B$23","v":7622641},"KIT FAISCEAU GFS V3V","EH529",58,null,null,null,"","","","",""]
[null,null,null,null,null,null,null,null,null,null,{"$f":"$B$24","v":7626737},"KIT ISOLATION MODE CLIMATISATION","EH567",229,null,null,{"$f":"$B$24","v":7626737},"KIT ISOLATION MODE CLIMATISATION","EH567",229,null,null,null,"","","","",""]
[null,null,null,null,null,null,null,null,null,null,{"$f":"$B$25","v":100019114},"KIT SONDE HYGRO RAFRAICHISSEMENT","HK27",233,null,null,{"$f":"$B$25","v":100019114},"KIT SONDE HYGRO RAFRAICHISSEMENT","HK27",233,null,null,null,"","","","",""]
[null,null,null,null,null,null,null,null,null,null,{"$f":"$B$26","v":7622433},"KIT SONDE CONDENSATION (0-10V)","HZ64",420,null,null,{"$f":"$B$26","v":7622433},"KIT SONDE CONDENSATION (0-10V)","HZ64",420,null,null,null,"","","","",""]
[null,null,null,null,null,null,null,null,null,null,{"$f":"$B$27","v":7636899},"KIT SILENCIEUX MODULE EXTERIEUR","EH572",66,null,null,{"$f":"$B$27","v":7636899},"KIT SILENCIEUX MODULE EXTERIEUR","EH572",66,null,null,null,"","","","",""]
[null,null,null,null,null,null,null,null,null,null,{"$f":"$B$28","v":100017830},"KIT VANNE 3 VOIES (CIRCUIT B)","HK21",732,null,null,{"$f":"$B$28","v":100017830},{"$f":"IFERROR(VLOOKUP(Q389,$B$7:$E$152,2,FALSE),\"\")","v":"KIT VANNE 3 VOIES (CIRCUIT B)"},{"$f":"IFERROR(VLOOKUP(Q389,$B$7:$E$152,3,FALSE),\"\")","v":"HK21"},{"$f":"IFERROR(VLOOKUP(Q389,$B$7:$E$152,4,FALSE),\"\")","v":732},null,null,null,"","","","",""]
[null,null,null,null,null,null,null,null,null,null,null,{"$f":"IF($H$24=OFFRE!$D$6,\"Ballons de production Eau Chaude Sanitaire\",\"\")","v":""},null,null,null,null,null,{"$f":"IF($H$24=OFFRE!$D$6,\"Ballons de production Eau Chaude Sanitaire\",\"\")","v":""},null,null,null,null,null,"","","","",""]
[null,null,null,null,null,null,null,null,null,null,{"$f":"$B$20","v":100008841},{"$f":"IFERROR(VLOOKUP(K391,$B$7:$E$152,2,FALSE),\"\")","v":"BALLON TAMPON 80L B 80 T"},{"$f":"IFERROR(VLOOKUP(K391,$B$7:$E$152,3,FALSE),\"\")","v":"EH85"},{"$f":"IFERROR(VLOOKUP(K391,$B$7:$E$152,4,FALSE),\"\")","v":572},1,null,{"$f":"$B$20","v":100008841},{"$f":"IFERROR(VLOOKUP(Q391,$B$7:$E$152,2,FALSE),\"\")","v":"BALLON TAMPON 80L B 80 T"},{"$f":"IFERROR(VLOOKUP(Q391,$B$7:$E$152,3,FALSE),\"\")","v":"EH85"},{"$f":"IFERROR(VLOOKUP(Q391,$B$7:$E$152,4,FALSE),\"\")","v":572},1,null,null,"","","","",""]
[null,null,null,null,null,null,null,null,null,null,{"$f":"$B$21","v":100004415},"BALLON TAMPON 160L B 150 T","EH60",857,null,null,{"$f":"$B$21","v":100004415},"BALLON TAMPON 160L B 150 T","EH60",857,null,null,null,"","","","",""]
[null,null,null,null,null,null,null,null,null,null,null,"","","",null,null,null,"","","",null,null,null,"","","","",""]
[null,null,null,null,null,null,null,null,null,null,null,"","","",null,null,null,"","","",null,null,null,"","","","",""]
[null,null,null,null,null,null,null,null,null,null,null,"","","",null,null,null,"","","",null,null,null,"","","","",""]
[null,null,null,null,null,null,null,null,null,null,null,"","","",null,null,null,"","","",null,null,null,"","","","",""]
[null,null,null,null,null,null,null,null,null,null,null,"","","",null,null,null,"","","",null,null,null,"","","","",""]
[null,null,null,null,null,null,null,null,null,null,null,"","","",null,null,null,"","","",null,null,null,"","","","",""]
[null,null,null,null,null,null,null,null,null,null,null,null,null,null,null,null,null,null,null,null,null,null,null,"","","","",""]
[null,null,null,null,null,null,null,null,null,null,null,"Accessoires de mise en œuvre",null,null,null,null,null,"Accessoires de mise en œuvre",null,null,null,null,null,{"$f":"IF($J$355=1,K400,IF($P$355=1,Q400,\"\"))","v":""},"","","",""]
[null,null,null,null,null,null,null,null,null,null,{"$f":"IF($H$15=OFFRE!$H$16,'Offre HPI - G Hybrid'!$B$11,'Offre HPI - G Hybrid'!$B$14)","v":100011222},{"$f":"IFERROR(VLOOKUP(K401,$B$7:$E$152,2,FALSE),\"\")","v":"SUPPORT MURALE & PLOTS ANTIVIBRATILES POUR  ROE-II AWHP 6-8"},{"$f":"IFERROR(VLOOKUP(K401,$B$7:$E$152,3,FALSE),\"\")","v":"EH95"},{"$f":"IFERROR(VLOOKUP(K401,$B$7:$E$152,4,FALSE),\"\")","v":181},1,null,{"$f":"IF($H$15=OFFRE!$H$16,'Offre HPI - G Hybrid'!$B$11,'Offre HPI - G Hybrid'!$B$14)","v":100011222},{"$f":"IFERROR(VLOOKUP(Q401,$B$7:$E$152,2,FALSE),\"\")","v":"SUPPORT MURALE & PLOTS ANTIVIBRATILES POUR  ROE-II AWHP 6-8"},{"$f":"IFERROR(VLOOKUP(Q401,$B$7:$E$152,3,FALSE),\"\")","v":"EH95"},{"$f":"IFERROR(VLOOKUP(Q401,$B$7:$E$152,4,FALSE),\"\")","v":181},1,null,null,"","","","",""]
[null,null,null,null,null,null,null,null,null,null,null,{"$f":"IFERROR(VLOOKUP(K402,$B$7:$E$152,2,FALSE),\"\")","v":""},{"$f":"IFERROR(VLOOKUP(K402,$B$7:$E$152,3,FALSE),\"\")","v":""},{"$f":"IFERROR(VLOOKUP(K402,$B$7:$E$152,4,FALSE),\"\")","v":""},null,null,null,{"$f":"IFERROR(VLOOKUP(Q402,$B$7:$E$152,2,FALSE),\"\")","v":""},{"$f":"IFERROR(VLOOKUP(Q402,$B$7:$E$152,3,FALSE),\"\")","v":""},{"$f":"IFERROR(VLOOKUP(Q402,$B$7:$E$152,4,FALSE),\"\")","v":""},null,null,null,"","","","",""]
[null,null,null,null,null,null,null,null,null,null,null,null,null,null,null,null,null,null,null,null,null,null,null,"","","","",""]
[null,null,null,null,null,null,null,null,null,null,null,"Accessoires de régulation",null,null,null,null,null,"Accessoires de régulation",null,null,null,null,null,"","","","",""]
[null,null,null,null,null,null,null,null,null,null,{"$f":"$B$30","v":100013304},{"$f":"IFERROR(VLOOKUP(K405,$B$7:$E$152,2,FALSE),\"\")","v":"COLIS OPTION V3V OE-TRONIC 4"},{"$f":"IFERROR(VLOOKUP(K405,$B$7:$E$152,3,FALSE),\"\")","v":"AD249"},{"$f":"IFERROR(VLOOKUP(K405,$B$7:$E$152,4,FALSE),\"\")","v":170},null,null,{"$f":"$B$30","v":100013304},{"$f":"IFERROR(VLOOKUP(Q405,$B$7:$E$152,2,FALSE),\"\")","v":"COLIS OPTION V3V OE-TRONIC 4"},{"$f":"IFERROR(VLOOKUP(Q405,$B$7:$E$152,3,FALSE),\"\")","v":"AD249"},{"$f":"IFERROR(VLOOKUP(Q405,$B$7:$E$152,4,FALSE),\"\")","v":170},null,null,null,"","","","",""]
[null,null,null,null,null,null,null,null,null,null,{"$f":"$B$31","v":100013305},"SONDE SYSTÈME ECS","AD250",49,null,null,{"$f":"$B$31","v":100013305},"SONDE SYSTÈME ECS","AD250",49,null,null,null,"","","","",""]
[null,null,null,null,null,null,null,null,null,null,{"$f":"$B$32","v":100013306},"SONDE EXTERIEURE RADIO ","AD251",82,null,null,{"$f":"$B$32","v":100013306},"SONDE EXTERIEURE RADIO ","AD251",82,null,null,null,"","","","",""]
[null,null,null,null,null,null,null,null,null,null,{"$f":"$B$33","v":100013307},"MODULE CHAUDIERE RADIO (EMETTEUR)","AD252",132,null,null,{"$f":"$B$33","v":100013307},"MODULE CHAUDIERE RADIO (EMETTEUR)","AD252",132,null,null,null,"","","","",""]
[null,null,null,null,null,null,null,null,null,null,{"$f":"$B$34","v":100013472},"CDE A DISTANCE RADIO RS 400R     ","AD255",256,null,null,{"$f":"$B$34","v":100013472},"CDE A DISTANCE RADIO RS 400R     ","AD255",256,null,null,null,"","","","",""]
[null,null,null,null,null,null,null,null,null,null,{"$f":"$B$35","v":100013477},"COMMANDE A DISTANCE RS 400","AD257",190,null,null,{"$f":"$B$35","v":100013477},"COMMANDE A DISTANCE RS 400","AD257",190,null,null,null,"","","","",""]
[null,null,null,null,null,null,null,null,null,null,{"$f":"$B$36","v":88017017},"SONDE DEPART v3v","AD199",85,null,null,{"$f":"$B$36","v":88017017},"SONDE DEPART v3v","AD199",85,null,null,null,"","","","",""]
[null,null,null,null,null,null,null,null,null,null,{"$f":"$B$37","v":100002803},"COMMANDE A DISTANCE SIMPLIFIEE AD208","AD208",112,null,null,{"$f":"$B$37","v":100002803},"COMMANDE A DISTANCE SIMPLIFIEE AD208","AD208",112,null,null,null,"","","","",""]
[null,null,null,null,null,null,null,null,null,null,{"$f":"$B$38","v":7624902},"KIT CABLAGE PLANCHER CHAUFFANT DIRECT","HA255",40,null,null,{"$f":"$B$38","v":7624902},"KIT CABLAGE PLANCHER CHAUFFANT DIRECT","HA255",40,null,null,null,"","","","",""]
[null,null,null,null,null,null,null,null,null,null,null,"","","",null,null,null,"","","",null,null,null,"","","","",""]
[null,null,null,null,null,null,null,null,null,null,null,"","","",null,null,null,"","","",null,null,null,"","","","",""]
[null,null,null,null,null,null,null,null,null,null,null,"","","",null,null,null,"","","",null,null,null,"","","","",""]
[null,null,null,null,null,null,null,null,null,null,null,"","","",null,null,null,"","","",null,null,null,"","","","",""]
[null,null,null,null,null,null,null,null,null,null,null,"","","",null,null,null,"","","",null,null,null,"","","","",""]
[]
[null,null,null,null,null,null,null,null,null,{"$f":"IF(OR('Offre HPI - G Hybrid'!$H$9=OFFRE!$N$61,'Offre HPI - G Hybrid'!$H$9=OFFRE!$P$61),1,0)","v":0},{"$f":"OFFRE!$N$61","v":"OEnoviaGaz-Hybrid 16 kW TRI - V200"},null,null,null,null,{"$f":"IF(OR('Offre HPI - G Hybrid'!$H$9=OFFRE!$O$61,'Offre HPI - G Hybrid'!$H$9=OFFRE!$Q$61),1,0)","v":0},{"$f":"OFFRE!$O$61","v":"OEnoviaGaz-Hybrid 16 kW TRI - B200"}]
[null,null,null,null,null,null,null,null,null,"Appoint",{"$f":"OFFRE!$F$7","v":"Electrique"},null,null,null,null,null,{"$f":"OFFRE!$F$6","v":"Hydraulique par chaudière"}]
[null,null,null,null,null,null,null,null,null,null,null,null,null,null,null,null,0]
[null,null,null,null,null,null,null,null,null,null,null,null,null,null,null,null,{"$f":"$K$28","v":0}]
[null,null,null,null,null,null,null,null,null,null,null,null,null,null,null,null,{"$f":"OFFRE!$D$6","v":"OUI"},null,null,null,null,null,null,"Si 16 TR choisi"]
[null,null,null,null,null,null,null,null,null,"16 TR",null,{"$f":"IF($J$13=OFFRE!$H$23,\"Kit complet : PAC + accessoires\",\"\")","v":"Kit complet : PAC + accessoires"},null,null,null,null,null,{"$f":"IF($J$13=OFFRE!$H$23,\"Kit complet : PAC + accessoires\",\"\")","v":"Kit complet : PAC + accessoires"},null,null,null,null,{"$f":"IF(Y434=\"\",0,1)","v":0},{"$f":"IF($J$420=1,K425,IF($P$420=1,Q425,\"\"))","v":""},"","","",""]
[null,null,null,null,null,null,null,null,null,null,{"$f":"IF($J$13=OFFRE!$H$23,IF('Offre HPI - G Hybrid'!$H$24='Offre HPI - G Hybrid'!$R$5,\"\",IF('Offre HPI - G Hybrid'!$H$24='Offre HPI - G Hybrid'!$R$6,'Offre HPI - G Hybrid'!$B$119,IF('Offre HPI - G Hybrid'!$H$24='Offre HPI - G Hybrid'!$R$7,$B$123,IF('Offre HPI - G Hybrid'!$H$24='Offre HPI - G Hybrid'!$R$8,$B$127,\"\")))),\"\")","v":""},{"$f":"IFERROR(VLOOKUP(K426,$B$7:$E$152,2,FALSE),\"\")","v":""},{"$f":"IFERROR(VLOOKUP(K426,$B$7:$E$152,3,FALSE),\"\")","v":""},{"$f":"IFERROR(VLOOKUP(K426,$B$7:$E$152,4,FALSE),\"\")","v":""},{"$f":"IF(K426=\"\",\"\",1)","v":""},null,{"$f":"IF($J$13=OFFRE!$H$23,IF('Offre HPI - G Hybrid'!$H$24='Offre HPI - G Hybrid'!$R$5,\"\",IF('Offre HPI - G Hybrid'!$H$24='Offre HPI - G Hybrid'!$R$6,'Offre HPI - G Hybrid'!$B$144,IF('Offre HPI - G Hybrid'!$H$24='Offre HPI - G Hybrid'!$R$7,$B$148,IF('Offre HPI - G Hybrid'!$H$24='Offre HPI - G Hybrid'!$R$8,$B$152,\"\")))),\"\")","v":""},{"$f":"IFERROR(VLOOKUP(Q426,$B$7:$E$152,2,FALSE),\"\")","v":""},{"$f":"IFERROR(VLOOKUP(Q426,$B$7:$E$152,3,FALSE),\"\")","v":""},{"$f":"IFERROR(VLOOKUP(Q426,$B$7:$E$152,4,FALSE),\"\")","v":""},{"$f":"IF(Q426=\"\",\"\",1)","v":""},null,null,"","","","",""]
[null,null,null,null,null,null,null,null,null,null,null,null,null,null,null,null,null,null,null,null,null,null,null,"","","","",""]
[null,null,null,null,null,null,null,null,null,null,null,{"$f":"IF($J$13=OFFRE!$H$24,\"Sélection personnalisée\",\"\")","v":""},null,null,null,null,null,{"$f":"IF($J$13=OFFRE!$H$24,\"Sélection personnalisée\",\"\")","v":""},null,null,null,null,null,"","","","",""]
[null,null,null,null,null,null,null,null,null,null,{"$f":"IF($J$13=OFFRE!$H$24,IF('Offre HPI - G Hybrid'!$H$24='Offre HPI - G Hybrid'!$R$5,'Offre HPI - G Hybrid'!$B$73,IF('Offre HPI - G Hybrid'!$H$24='Offre HPI - G Hybrid'!$R$6,'Offre HPI - G Hybrid'!$B$74,IF('Offre HPI - G Hybrid'!$H$24='Offre HPI - G Hybrid'!$R$7,$B$75,IF('Offre HPI - G Hybrid'!$H$24='Offre HPI - G Hybrid'!$R$8,$B$76,\"\")))),\"\")","v":""},{"$f":"IFERROR(VLOOKUP(K429,$B$7:$E$152,2,FALSE),\"\")","v":""},{"$f":"IFERROR(VLOOKUP(K429,$B$7:$E$152,3,FALSE),\"\")","v":""},{"$f":"IFERROR(VLOOKUP(K429,$B$7:$E$152,4,FALSE),\"\")","v":""},{"$f":"IF(K429=\"\",\"\",1)","v":""},null,{"$f":"IF($J$13=OFFRE!$H$24,IF('Offre HPI - G Hybrid'!$H$24='Offre HPI - G Hybrid'!$R$5,'Offre HPI - G Hybrid'!$B$73,IF('Offre HPI - G Hybrid'!$H$24='Offre HPI - G Hybrid'!$R$6,'Offre HPI - G Hybrid'!$B$74,IF('Offre HPI - G Hybrid'!$H$24='Offre HPI - G Hybrid'!$R$7,$B$75,IF('Offre HPI - G Hybrid'!$H$24='Offre HPI - G Hybrid'!$R$8,$B$76,\"\")))),\"\")","v":""},{"$f":"IFERROR(VLOOKUP(Q429,$B$7:$E$152,2,FALSE),\"\")","v":""},{"$f":"IFERROR(VLOOKUP(Q429,$B$7:$E$152,3,FALSE),\"\")","v":""},{"$f":"IFERROR(VLOOKUP(Q429,$B$7:$E$152,4,FALSE),\"\")","v":""},{"$f":"IF(Q429=\"\",\"\",1)","v":""},null,null,"","","","",""]
[null,null,null,null,null,null,null,null,null,null,{"$f":"IF($J$13=OFFRE!$H$24,$B$86,\"\")","v":""},{"$f":"IFERROR(VLOOKUP(K430,$B$7:$E$152,2,FALSE),\"\")","v":""},{"$f":"IFERROR(VLOOKUP(K430,$B$7:$E$152,3,FALSE),\"\")","v":""},{"$f":"IFERROR(VLOOKUP(K430,$B$7:$E$152,4,FALSE),\"\")","v":""},{"$f":"IF(K430=\"\",\"\",1)","v":""},null,{"$f":"IF($J$13=OFFRE!$H$24,$B$86,\"\")","v":""},{"$f":"IFERROR(VLOOKUP(Q430,$B$7:$E$152,2,FALSE),\"\")","v":""},{"$f":"IFERROR(VLOOKUP(Q430,$B$7:$E$152,3,FALSE),\"\")","v":""},{"$f":"IFERROR(VLOOKUP(Q430,$B$7:$E$152,4,FALSE),\"\")","v":""},{"$f":"IF(Q430=\"\",\"\",1)","v":""},null,null,"","","","",""]
[null,null,null,null,null,null,null,null,null,null,{"$f":"IF($J$13=OFFRE!$H$24,$B$100,\"\")","v":""},{"$f":"IFERROR(VLOOKUP(K431,$B$7:$E$152,2,FALSE),\"\")","v":""},{"$f":"IFERROR(VLOOKUP(K431,$B$7:$E$152,3,FALSE),\"\")","v":""},{"$f":"IFERROR(VLOOKUP(K431,$B$7:$E$152,4,FALSE),\"\")","v":""},"",null,{"$f":"IF($J$13=OFFRE!$H$24,$B$101,\"\")","v":""},{"$f":"IFERROR(VLOOKUP(Q431,$B$7:$E$152,2,FALSE),\"\")","v":""},{"$f":"IFERROR(VLOOKUP(Q431,$B$7:$E$152,3,FALSE),\"\")","v":""},{"$f":"IFERROR(VLOOKUP(Q431,$B$7:$E$152,4,FALSE),\"\")","v":""},"",null,null,"","","","",""]
[null,null,null,null,null,null,null,null,null,null,{"$f":"IF($J$13=OFFRE!$H$24,$B$96,\"\")","v":""},{"$f":"IFERROR(VLOOKUP(K432,$B$7:$E$152,2,FALSE),\"\")","v":""},{"$f":"IFERROR(VLOOKUP(K432,$B$7:$E$152,3,FALSE),\"\")","v":""},{"$f":"IFERROR(VLOOKUP(K432,$B$7:$E$152,4,FALSE),\"\")","v":""},"",null,{"$f":"IF($J$13=OFFRE!$H$24,$B$96,\"\")","v":""},{"$f":"IFERROR(VLOOKUP(Q432,$B$7:$E$152,2,FALSE),\"\")","v":""},{"$f":"IFERROR(VLOOKUP(Q432,$B$7:$E$152,3,FALSE),\"\")","v":""},{"$f":"IFERROR(VLOOKUP(Q432,$B$7:$E$152,4,FALSE),\"\")","v":""},"",null,null,"","","","",""]
[null,null,null,null,null,null,null,null,null,null,null,{"$f":"IFERROR(VLOOKUP(K433,$B$7:$E$152,2,FALSE),\"\")","v":""},{"$f":"IFERROR(VLOOKUP(K433,$B$7:$E$152,3,FALSE),\"\")","v":""},{"$f":"IFERROR(VLOOKUP(K433,$B$7:$E$152,4,FALSE),\"\")","v":""},"",null,null,{"$f":"IFERROR(VLOOKUP(Q433,$B$7:$E$152,2,FALSE),\"\")","v":""},{"$f":"IFERROR(VLOOKUP(Q433,$B$7:$E$152,3,FALSE),\"\")","v":""},{"$f":"IFERROR(VLOOKUP(Q433,$B$7:$E$152,4,FALSE),\"\")","v":""},"",null,null,"","","","",""]
[null,null,null,null,null,null,null,null,null,null,null,null,null,null,"",null,null,null,null,null,"",null,null,"","","","",""]
[null,null,null,null,null,null,null,null,null,null,null,{"$f":"IFERROR(VLOOKUP(K435,$B$7:$E$152,2,FALSE),\"\")","v":""},{"$f":"IFERROR(VLOOKUP(K435,$B$7:$E$152,3,FALSE),\"\")","v":""},{"$f":"IFERROR(VLOOKUP(K435,$B$7:$E$152,4,FALSE),\"\")","v":""},"",null,null,{"$f":"IFERROR(VLOOKUP(Q435,$B$7:$E$152,2,FALSE),\"\")","v":""},{"$f":"IFERROR(VLOOKUP(Q435,$B$7:$E$152,3,FALSE),\"\")","v":""},{"$f":"IFERROR(VLOOKUP(Q435,$B$7:$E$152,4,FALSE),\"\")","v":""},"",null,null,"","","","",""]
[null,null,null,null,null,null,null,null,null,null,null,{"$f":"IFERROR(VLOOKUP(K436,$B$7:$E$152,2,FALSE),\"\")","v":""},{"$f":"IFERROR(VLOOKUP(K436,$B$7:$E$152,3,FALSE),\"\")","v":""},{"$f":"IFERROR(VLOOKUP(K436,$B$7:$E$152,4,FALSE),\"\")","v":""},null,null,null,{"$f":"IFERROR(VLOOKUP(Q436,$B$7:$E$152,2,FALSE),\"\")","v":""},{"$f":"IFERROR(VLOOKUP(Q436,$B$7:$E$152,3,FALSE),\"\")","v":""},{"$f":"IFERROR(VLOOKUP(Q436,$B$7:$E$152,4,FALSE),\"\")","v":""},null,null,null,"","","","",""]
[null,null,null,null,null,null,null,null,null,null,null,null,null,null,null,null,null,null,null,null,null,null,null,"","","","",""]
[null,null,null,null,null,null,null,null,null,null,null,"Liaison frigorifique",null,null,null,null,null,"Liaison frigorifique",null,null,null,null,null,"","","","",""]
[null,null,null,null,null,null,null,null,null,null,{"$f":"$B$16","v":100012535},{"$f":"IFERROR(VLOOKUP(K439,$B$7:$E$152,2,FALSE),\"\")","v":"LIAISON FRIGORIFIQUE PE 5/8'' 3/8'' - LG 5m"},{"$f":"IFERROR(VLOOKUP(K439,$B$7:$E$152,3,FALSE),\"\")","v":"EH114"},{"$f":"IFERROR(VLOOKUP(K439,$B$7:$E$152,4,FALSE),\"\")","v":255},1,null,{"$f":"$B$16","v":100012535},{"$f":"IFERROR(VLOOKUP(Q439,$B$7:$E$152,2,FALSE),\"\")","v":"LIAISON FRIGORIFIQUE PE 5/8'' 3/8'' - LG 5m"},{"$f":"IFERROR(VLOOKUP(Q439,$B$7:$E$152,3,FALSE),\"\")","v":"EH114"},{"$f":"IFERROR(VLOOKUP(Q439,$B$7:$E$152,4,FALSE),\"\")","v":255},1,null,null,"","","","",""]
[null,null,null,null,null,null,null,null,null,null,{"$f":"$B$17","v":100012536},{"$f":"IFERROR(VLOOKUP(K440,$B$7:$E$152,2,FALSE),\"\")","v":"LIAISON FRIGORIFIQUE PE 5/8'' 3/8'' - LG 10m"},{"$f":"IFERROR(VLOOKUP(K440,$B$7:$E$152,3,FALSE),\"\")","v":"EH115"},{"$f":"IFERROR(VLOOKUP(K440,$B$7:$E$152,4,FALSE),\"\")","v":456},null,null,{"$f":"$B$17","v":100012536},{"$f":"IFERROR(VLOOKUP(Q440,$B$7:$E$152,2,FALSE),\"\")","v":"LIAISON FRIGORIFIQUE PE 5/8'' 3/8'' - LG 10m"},{"$f":"IFERROR(VLOOKUP(Q440,$B$7:$E$152,3,FALSE),\"\")","v":"EH115"},{"$f":"IFERROR(VLOOKUP(Q440,$B$7:$E$152,4,FALSE),\"\")","v":456},null,null,null,"","","","",""]
[null,null,null,null,null,null,null,null,null,null,{"$f":"$B$18","v":100012537},{"$f":"IFERROR(VLOOKUP(K441,$B$7:$E$152,2,FALSE),\"\")","v":"LIAISON FRIGORIFIQUE PE 5/8'' 3/8'' - LG 20m"},{"$f":"IFERROR(VLOOKUP(K441,$B$7:$E$152,3,FALSE),\"\")","v":"EH116"},{"$f":"IFERROR(VLOOKUP(K441,$B$7:$E$152,4,FALSE),\"\")","v":823},null,null,{"$f":"$B$18","v":100012537},{"$f":"IFERROR(VLOOKUP(Q441,$B$7:$E$152,2,FALSE),\"\")","v":"LIAISON FRIGORIFIQUE PE 5/8'' 3/8'' - LG 20m"},{"$f":"IFERROR(VLOOKUP(Q441,$B$7:$E$152,3,FALSE),\"\")","v":"EH116"},{"$f":"IFERROR(VLOOKUP(Q441,$B$7:$E$152,4,FALSE),\"\")","v":823},null,null,null,"","","","",""]
[null,null,null,null,null,null,null,null,null,null,null,null,null,null,null,null,null,null,null,null,null,null,null,"","","","",""]
[null,null,null,null,null,null,null,null,null,null,null,"Accessoires de raccordement hydraulique",null,null,null,null,null,"Accessoires de raccordement hydraulique",null,null,null,null,null,"","","","",""]
[null,null,null,null,null,null,null,null,null,null,{"$f":"$B$8","v":100013756},{"$f":"IFERROR(VLOOKUP(K444,$B$7:$E$152,2,FALSE),\"\")","v":"TERMINAL HORIZONTAL PPS/GALVA Ø 60/100 mm"},{"$f":"IFERROR(VLOOKUP(K444,$B$7:$E$152,3,FALSE),\"\")","v":"HR48"},{"$f":"IFERROR(VLOOKUP(K444,$B$7:$E$152,4,FALSE),\"\")","v":202},1,null,{"$f":"$B$8","v":100013756},{"$f":"IFERROR(VLOOKUP(Q444,$B$7:$E$152,2,FALSE),\"\")","v":"TERMINAL HORIZONTAL PPS/GALVA Ø 60/100 mm"},{"$f":"IFERROR(VLOOKUP(Q444,$B$7:$E$152,3,FALSE),\"\")","v":"HR48"},{"$f":"IFERROR(VLOOKUP(Q444,$B$7:$E$152,4,FALSE),\"\")","v":202},1,null,null,"","","","",""]
[null,null,null,null,null,null,null,null,null,null,{"$f":"$B$9","v":"S100465"},"ADAPTATEUR AIR/FUMEES Ø 80/125","HR38",58,1,null,{"$f":"$B$9","v":"S100465"},"ADAPTATEUR AIR/FUMEES Ø 80/125","HR38",58,1,null,null,"","","","",""]
[null,null,null,null,null,null,null,null,null,null,{"$f":"$B$10","v":100002732},"TERMINAL VERTICAL PPS Ø 80/125 MM NOIR","DY843",167,1,null,{"$f":"$B$10","v":100002732},"TERMINAL VERTICAL PPS Ø 80/125 MM NOIR","DY843",167,1,null,null,"","","","",""]
[null,null,null,null,null,null,null,null,null,null,{"$f":"IF(OR($H$6=OFFRE!$B$47,$H$6=OFFRE!$B$48),IF(OR($H$24=$R$6),$B$155,IF($H$24=$R$7,$B$156,IF($H$24=$R$8,$B$157,\"\"))),\"\")","v":""},"","","",{"$f":"IF(K447=\"\",\"\",1)","v":""},null,{"$f":"IF(OR($H$6=OFFRE!$B$47,$H$6=OFFRE!$B$48),IF(OR($H$24=$R$6),$B$155,IF($H$24=$R$7,$B$156,IF($H$24=$R$8,$B$157,\"\"))),\"\")","v":""},"","","",{"$f":"IF(Q447=\"\",\"\",1)","v":""},null,null,"","","","",""]
[null,null,null,null,null,null,null,null,null,null,{"$f":"$B$22","v":7619010},"KIT VANNE 3 VOIES","EH528",631,null,null,{"$f":"$B$22","v":7619010},"KIT VANNE 3 VOIES","EH528",631,null,null,null,"","","","",""]
[null,null,null,null,null,null,null,null,null,null,{"$f":"$B$23","v":7622641},"KIT FAISCEAU GFS V3V","EH529",58,null,null,{"$f":"$B$23","v":7622641},"KIT FAISCEAU GFS V3V","EH529",58,null,null,null,"","","","",""]
[null,null,null,null,null,null,null,null,null,null,{"$f":"$B$24","v":7626737},"KIT ISOLATION MODE CLIMATISATION","EH567",229,null,null,{"$f":"$B$24","v":7626737},"KIT ISOLATION MODE CLIMATISATION","EH567",229,null,null,null,"","","","",""]
[null,null,null,null,null,null,null,null,null,null,{"$f":"$B$25","v":100019114},"KIT SONDE HYGRO RAFRAICHISSEMENT","HK27",233,null,null,{"$f":"$B$25","v":100019114},"KIT SONDE HYGRO RAFRAICHISSEMENT","HK27",233,null,null,null,"","","","",""]
[null,null,null,null,null,null,null,null,null,null,{"$f":"$B$26","v":7622433},"KIT SONDE CONDENSATION (0-10V)","HZ64",420,null,null,{"$f":"$B$26","v":7622433},"KIT SONDE CONDENSATION (0-10V)","HZ64",420,null,null,null,"","","","",""]
[null,null,null,null,null,null,null,null,null,null,{"$f":"$B$27","v":7636899},"KIT SILENCIEUX MODULE EXTERIEUR","EH572",66,null,null,{"$f":"$B$27","v":7636899},"KIT SILENCIEUX MODULE EXTERIEUR","EH572",66,null,null,null,"","","","",""]
[null,null,null,null,null,null,null,null,null,null,{"$f":"$B$28","v":100017830},"KIT VANNE 3 VOIES (CIRCUIT B)","HK21",732,null,null,{"$f":"$B$28","v":100017830},{"$f":"IFERROR(VLOOKUP(Q454,$B$7:$E$152,2,FALSE),\"\")","v":"KIT VANNE 3 VOIES (CIRCUIT B)"},{"$f":"IFERROR(VLOOKUP(Q454,$B$7:$E$152,3,FALSE),\"\")","v":"HK21"},{"$f":"IFERROR(VLOOKUP(Q454,$B$7:$E$152,4,FALSE),\"\")","v":732},null,null,null,"","","","",""]
[null,null,null,null,null,null,null,null,null,null,null,{"$f":"IF($H$24=OFFRE!$D$6,\"Ballons de production Eau Chaude Sanitaire\",\"\")","v":""},null,null,null,null,null,{"$f":"IF($H$24=OFFRE!$D$6,\"Ballons de production Eau Chaude Sanitaire\",\"\")","v":""},null,null,null,null,null,"","","","",""]
[null,null,null,null,null,null,null,null,null,null,{"$f":"$B$20","v":100008841},{"$f":"IFERROR(VLOOKUP(K456,$B$7:$E$152,2,FALSE),\"\")","v":"BALLON TAMPON 80L B 80 T"},{"$f":"IFERROR(VLOOKUP(K456,$B$7:$E$152,3,FALSE),\"\")","v":"EH85"},{"$f":"IFERROR(VLOOKUP(K456,$B$7:$E$152,4,FALSE),\"\")","v":572},1,null,{"$f":"$B$20","v":100008841},{"$f":"IFERROR(VLOOKUP(Q456,$B$7:$E$152,2,FALSE),\"\")","v":"BALLON TAMPON 80L B 80 T"},{"$f":"IFERROR(VLOOKUP(Q456,$B$7:$E$152,3,FALSE),\"\")","v":"EH85"},{"$f":"IFERROR(VLOOKUP(Q456,$B$7:$E$152,4,FALSE),\"\")","v":572},1,null,null,"","","","",""]
[null,null,null,null,null,null,null,null,null,null,{"$f":"$B$21","v":100004415},"BALLON TAMPON 160L B 150 T","EH60",857,null,null,{"$f":"$B$21","v":100004415},"BALLON TAMPON 160L B 150 T","EH60",857,null,null,null,{"$f":"IF($J$420=1,K457,IF($P$420=1,Q457,\"\"))","v":""},"","","",""]
[null,null,null,null,null,null,null,null,null,null,null,"","","",null,null,null,"","","",null,null,null,"","","","",""]
[null,null,null,null,null,null,null,null,null,null,null,"","","",null,null,null,"","","",null,null,null,"","","","",""]
[null,null,null,null,null,null,null,null,null,null,null,"","","",null,null,null,"","","",null,null,null,"","","","",""]
[null,null,null,null,null,null,null,null,null,null,null,"","","",null,null,null,"","","",null,null,null,"","","","",""]
[null,null,null,null,null,null,null,null,null,null,null,"","","",null,null,null,"","","",null,null,null,"","","","",""]
[null,null,null,null,null,null,null,null,null,null,null,"","","",null,null,null,"","","",null,null,null,"","","","",""]
[null,null,null,null,null,null,null,null,null,null,null,null,null,null,null,null,null,null,null,null,null,null,null,"","","","",""]
[null,null,null,null,null,null,null,null,null,null,null,"Accessoires de mise en œuvre",null,null,null,null,null,"Accessoires de mise en œuvre",null,null,null,null,null,"","","","",""]
[null,null,null,null,null,null,null,null,null,null,{"$f":"IF($H$15=OFFRE!$H$16,'Offre HPI - G Hybrid'!$B$11,'Offre HPI - G Hybrid'!$B$14)","v":100011222},{"$f":"IFERROR(VLOOKUP(K466,$B$7:$E$152,2,FALSE),\"\")","v":"SUPPORT MURALE & PLOTS ANTIVIBRATILES POUR  ROE-II AWHP 6-8"},{"$f":"IFERROR(VLOOKUP(K466,$B$7:$E$152,3,FALSE),\"\")","v":"EH95"},{"$f":"IFERROR(VLOOKUP(K466,$B$7:$E$152,4,FALSE),\"\")","v":181},1,null,{"$f":"IF($H$15=OFFRE!$H$16,'Offre HPI - G Hybrid'!$B$11,'Offre HPI - G Hybrid'!$B$14)","v":100011222},{"$f":"IFERROR(VLOOKUP(Q466,$B$7:$E$152,2,FALSE),\"\")","v":"SUPPORT MURALE & PLOTS ANTIVIBRATILES POUR  ROE-II AWHP 6-8"},{"$f":"IFERROR(VLOOKUP(Q466,$B$7:$E$152,3,FALSE),\"\")","v":"EH95"},{"$f":"IFERROR(VLOOKUP(Q466,$B$7:$E$152,4,FALSE),\"\")","v":181},1,null,null,"","","","",""]
[null,null,null,null,null,null,null,null,null,null,null,{"$f":"IFERROR(VLOOKUP(K467,$B$7:$E$152,2,FALSE),\"\")","v":""},{"$f":"IFERROR(VLOOKUP(K467,$B$7:$E$152,3,FALSE),\"\")","v":""},{"$f":"IFERROR(VLOOKUP(K467,$B$7:$E$152,4,FALSE),\"\")","v":""},null,null,null,{"$f":"IFERROR(VLOOKUP(Q467,$B$7:$E$152,2,FALSE),\"\")","v":""},{"$f":"IFERROR(VLOOKUP(Q467,$B$7:$E$152,3,FALSE),\"\")","v":""},{"$f":"IFERROR(VLOOKUP(Q467,$B$7:$E$152,4,FALSE),\"\")","v":""},null,null,null,"","","","",""]
[null,null,null,null,null,null,null,null,null,null,null,null,null,null,null,null,null,null,null,null,null,null,null,"","","","",""]
[null,null,null,null,null,null,null,null,null,null,null,"Accessoires de régulation",null,null,null,null,null,"Accessoires de régulation",null,null,null,null,null,"","","","",""]
[null,null,null,null,null,null,null,null,null,null,{"$f":"$B$30","v":100013304},{"$f":"IFERROR(VLOOKUP(K470,$B$7:$E$152,2,FALSE),\"\")","v":"COLIS OPTION V3V OE-TRONIC 4"},{"$f":"IFERROR(VLOOKUP(K470,$B$7:$E$152,3,FALSE),\"\")","v":"AD249"},{"$f":"IFERROR(VLOOKUP(K470,$B$7:$E$152,4,FALSE),\"\")","v":170},null,null,{"$f":"$B$30","v":100013304},{"$f":"IFERROR(VLOOKUP(Q470,$B$7:$E$152,2,FALSE),\"\")","v":"COLIS OPTION V3V OE-TRONIC 4"},{"$f":"IFERROR(VLOOKUP(Q470,$B$7:$E$152,3,FALSE),\"\")","v":"AD249"},{"$f":"IFERROR(VLOOKUP(Q470,$B$7:$E$152,4,FALSE),\"\")","v":170},null,null,null,"","","","",""]
[null,null,null,null,null,null,null,null,null,null,{"$f":"$B$31","v":100013305},"SONDE SYSTÈME ECS","AD250",49,null,null,{"$f":"$B$31","v":100013305},"SONDE SYSTÈME ECS","AD250",49,null,null,null,"","","","",""]
[null,null,null,null,null,null,null,null,null,null,{"$f":"$B$32","v":100013306},"SONDE EXTERIEURE RADIO ","AD251",82,null,null,{"$f":"$B$32","v":100013306},"SONDE EXTERIEURE RADIO ","AD251",82,null,null,null,"","","","",""]
[null,null,null,null,null,null,null,null,null,null,{"$f":"$B$33","v":100013307},"MODULE CHAUDIERE RADIO (EMETTEUR)","AD252",132,null,null,{"$f":"$B$33","v":100013307},"MODULE CHAUDIERE RADIO (EMETTEUR)","AD252",132,null,null,null,"","","","",""]
[null,null,null,null,null,null,null,null,null,null,{"$f":"$B$34","v":100013472},"CDE A DISTANCE RADIO RS 400R     ","AD255",256,null,null,{"$f":"$B$34","v":100013472},"CDE A DISTANCE RADIO RS 400R     ","AD255",256,null,null,null,"","","","",""]
[null,null,null,null,null,null,null,null,null,null,{"$f":"$B$35","v":100013477},"COMMANDE A DISTANCE RS 400","AD257",190,null,null,{"$f":"$B$35","v":100013477},"COMMANDE A DISTANCE RS 400","AD257",190,null,null,null,"","","","",""]
[null,null,null,null,null,null,null,null,null,null,{"$f":"$B$36","v":88017017},"SONDE DEPART v3v","AD199",85,null,null,{"$f":"$B$36","v":88017017},"SONDE DEPART v3v","AD199",85,null,null,null,"","","","",""]
[null,null,null,null,null,null,null,null,null,null,{"$f":"$B$37","v":100002803},"COMMANDE A DISTANCE SIMPLIFIEE AD208","AD208",112,null,null,{"$f":"$B$37","v":100002803},"COMMANDE A DISTANCE SIMPLIFIEE AD208","AD208",112,null,null,null,"","","","",""]
[null,null,null,null,null,null,null,null,null,null,{"$f":"$B$38","v":7624902},"KIT CABLAGE PLANCHER CHAUFFANT DIRECT","HA255",40,null,null,{"$f":"$B$38","v":7624902},"KIT CABLAGE PLANCHER CHAUFFANT DIRECT","HA255",40,null,null,null,"","","","",""]
[null,null,null,null,null,null,null,null,null,null,null,"","","",null,null,null,"","","",null,null,null,"","","","",""]
[null,null,null,null,null,null,null,null,null,null,null,"","","",null,null,null,"","","",null,null,null,"","","","",""]
[null,null,null,null,null,null,null,null,null,null,null,"","","",null,null,null,"","","",null,null,null,"","","","",""]
[null,null,null,null,null,null,null,null,null,null,null,"","","",null,null,null,"","","",null,null,null,"","","","",""]
[null,null,null,null,null,null,null,null,null,null,null,"","","",null,null,null,"","","",null,null,null,"","","","",""]
[]
[null,null,null,null,null,null,null,null,null,{"$f":"IF('Offre HPI - G Hybrid'!$H$9=OFFRE!$N$62,1,0)","v":0},{"$f":"OFFRE!$N$62","v":""},null,null,null,null,{"$f":"IF('Offre HPI - G Hybrid'!$H$9=OFFRE!$O$62,1,0)","v":0},{"$f":"OFFRE!$O$62","v":""}]
[null,null,null,null,null,null,null,null,null,"Appoint",{"$f":"OFFRE!$F$7","v":"Electrique"},null,null,null,null,null,{"$f":"OFFRE!$F$6","v":"Hydraulique par chaudière"}]
[]
[]
[null,null,null,null,null,null,null,null,null,null,null,null,null,null,null,null,null,null,null,null,null,null,null,"Si 22 TR choisi"]
[null,null,null,null,null,null,null,null,null,"22 TR",null,{"$f":"IF($J$13=OFFRE!$H$23,\"Kit complet : PAC + accessoires\",\"\")","v":"Kit complet : PAC + accessoires"},null,null,null,null,null,{"$f":"IF($J$13=OFFRE!$H$23,\"Kit complet : PAC + accessoires\",\"\")","v":"Kit complet : PAC + accessoires"},null,null,null,null,{"$f":"IF(Y499=\"\",0,1)","v":0},{"$f":"IF($J$485=1,K490,IF($P$485=1,Q490,\"\"))","v":""},"","","",""]
[null,null,null,null,null,null,null,null,null,null,{"$f":"IF($J$13=OFFRE!$H$23,$B$112,\"\")","v":7642848},{"$f":"IFERROR(VLOOKUP(K491,$B$7:$E$152,2,FALSE),\"\")","v":"AWHP 8 MR-GSCR 25 HYBRID V200"},{"$f":"IFERROR(VLOOKUP(K491,$B$7:$E$152,3,FALSE),\"\")","v":"-"},{"$f":"IFERROR(VLOOKUP(K491,$B$7:$E$152,4,FALSE),\"\")","v":9750},null,null,{"$f":"IF($J$13=OFFRE!$O$23,$B$137,\"\")","v":""},{"$f":"IFERROR(VLOOKUP(Q491,$B$7:$E$152,2,FALSE),\"\")","v":""},{"$f":"IFERROR(VLOOKUP(Q491,$B$7:$E$152,3,FALSE),\"\")","v":""},{"$f":"IFERROR(VLOOKUP(Q491,$B$7:$E$152,4,FALSE),\"\")","v":""},null,null,null,"","","","",""]
[null,null,null,null,null,null,null,null,null,null,null,null,null,null,null,null,null,null,null,null,null,null,null,"","","","",""]
[null,null,null,null,null,null,null,null,null,null,null,{"$f":"IF($J$13=OFFRE!$H$24,\"Sélection personnalisée\",\"\")","v":""},null,null,null,null,null,{"$f":"IF($J$13=OFFRE!$H$24,\"Sélection personnalisée\",\"\")","v":""},null,null,null,null,null,"","","","",""]
[null,null,null,null,null,null,null,null,null,null,{"$f":"IF($J$13=OFFRE!$H$24,$B$97,\"\")","v":""},{"$f":"IFERROR(VLOOKUP(K494,$B$7:$E$152,2,FALSE),\"\")","v":""},{"$f":"IFERROR(VLOOKUP(K494,$B$7:$E$152,3,FALSE),\"\")","v":""},{"$f":"IFERROR(VLOOKUP(K494,$B$7:$E$152,4,FALSE),\"\")","v":""},null,null,{"$f":"IF($J$13=OFFRE!$O$24,$B$102,\"\")","v":""},{"$f":"IFERROR(VLOOKUP(Q494,$B$7:$E$152,2,FALSE),\"\")","v":""},{"$f":"IFERROR(VLOOKUP(Q494,$B$7:$E$152,3,FALSE),\"\")","v":""},{"$f":"IFERROR(VLOOKUP(Q494,$B$7:$E$152,4,FALSE),\"\")","v":""},null,null,null,"","","","",""]
[null,null,null,null,null,null,null,null,null,null,{"$f":"IF($J$13=OFFRE!$H$24,$B$87,\"\")","v":""},{"$f":"IFERROR(VLOOKUP(K495,$B$7:$E$152,2,FALSE),\"\")","v":""},{"$f":"IFERROR(VLOOKUP(K495,$B$7:$E$152,3,FALSE),\"\")","v":""},{"$f":"IFERROR(VLOOKUP(K495,$B$7:$E$152,4,FALSE),\"\")","v":""},null,null,{"$f":"IF($J$13=OFFRE!$O$24,$B$87,\"\")","v":""},{"$f":"IFERROR(VLOOKUP(Q495,$B$7:$E$152,2,FALSE),\"\")","v":""},{"$f":"IFERROR(VLOOKUP(Q495,$B$7:$E$152,3,FALSE),\"\")","v":""},{"$f":"IFERROR(VLOOKUP(Q495,$B$7:$E$152,4,FALSE),\"\")","v":""},null,null,null,"","","","",""]
[null,null,null,null,null,null,null,null,null,null,null,{"$f":"IFERROR(VLOOKUP(K496,$B$7:$E$152,2,FALSE),\"\")","v":""},{"$f":"IFERROR(VLOOKUP(K496,$B$7:$E$152,3,FALSE),\"\")","v":""},{"$f":"IFERROR(VLOOKUP(K496,$B$7:$E$152,4,FALSE),\"\")","v":""},null,null,null,{"$f":"IFERROR(VLOOKUP(Q496,$B$7:$E$152,2,FALSE),\"\")","v":""},{"$f":"IFERROR(VLOOKUP(Q496,$B$7:$E$152,3,FALSE),\"\")","v":""},{"$f":"IFERROR(VLOOKUP(Q496,$B$7:$E$152,4,FALSE),\"\")","v":""},null,null,null,"","","","",""]
[null,null,null,null,null,null,null,null,null,null,null,null,null,null,null,null,null,null,null,null,null,null,null,"","","","",""]
[null,null,null,null,null,null,null,null,null,null,null,null,null,null,null,null,null,null,null,null,null,null,null,"","","","",""]
[null,null,null,null,null,null,null,null,null,null,null,"Accessoires de mise en œuvre",null,null,null,null,null,"Accessoires de mise en œuvre",null,null,null,null,null,"","","","",""]
[null,null,null,null,null,null,null,null,null,null,{"$f":"IF(OFFRE!$O$23=OFFRE!$H$16,'Offre HPI - G Hybrid'!$B$12,'Offre HPI - G Hybrid'!$B$9)","v":100018409},{"$f":"IFERROR(VLOOKUP(K500,$B$7:$E$152,2,FALSE),\"\")","v":"SUPPORT MURAL AWHP 11à 27 kW"},{"$f":"IFERROR(VLOOKUP(K500,$B$7:$E$152,3,FALSE),\"\")","v":"EH250"},{"$f":"IFERROR(VLOOKUP(K500,$B$7:$E$152,4,FALSE),\"\")","v":181},null,null,{"$f":"IF(OFFRE!$O$23=OFFRE!$O$16,'Offre HPI - G Hybrid'!$B$12,'Offre HPI - G Hybrid'!$B$9)","v":"S100465"},{"$f":"IFERROR(VLOOKUP(Q500,$B$7:$E$152,2,FALSE),\"\")","v":"ADAPTATEUR AIR/FUMEES Ø 80/125"},{"$f":"IFERROR(VLOOKUP(Q500,$B$7:$E$152,3,FALSE),\"\")","v":"HR38"},{"$f":"IFERROR(VLOOKUP(Q500,$B$7:$E$152,4,FALSE),\"\")","v":58},null,null,null,"","","","",""]
[null,null,null,null,null,null,null,null,null,null,{"$f":"$B$22","v":7619010},{"$f":"IFERROR(VLOOKUP(K501,$B$7:$E$152,2,FALSE),\"\")","v":"KIT VANNE 3 VOIES"},{"$f":"IFERROR(VLOOKUP(K501,$B$7:$E$152,3,FALSE),\"\")","v":"EH528"},{"$f":"IFERROR(VLOOKUP(K501,$B$7:$E$152,4,FALSE),\"\")","v":631},null,null,{"$f":"$B$22","v":7619010},{"$f":"IFERROR(VLOOKUP(Q501,$B$7:$E$152,2,FALSE),\"\")","v":"KIT VANNE 3 VOIES"},{"$f":"IFERROR(VLOOKUP(Q501,$B$7:$E$152,3,FALSE),\"\")","v":"EH528"},{"$f":"IFERROR(VLOOKUP(Q501,$B$7:$E$152,4,FALSE),\"\")","v":631},null,null,null,"","","","",""]
[null,null,null,null,null,null,null,null,null,null,null,null,null,null,null,null,null,null,null,null,null,null,null,"","","","",""]
[null,null,null,null,null,null,null,null,null,null,null,"Liaison frigorifique",null,null,null,null,null,"Liaison frigorifique",null,null,null,null,null,"","","","",""]
[null,null,null,null,null,null,null,null,null,null,{"$f":"$B$14","v":7694974},{"$f":"IFERROR(VLOOKUP(K504,$B$7:$E$152,2,FALSE),\"\")","v":"SUPPORT AU SOL CAOUTCHOUC 600MM"},{"$f":"IFERROR(VLOOKUP(K504,$B$7:$E$152,3,FALSE),\"\")","v":"EH879"},{"$f":"IFERROR(VLOOKUP(K504,$B$7:$E$152,4,FALSE),\"\")","v":119},null,null,{"$f":"$B$14","v":7694974},{"$f":"IFERROR(VLOOKUP(Q504,$B$7:$E$152,2,FALSE),\"\")","v":"SUPPORT AU SOL CAOUTCHOUC 600MM"},{"$f":"IFERROR(VLOOKUP(Q504,$B$7:$E$152,3,FALSE),\"\")","v":"EH879"},{"$f":"IFERROR(VLOOKUP(Q504,$B$7:$E$152,4,FALSE),\"\")","v":119},null,null,null,"","","","",""]
[null,null,null,null,null,null,null,null,null,null,{"$f":"$B$15","v":100011222},{"$f":"IFERROR(VLOOKUP(K505,$B$7:$E$152,2,FALSE),\"\")","v":"SUPPORT MURALE & PLOTS ANTIVIBRATILES POUR  ROE-II AWHP 6-8"},{"$f":"IFERROR(VLOOKUP(K505,$B$7:$E$152,3,FALSE),\"\")","v":"EH95"},{"$f":"IFERROR(VLOOKUP(K505,$B$7:$E$152,4,FALSE),\"\")","v":181},null,null,{"$f":"$B$15","v":100011222},{"$f":"IFERROR(VLOOKUP(Q505,$B$7:$E$152,2,FALSE),\"\")","v":"SUPPORT MURALE & PLOTS ANTIVIBRATILES POUR  ROE-II AWHP 6-8"},{"$f":"IFERROR(VLOOKUP(Q505,$B$7:$E$152,3,FALSE),\"\")","v":"EH95"},{"$f":"IFERROR(VLOOKUP(Q505,$B$7:$E$152,4,FALSE),\"\")","v":181},null,null,null,"","","","",""]
[null,null,null,null,null,null,null,null,null,null,{"$f":"$B$16","v":100012535},{"$f":"IFERROR(VLOOKUP(K506,$B$7:$E$152,2,FALSE),\"\")","v":"LIAISON FRIGORIFIQUE PE 5/8'' 3/8'' - LG 5m"},{"$f":"IFERROR(VLOOKUP(K506,$B$7:$E$152,3,FALSE),\"\")","v":"EH114"},{"$f":"IFERROR(VLOOKUP(K506,$B$7:$E$152,4,FALSE),\"\")","v":255},null,null,{"$f":"$B$16","v":100012535},{"$f":"IFERROR(VLOOKUP(Q506,$B$7:$E$152,2,FALSE),\"\")","v":"LIAISON FRIGORIFIQUE PE 5/8'' 3/8'' - LG 5m"},{"$f":"IFERROR(VLOOKUP(Q506,$B$7:$E$152,3,FALSE),\"\")","v":"EH114"},{"$f":"IFERROR(VLOOKUP(Q506,$B$7:$E$152,4,FALSE),\"\")","v":255},null,null,null,"","","","",""]
[null,null,null,null,null,null,null,null,null,null,null,null,null,null,null,null,null,null,null,null,null,null,null,"","","","",""]
[null,null,null,null,null,null,null,null,null,null,null,"Accessoires de raccordement hydraulique",null,null,null,null,null,"Accessoires de raccordement hydraulique",null,null,null,null,null,"","","","",""]
[null,null,null,null,null,null,null,null,null,null,{"$f":"$B$24","v":7626737},{"$f":"IFERROR(VLOOKUP(K509,$B$7:$E$152,2,FALSE),\"\")","v":"KIT ISOLATION MODE CLIMATISATION"},{"$f":"IFERROR(VLOOKUP(K509,$B$7:$E$152,3,FALSE),\"\")","v":"EH567"},{"$f":"IFERROR(VLOOKUP(K509,$B$7:$E$152,4,FALSE),\"\")","v":229},null,null,{"$f":"$B$24","v":7626737},{"$f":"IFERROR(VLOOKUP(Q509,$B$7:$E$152,2,FALSE),\"\")","v":"KIT ISOLATION MODE CLIMATISATION"},{"$f":"IFERROR(VLOOKUP(Q509,$B$7:$E$152,3,FALSE),\"\")","v":"EH567"},{"$f":"IFERROR(VLOOKUP(Q509,$B$7:$E$152,4,FALSE),\"\")","v":229},null,null,null,"","","","",""]
[null,null,null,null,null,null,null,null,null,null,{"$f":"$B$25","v":100019114},"KIT SONDE HYGRO RAFRAICHISSEMENT","HK27",233,null,null,{"$f":"$B$25","v":100019114},"KIT SONDE HYGRO RAFRAICHISSEMENT","HK27",233,null,null,null,"","","","",""]
[null,null,null,null,null,null,null,null,null,null,{"$f":"$B$26","v":7622433},"KIT SONDE CONDENSATION (0-10V)","HZ64",420,null,null,{"$f":"$B$26","v":7622433},"KIT SONDE CONDENSATION (0-10V)","HZ64",420,null,null,null,"","","","",""]
[null,null,null,null,null,null,null,null,null,null,{"$f":"$B$27","v":7636899},"KIT SILENCIEUX MODULE EXTERIEUR","EH572",66,null,null,{"$f":"$B$27","v":7636899},"KIT SILENCIEUX MODULE EXTERIEUR","EH572",66,null,null,null,"","","","",""]
[null,null,null,null,null,null,null,null,null,null,{"$f":"$B$28","v":100017830},"KIT VANNE 3 VOIES (CIRCUIT B)","HK21",732,null,null,{"$f":"$B$28","v":100017830},"KIT VANNE 3 VOIES (CIRCUIT B)","HK21",732,null,null,null,"","","","",""]
[null,null,null,null,null,null,null,null,null,null,{"$f":"$B$29","v":0},"","","",null,null,{"$f":"$B$29","v":0},"","","",null,null,null,"","","","",""]
[null,null,null,null,null,null,null,null,null,null,{"$f":"$B$30","v":100013304},"COLIS OPTION V3V OE-TRONIC 4","AD249",170,null,null,{"$f":"$B$30","v":100013304},"COLIS OPTION V3V OE-TRONIC 4","AD249",170,null,null,null,"","","","",""]
[null,null,null,null,null,null,null,null,null,null,{"$f":"$B$31","v":100013305},"SONDE SYSTÈME ECS","AD250",49,null,null,{"$f":"$B$31","v":100013305},"SONDE SYSTÈME ECS","AD250",49,null,null,null,"","","","",""]
[null,null,null,null,null,null,null,null,null,null,{"$f":"$B$32","v":100013306},"SONDE EXTERIEURE RADIO ","AD251",82,null,null,{"$f":"$B$32","v":100013306},"SONDE EXTERIEURE RADIO ","AD251",82,null,null,null,"","","","",""]
[null,null,null,null,null,null,null,null,null,null,{"$f":"$B$33","v":100013307},"MODULE CHAUDIERE RADIO (EMETTEUR)","AD252",132,null,null,{"$f":"$B$33","v":100013307},"MODULE CHAUDIERE RADIO (EMETTEUR)","AD252",132,null,null,null,"","","","",""]
[null,null,null,null,null,null,null,null,null,null,null,null,null,null,null,null,null,null,null,null,null,null,null,"","","","",""]
[null,null,null,null,null,null,null,null,null,null,null,{"$f":"IF($H$24=OFFRE!$D$6,\"Ballons de production Eau Chaude Sanitaire\",\"\")","v":""},null,null,null,null,null,{"$f":"IF($H$24=OFFRE!$D$6,\"Ballons de production Eau Chaude Sanitaire\",\"\")","v":""},null,null,null,null,null,"","","","",""]
[null,null,null,null,null,null,null,null,null,null,{"$f":"IF($H$24=OFFRE!$D$6,$B$51,\"\")","v":""},{"$f":"IFERROR(VLOOKUP(K521,$B$7:$E$152,2,FALSE),\"\")","v":""},{"$f":"IFERROR(VLOOKUP(K521,$B$7:$E$152,3,FALSE),\"\")","v":""},{"$f":"IFERROR(VLOOKUP(K521,$B$7:$E$152,4,FALSE),\"\")","v":""},null,null,{"$f":"IF($H$24=OFFRE!$D$6,$B$51,\"\")","v":""},{"$f":"IFERROR(VLOOKUP(Q521,$B$7:$E$152,2,FALSE),\"\")","v":""},{"$f":"IFERROR(VLOOKUP(Q521,$B$7:$E$152,3,FALSE),\"\")","v":""},{"$f":"IFERROR(VLOOKUP(Q521,$B$7:$E$152,4,FALSE),\"\")","v":""},null,null,null,"","","","",""]
[null,null,null,null,null,null,null,null,null,null,{"$f":"IF($H$24=OFFRE!$D$6,$B$52,\"\")","v":""},"","","",null,null,{"$f":"IF($H$24=OFFRE!$D$6,$B$52,\"\")","v":""},"","","",null,null,null,{"$f":"IF($J$485=1,K522,IF($P$485=1,Q522,\"\"))","v":""},"","","",""]
[null,null,null,null,null,null,null,null,null,null,{"$f":"IF($H$24=OFFRE!$D$6,$B$53,\"\")","v":""},"","","",null,null,{"$f":"IF($H$24=OFFRE!$D$6,$B$53,\"\")","v":""},"","","",null,null,null,"","","","",""]
[null,null,null,null,null,null,null,null,null,null,{"$f":"IF($H$24=OFFRE!$D$6,$B$54,\"\")","v":""},"","","",null,null,{"$f":"IF($H$24=OFFRE!$D$6,$B$54,\"\")","v":""},"","","",null,null,null,"","","","",""]
[null,null,null,null,null,null,null,null,null,null,{"$f":"IF($H$24=OFFRE!$D$6,$B$55,\"\")","v":""},"","","",null,null,{"$f":"IF($H$24=OFFRE!$D$6,$B$55,\"\")","v":""},"","","",null,null,null,"","","","",""]
[null,null,null,null,null,null,null,null,null,null,{"$f":"IF($H$24=OFFRE!$D$6,$B$56,\"\")","v":""},"","","",null,null,{"$f":"IF($H$24=OFFRE!$D$6,$B$56,\"\")","v":""},"","","",null,null,null,"","","","",""]
[null,null,null,null,null,null,null,null,null,null,{"$f":"IF($H$24=OFFRE!$D$6,$B$57,\"\")","v":""},"","","",null,null,{"$f":"IF($H$24=OFFRE!$D$6,$B$57,\"\")","v":""},"","","",null,null,null,"","","","",""]
[null,null,null,null,null,null,null,null,null,null,{"$f":"IF($H$24=OFFRE!$D$6,$B$58,\"\")","v":""},"","","",null,null,{"$f":"IF($H$24=OFFRE!$D$6,$B$58,\"\")","v":""},"","","",null,null,null,"","","","",""]
[null,null,null,null,null,null,null,null,null,null,null,null,null,null,null,null,null,null,null,null,null,null,null,"","","","",""]
[null,null,null,null,null,null,null,null,null,null,null,"Kit de fonction réversible",null,null,null,null,null,"Kit de fonction réversible",null,null,null,null,null,"","","","",""]
[null,null,null,null,null,null,null,null,null,null,{"$f":"$B$19","v":100015476},{"$f":"IFERROR(VLOOKUP(K531,$B$7:$E$152,2,FALSE),\"\")","v":"LIAISON FRIGORIFIQUE PE 1/2\" 1/4\" - LG 10 m"},{"$f":"IFERROR(VLOOKUP(K531,$B$7:$E$152,3,FALSE),\"\")","v":"EH142"},{"$f":"IFERROR(VLOOKUP(K531,$B$7:$E$152,4,FALSE),\"\")","v":255},null,null,{"$f":"$B$19","v":100015476},{"$f":"IFERROR(VLOOKUP(Q531,$B$7:$E$152,2,FALSE),\"\")","v":"LIAISON FRIGORIFIQUE PE 1/2\" 1/4\" - LG 10 m"},{"$f":"IFERROR(VLOOKUP(Q531,$B$7:$E$152,3,FALSE),\"\")","v":"EH142"},{"$f":"IFERROR(VLOOKUP(Q531,$B$7:$E$152,4,FALSE),\"\")","v":255},null,null,null,"","","","",""]
[null,null,null,null,null,null,null,null,null,null,{"$f":"$B$20","v":100008841},{"$f":"IFERROR(VLOOKUP(K532,$B$7:$E$152,2,FALSE),\"\")","v":"BALLON TAMPON 80L B 80 T"},{"$f":"IFERROR(VLOOKUP(K532,$B$7:$E$152,3,FALSE),\"\")","v":"EH85"},{"$f":"IFERROR(VLOOKUP(K532,$B$7:$E$152,4,FALSE),\"\")","v":572},null,null,{"$f":"$B$20","v":100008841},{"$f":"IFERROR(VLOOKUP(Q532,$B$7:$E$152,2,FALSE),\"\")","v":"BALLON TAMPON 80L B 80 T"},{"$f":"IFERROR(VLOOKUP(Q532,$B$7:$E$152,3,FALSE),\"\")","v":"EH85"},{"$f":"IFERROR(VLOOKUP(Q532,$B$7:$E$152,4,FALSE),\"\")","v":572},null,null,null,"","","","",""]
[null,null,null,null,null,null,null,null,null,null,null,null,null,null,null,null,null,null,null,null,null,null,null,"","","","",""]
[null,null,null,null,null,null,null,null,null,null,null,"Accessoires de régulation",null,null,null,null,null,"Accessoires de régulation",null,null,null,null,null,"","","","",""]
[null,null,null,null,null,null,null,null,null,null,{"$f":"$B$35","v":100013477},{"$f":"IFERROR(VLOOKUP(K535,$B$7:$E$152,2,FALSE),\"\")","v":"COMMANDE A DISTANCE RS 400"},{"$f":"IFERROR(VLOOKUP(K535,$B$7:$E$152,3,FALSE),\"\")","v":"AD257"},{"$f":"IFERROR(VLOOKUP(K535,$B$7:$E$152,4,FALSE),\"\")","v":190},null,null,{"$f":"$B$35","v":100013477},{"$f":"IFERROR(VLOOKUP(Q535,$B$7:$E$152,2,FALSE),\"\")","v":"COMMANDE A DISTANCE RS 400"},{"$f":"IFERROR(VLOOKUP(Q535,$B$7:$E$152,3,FALSE),\"\")","v":"AD257"},{"$f":"IFERROR(VLOOKUP(Q535,$B$7:$E$152,4,FALSE),\"\")","v":190},null,null,null,"","","","",""]
[null,null,null,null,null,null,null,null,null,null,{"$f":"$B$36","v":88017017},"SONDE DEPART v3v","AD199",85,null,null,{"$f":"$B$36","v":88017017},"SONDE DEPART v3v","AD199",85,null,null,null,"","","","",""]
[null,null,null,null,null,null,null,null,null,null,{"$f":"$B$37","v":100002803},"COMMANDE A DISTANCE SIMPLIFIEE AD208","AD208",112,null,null,{"$f":"$B$37","v":100002803},"COMMANDE A DISTANCE SIMPLIFIEE AD208","AD208",112,null,null,null,"","","","",""]
[null,null,null,null,null,null,null,null,null,null,{"$f":"$B$38","v":7624902},"KIT CABLAGE PLANCHER CHAUFFANT DIRECT","HA255",40,null,null,{"$f":"$B$38","v":7624902},"KIT CABLAGE PLANCHER CHAUFFANT DIRECT","HA255",40,null,null,null,"","","","",""]
[null,null,null,null,null,null,null,null,null,null,{"$f":"$B$39","v":0},"","","",null,null,{"$f":"$B$39","v":0},"","","",null,null,null,"","","","",""]
[null,null,null,null,null,null,null,null,null,null,{"$f":"$B$40","v":0},"","","",null,null,{"$f":"$B$40","v":0},"","","",null,null,null,"","","","",""]
[null,null,null,null,null,null,null,null,null,null,{"$f":"$B$41","v":0},"","","",null,null,{"$f":"$B$41","v":0},"","","",null,null,null,"","","","",""]
[null,null,null,null,null,null,null,null,null,null,{"$f":"$B$42","v":0},"","","",null,null,{"$f":"$B$42","v":0},"","","",null,null,null,"","","","",""]
[null,null,null,null,null,null,null,null,null,null,{"$f":"$B$43","v":0},"","","",null,null,{"$f":"$B$43","v":0},"","","",null,null,null,"","","","",""]
[null,null,null,null,null,null,null,null,null,null,{"$f":"$B$44","v":0},"","","",null,null,{"$f":"$B$44","v":0},"","","",null,null,null,"","","","",""]
[null,null,null,null,null,null,null,null,null,null,{"$f":"$B$45","v":0},"","","",null,null,{"$f":"$B$45","v":0},"","","",null,null,null,"","","","",""]
[null,null,null,null,null,null,null,null,null,null,{"$f":"$B$46","v":0},"","","",null,null,{"$f":"$B$46","v":0},"","","",null,null,null,"","","","",""]
[null,null,null,null,null,null,null,null,null,null,{"$f":"$B$47","v":0},"","","",null,null,{"$f":"$B$47","v":0},"","","",null,null,null,"","","","",""]
[null,null,null,null,null,null,null,null,null,null,{"$f":"$B$48","v":0},"","","",null,null,{"$f":"$B$48","v":0},"","","",null,null,null,"","","","",""]
[]
[null,null,null,null,null,null,null,null,null,{"$f":"IF('Offre HPI - G Hybrid'!$H$9=OFFRE!$N$63,1,0)","v":0},{"$f":"OFFRE!$N$63","v":""},null,null,null,null,{"$f":"IF('Offre HPI - G Hybrid'!$H$9=OFFRE!$O$63,1,0)","v":0},{"$f":"OFFRE!$O$63","v":""}]
[null,null,null,null,null,null,null,null,null,"Appoint",{"$f":"OFFRE!$F$7","v":"Electrique"},null,null,null,null,null,{"$f":"OFFRE!$F$6","v":"Hydraulique par chaudière"}]
[]
[]
[null,null,null,null,null,null,null,null,null,null,null,null,null,null,null,null,null,null,null,null,null,null,null,"Si 27 TR choisi"]
[null,null,null,null,null,null,null,null,null,"27 TR",null,{"$f":"IF($J$13=OFFRE!$H$23,\"Kit complet : PAC + accessoires\",\"\")","v":"Kit complet : PAC + accessoires"},null,null,null,null,null,{"$f":"IF($J$13=OFFRE!$H$23,\"Kit complet : PAC + accessoires\",\"\")","v":"Kit complet : PAC + accessoires"},null,null,null,null,{"$f":"IF(Y564=\"\",0,1)","v":0},{"$f":"IF($J$550=1,K555,IF($P$550=1,Q555,\"\"))","v":""},"","","",""]
[null,null,null,null,null,null,null,null,null,null,{"$f":"IF($J$13=OFFRE!$H$23,$B$113,\"\")","v":7642858},{"$f":"IFERROR(VLOOKUP(K556,$B$7:$E$152,2,FALSE),\"\")","v":"AWHP 8 MR-GSCR 35 HYBRID V200"},{"$f":"IFERROR(VLOOKUP(K556,$B$7:$E$152,3,FALSE),\"\")","v":"-"},{"$f":"IFERROR(VLOOKUP(K556,$B$7:$E$152,4,FALSE),\"\")","v":10104},null,null,{"$f":"IF($J$13=OFFRE!$O$23,$B$138,\"\")","v":""},{"$f":"IFERROR(VLOOKUP(Q556,$B$7:$E$152,2,FALSE),\"\")","v":""},{"$f":"IFERROR(VLOOKUP(Q556,$B$7:$E$152,3,FALSE),\"\")","v":""},{"$f":"IFERROR(VLOOKUP(Q556,$B$7:$E$152,4,FALSE),\"\")","v":""},null,null,null,"","","","",""]
[null,null,null,null,null,null,null,null,null,null,null,null,null,null,null,null,null,null,null,null,null,null,null,"","","","",""]
[null,null,null,null,null,null,null,null,null,null,null,{"$f":"IF($J$13=OFFRE!$H$24,\"Sélection personnalisée\",\"\")","v":""},null,null,null,null,null,{"$f":"IF($J$13=OFFRE!$H$24,\"Sélection personnalisée\",\"\")","v":""},null,null,null,null,null,"","","","",""]
[null,null,null,null,null,null,null,null,null,null,{"$f":"IF($J$13=OFFRE!$H$24,$B$97,\"\")","v":""},{"$f":"IFERROR(VLOOKUP(K559,$B$7:$E$152,2,FALSE),\"\")","v":""},{"$f":"IFERROR(VLOOKUP(K559,$B$7:$E$152,3,FALSE),\"\")","v":""},{"$f":"IFERROR(VLOOKUP(K559,$B$7:$E$152,4,FALSE),\"\")","v":""},null,null,{"$f":"IF($J$13=OFFRE!$O$24,$B$102,\"\")","v":""},{"$f":"IFERROR(VLOOKUP(Q559,$B$7:$E$152,2,FALSE),\"\")","v":""},{"$f":"IFERROR(VLOOKUP(Q559,$B$7:$E$152,3,FALSE),\"\")","v":""},{"$f":"IFERROR(VLOOKUP(Q559,$B$7:$E$152,4,FALSE),\"\")","v":""},null,null,null,"","","","",""]
[null,null,null,null,null,null,null,null,null,null,{"$f":"IF($J$13=OFFRE!$H$24,$B$88,\"\")","v":""},{"$f":"IFERROR(VLOOKUP(K560,$B$7:$E$152,2,FALSE),\"\")","v":""},{"$f":"IFERROR(VLOOKUP(K560,$B$7:$E$152,3,FALSE),\"\")","v":""},{"$f":"IFERROR(VLOOKUP(K560,$B$7:$E$152,4,FALSE),\"\")","v":""},null,null,{"$f":"IF($J$13=OFFRE!$O$24,$B$88,\"\")","v":""},{"$f":"IFERROR(VLOOKUP(Q560,$B$7:$E$152,2,FALSE),\"\")","v":""},{"$f":"IFERROR(VLOOKUP(Q560,$B$7:$E$152,3,FALSE),\"\")","v":""},{"$f":"IFERROR(VLOOKUP(Q560,$B$7:$E$152,4,FALSE),\"\")","v":""},null,null,null,"","","","",""]
[null,null,null,null,null,null,null,null,null,null,null,{"$f":"IFERROR(VLOOKUP(K561,$B$7:$E$152,2,FALSE),\"\")","v":""},{"$f":"IFERROR(VLOOKUP(K561,$B$7:$E$152,3,FALSE),\"\")","v":""},{"$f":"IFERROR(VLOOKUP(K561,$B$7:$E$152,4,FALSE),\"\")","v":""},null,null,null,{"$f":"IFERROR(VLOOKUP(Q561,$B$7:$E$152,2,FALSE),\"\")","v":""},{"$f":"IFERROR(VLOOKUP(Q561,$B$7:$E$152,3,FALSE),\"\")","v":""},{"$f":"IFERROR(VLOOKUP(Q561,$B$7:$E$152,4,FALSE),\"\")","v":""},null,null,null,"","","","",""]
[null,null,null,null,null,null,null,null,null,null,null,null,null,null,null,null,null,null,null,null,null,null,null,"","","","",""]
[null,null,null,null,null,null,null,null,null,null,null,null,null,null,null,null,null,null,null,null,null,null,null,"","","","",""]
[null,null,null,null,null,null,null,null,null,null,null,"Accessoires de mise en œuvre",null,null,null,null,null,"Accessoires de mise en œuvre",null,null,null,null,null,"","","","",""]
[null,null,null,null,null,null,null,null,null,null,{"$f":"IF(OFFRE!$O$23=OFFRE!$H$16,'Offre HPI - G Hybrid'!$B$12,'Offre HPI - G Hybrid'!$B$9)","v":100018409},{"$f":"IFERROR(VLOOKUP(K565,$B$7:$E$152,2,FALSE),\"\")","v":"SUPPORT MURAL AWHP 11à 27 kW"},{"$f":"IFERROR(VLOOKUP(K565,$B$7:$E$152,3,FALSE),\"\")","v":"EH250"},{"$f":"IFERROR(VLOOKUP(K565,$B$7:$E$152,4,FALSE),\"\")","v":181},null,null,{"$f":"IF(OFFRE!$O$23=OFFRE!$O$16,'Offre HPI - G Hybrid'!$B$12,'Offre HPI - G Hybrid'!$B$9)","v":"S100465"},{"$f":"IFERROR(VLOOKUP(Q565,$B$7:$E$152,2,FALSE),\"\")","v":"ADAPTATEUR AIR/FUMEES Ø 80/125"},{"$f":"IFERROR(VLOOKUP(Q565,$B$7:$E$152,3,FALSE),\"\")","v":"HR38"},{"$f":"IFERROR(VLOOKUP(Q565,$B$7:$E$152,4,FALSE),\"\")","v":58},null,null,null,"","","","",""]
[null,null,null,null,null,null,null,null,null,null,{"$f":"$B$22","v":7619010},{"$f":"IFERROR(VLOOKUP(K566,$B$7:$E$152,2,FALSE),\"\")","v":"KIT VANNE 3 VOIES"},{"$f":"IFERROR(VLOOKUP(K566,$B$7:$E$152,3,FALSE),\"\")","v":"EH528"},{"$f":"IFERROR(VLOOKUP(K566,$B$7:$E$152,4,FALSE),\"\")","v":631},null,null,{"$f":"$B$22","v":7619010},{"$f":"IFERROR(VLOOKUP(Q566,$B$7:$E$152,2,FALSE),\"\")","v":"KIT VANNE 3 VOIES"},{"$f":"IFERROR(VLOOKUP(Q566,$B$7:$E$152,3,FALSE),\"\")","v":"EH528"},{"$f":"IFERROR(VLOOKUP(Q566,$B$7:$E$152,4,FALSE),\"\")","v":631},null,null,null,"","","","",""]
[null,null,null,null,null,null,null,null,null,null,null,null,null,null,null,null,null,null,null,null,null,null,null,"","","","",""]
[null,null,null,null,null,null,null,null,null,null,null,"Liaison frigorifique",null,null,null,null,null,"Liaison frigorifique",null,null,null,null,null,"","","","",""]
[null,null,null,null,null,null,null,null,null,null,{"$f":"$B$14","v":7694974},{"$f":"IFERROR(VLOOKUP(K569,$B$7:$E$152,2,FALSE),\"\")","v":"SUPPORT AU SOL CAOUTCHOUC 600MM"},{"$f":"IFERROR(VLOOKUP(K569,$B$7:$E$152,3,FALSE),\"\")","v":"EH879"},{"$f":"IFERROR(VLOOKUP(K569,$B$7:$E$152,4,FALSE),\"\")","v":119},null,null,{"$f":"$B$14","v":7694974},{"$f":"IFERROR(VLOOKUP(Q569,$B$7:$E$152,2,FALSE),\"\")","v":"SUPPORT AU SOL CAOUTCHOUC 600MM"},{"$f":"IFERROR(VLOOKUP(Q569,$B$7:$E$152,3,FALSE),\"\")","v":"EH879"},{"$f":"IFERROR(VLOOKUP(Q569,$B$7:$E$152,4,FALSE),\"\")","v":119},null,null,null,"","","","",""]
[null,null,null,null,null,null,null,null,null,null,{"$f":"$B$15","v":100011222},{"$f":"IFERROR(VLOOKUP(K570,$B$7:$E$152,2,FALSE),\"\")","v":"SUPPORT MURALE & PLOTS ANTIVIBRATILES POUR  ROE-II AWHP 6-8"},{"$f":"IFERROR(VLOOKUP(K570,$B$7:$E$152,3,FALSE),\"\")","v":"EH95"},{"$f":"IFERROR(VLOOKUP(K570,$B$7:$E$152,4,FALSE),\"\")","v":181},null,null,{"$f":"$B$15","v":100011222},{"$f":"IFERROR(VLOOKUP(Q570,$B$7:$E$152,2,FALSE),\"\")","v":"SUPPORT MURALE & PLOTS ANTIVIBRATILES POUR  ROE-II AWHP 6-8"},{"$f":"IFERROR(VLOOKUP(Q570,$B$7:$E$152,3,FALSE),\"\")","v":"EH95"},{"$f":"IFERROR(VLOOKUP(Q570,$B$7:$E$152,4,FALSE),\"\")","v":181},null,null,null,"","","","",""]
[null,null,null,null,null,null,null,null,null,null,{"$f":"$B$16","v":100012535},{"$f":"IFERROR(VLOOKUP(K571,$B$7:$E$152,2,FALSE),\"\")","v":"LIAISON FRIGORIFIQUE PE 5/8'' 3/8'' - LG 5m"},{"$f":"IFERROR(VLOOKUP(K571,$B$7:$E$152,3,FALSE),\"\")","v":"EH114"},{"$f":"IFERROR(VLOOKUP(K571,$B$7:$E$152,4,FALSE),\"\")","v":255},null,null,{"$f":"$B$16","v":100012535},{"$f":"IFERROR(VLOOKUP(Q571,$B$7:$E$152,2,FALSE),\"\")","v":"LIAISON FRIGORIFIQUE PE 5/8'' 3/8'' - LG 5m"},{"$f":"IFERROR(VLOOKUP(Q571,$B$7:$E$152,3,FALSE),\"\")","v":"EH114"},{"$f":"IFERROR(VLOOKUP(Q571,$B$7:$E$152,4,FALSE),\"\")","v":255},null,null,null,"","","","",""]
[null,null,null,null,null,null,null,null,null,null,null,null,null,null,null,null,null,null,null,null,null,null,null,"","","","",""]
[null,null,null,null,null,null,null,null,null,null,null,"Accessoires de raccordement hydraulique",null,null,null,null,null,"Accessoires de raccordement hydraulique",null,null,null,null,null,"","","","",""]
[null,null,null,null,null,null,null,null,null,null,{"$f":"$B$24","v":7626737},{"$f":"IFERROR(VLOOKUP(K574,$B$7:$E$152,2,FALSE),\"\")","v":"KIT ISOLATION MODE CLIMATISATION"},{"$f":"IFERROR(VLOOKUP(K574,$B$7:$E$152,3,FALSE),\"\")","v":"EH567"},{"$f":"IFERROR(VLOOKUP(K574,$B$7:$E$152,4,FALSE),\"\")","v":229},null,null,{"$f":"$B$24","v":7626737},{"$f":"IFERROR(VLOOKUP(Q574,$B$7:$E$152,2,FALSE),\"\")","v":"KIT ISOLATION MODE CLIMATISATION"},{"$f":"IFERROR(VLOOKUP(Q574,$B$7:$E$152,3,FALSE),\"\")","v":"EH567"},{"$f":"IFERROR(VLOOKUP(Q574,$B$7:$E$152,4,FALSE),\"\")","v":229},null,null,null,"","","","",""]
[null,null,null,null,null,null,null,null,null,null,{"$f":"$B$25","v":100019114},"KIT SONDE HYGRO RAFRAICHISSEMENT","HK27",233,null,null,{"$f":"$B$25","v":100019114},"KIT SONDE HYGRO RAFRAICHISSEMENT","HK27",233,null,null,null,"","","","",""]
[null,null,null,null,null,null,null,null,null,null,{"$f":"$B$26","v":7622433},"KIT SONDE CONDENSATION (0-10V)","HZ64",420,null,null,{"$f":"$B$26","v":7622433},"KIT SONDE CONDENSATION (0-10V)","HZ64",420,null,null,null,"","","","",""]
[null,null,null,null,null,null,null,null,null,null,{"$f":"$B$27","v":7636899},"KIT SILENCIEUX MODULE EXTERIEUR","EH572",66,null,null,{"$f":"$B$27","v":7636899},"KIT SILENCIEUX MODULE EXTERIEUR","EH572",66,null,null,null,"","","","",""]
[null,null,null,null,null,null,null,null,null,null,{"$f":"$B$28","v":100017830},"KIT VANNE 3 VOIES (CIRCUIT B)","HK21",732,null,null,{"$f":"$B$28","v":100017830},"KIT VANNE 3 VOIES (CIRCUIT B)","HK21",732,null,null,null,"","","","",""]
[null,null,null,null,null,null,null,null,null,null,{"$f":"$B$29","v":0},"","","",null,null,{"$f":"$B$29","v":0},"","","",null,null,null,"","","","",""]
[null,null,null,null,null,null,null,null,null,null,{"$f":"$B$30","v":100013304},"COLIS OPTION V3V OE-TRONIC 4","AD249",170,null,null,{"$f":"$B$30","v":100013304},"COLIS OPTION V3V OE-TRONIC 4","AD249",170,null,null,null,"","","","",""]
[null,null,null,null,null,null,null,null,null,null,{"$f":"$B$31","v":100013305},"SONDE SYSTÈME ECS","AD250",49,null,null,{"$f":"$B$31","v":100013305},"SONDE SYSTÈME ECS","AD250",49,null,null,null,"","","","",""]
[null,null,null,null,null,null,null,null,null,null,{"$f":"$B$32","v":100013306},"SONDE EXTERIEURE RADIO ","AD251",82,null,null,{"$f":"$B$32","v":100013306},"SONDE EXTERIEURE RADIO ","AD251",82,null,null,null,"","","","",""]
[null,null,null,null,null,null,null,null,null,null,{"$f":"$B$33","v":100013307},"MODULE CHAUDIERE RADIO (EMETTEUR)","AD252",132,null,null,{"$f":"$B$33","v":100013307},"MODULE CHAUDIERE RADIO (EMETTEUR)","AD252",132,null,null,null,"","","","",""]
[null,null,null,null,null,null,null,null,null,null,null,null,null,null,null,null,null,null,null,null,null,null,null,"","","","",""]
[null,null,null,null,null,null,null,null,null,null,null,{"$f":"IF($H$24=OFFRE!$D$6,\"Ballons de production Eau Chaude Sanitaire\",\"\")","v":""},null,null,null,null,null,{"$f":"IF($H$24=OFFRE!$D$6,\"Ballons de production Eau Chaude Sanitaire\",\"\")","v":""},null,null,null,null,null,"","","","",""]
[null,null,null,null,null,null,null,null,null,null,{"$f":"IF($H$24=OFFRE!$D$6,$B$51,\"\")","v":""},{"$f":"IFERROR(VLOOKUP(K586,$B$7:$E$152,2,FALSE),\"\")","v":""},{"$f":"IFERROR(VLOOKUP(K586,$B$7:$E$152,3,FALSE),\"\")","v":""},{"$f":"IFERROR(VLOOKUP(K586,$B$7:$E$152,4,FALSE),\"\")","v":""},null,null,{"$f":"IF($H$24=OFFRE!$D$6,$B$51,\"\")","v":""},{"$f":"IFERROR(VLOOKUP(Q586,$B$7:$E$152,2,FALSE),\"\")","v":""},{"$f":"IFERROR(VLOOKUP(Q586,$B$7:$E$152,3,FALSE),\"\")","v":""},{"$f":"IFERROR(VLOOKUP(Q586,$B$7:$E$152,4,FALSE),\"\")","v":""},null,null,null,"","","","",""]
[null,null,null,null,null,null,null,null,null,null,{"$f":"IF($H$24=OFFRE!$D$6,$B$52,\"\")","v":""},"","","",null,null,{"$f":"IF($H$24=OFFRE!$D$6,$B$52,\"\")","v":""},"","","",null,null,null,{"$f":"IF($J$550=1,K587,IF($P$550=1,Q587,\"\"))","v":""},"","","",""]
[null,null,null,null,null,null,null,null,null,null,{"$f":"IF($H$24=OFFRE!$D$6,$B$53,\"\")","v":""},"","","",null,null,{"$f":"IF($H$24=OFFRE!$D$6,$B$53,\"\")","v":""},"","","",null,null,null,"","","","",""]
[null,null,null,null,null,null,null,null,null,null,{"$f":"IF($H$24=OFFRE!$D$6,$B$54,\"\")","v":""},"","","",null,null,{"$f":"IF($H$24=OFFRE!$D$6,$B$54,\"\")","v":""},"","","",null,null,null,"","","","",""]
[null,null,null,null,null,null,null,null,null,null,{"$f":"IF($H$24=OFFRE!$D$6,$B$55,\"\")","v":""},"","","",null,null,{"$f":"IF($H$24=OFFRE!$D$6,$B$55,\"\")","v":""},"","","",null,null,null,"","","","",""]
[null,null,null,null,null,null,null,null,null,null,{"$f":"IF($H$24=OFFRE!$D$6,$B$56,\"\")","v":""},"","","",null,null,{"$f":"IF($H$24=OFFRE!$D$6,$B$56,\"\")","v":""},"","","",null,null,null,"","","","",""]
[null,null,null,null,null,null,null,null,null,null,{"$f":"IF($H$24=OFFRE!$D$6,$B$57,\"\")","v":""},"","","",null,null,{"$f":"IF($H$24=OFFRE!$D$6,$B$57,\"\")","v":""},"","","",null,null,null,"","","","",""]
[null,null,null,null,null,null,null,null,null,null,{"$f":"IF($H$24=OFFRE!$D$6,$B$58,\"\")","v":""},"","","",null,null,{"$f":"IF($H$24=OFFRE!$D$6,$B$58,\"\")","v":""},"","","",null,null,null,"","","","",""]
[null,null,null,null,null,null,null,null,null,null,null,null,null,null,null,null,null,null,null,null,null,null,null,"","","","",""]
[null,null,null,null,null,null,null,null,null,null,null,"Kit de fonction réversible",null,null,null,null,null,"Kit de fonction réversible",null,null,null,null,null,"","","","",""]
[null,null,null,null,null,null,null,null,null,null,{"$f":"$B$19","v":100015476},{"$f":"IFERROR(VLOOKUP(K596,$B$7:$E$152,2,FALSE),\"\")","v":"LIAISON FRIGORIFIQUE PE 1/2\" 1/4\" - LG 10 m"},{"$f":"IFERROR(VLOOKUP(K596,$B$7:$E$152,3,FALSE),\"\")","v":"EH142"},{"$f":"IFERROR(VLOOKUP(K596,$B$7:$E$152,4,FALSE),\"\")","v":255},null,null,{"$f":"$B$19","v":100015476},{"$f":"IFERROR(VLOOKUP(Q596,$B$7:$E$152,2,FALSE),\"\")","v":"LIAISON FRIGORIFIQUE PE 1/2\" 1/4\" - LG 10 m"},{"$f":"IFERROR(VLOOKUP(Q596,$B$7:$E$152,3,FALSE),\"\")","v":"EH142"},{"$f":"IFERROR(VLOOKUP(Q596,$B$7:$E$152,4,FALSE),\"\")","v":255},null,null,null,"","","","",""]
[null,null,null,null,null,null,null,null,null,null,{"$f":"$B$20","v":100008841},{"$f":"IFERROR(VLOOKUP(K597,$B$7:$E$152,2,FALSE),\"\")","v":"BALLON TAMPON 80L B 80 T"},{"$f":"IFERROR(VLOOKUP(K597,$B$7:$E$152,3,FALSE),\"\")","v":"EH85"},{"$f":"IFERROR(VLOOKUP(K597,$B$7:$E$152,4,FALSE),\"\")","v":572},null,null,{"$f":"$B$20","v":100008841},{"$f":"IFERROR(VLOOKUP(Q597,$B$7:$E$152,2,FALSE),\"\")","v":"BALLON TAMPON 80L B 80 T"},{"$f":"IFERROR(VLOOKUP(Q597,$B$7:$E$152,3,FALSE),\"\")","v":"EH85"},{"$f":"IFERROR(VLOOKUP(Q597,$B$7:$E$152,4,FALSE),\"\")","v":572},null,null,null,"","","","",""]
[null,null,null,null,null,null,null,null,null,null,null,null,null,null,null,null,null,null,null,null,null,null,null,"","","","",""]
[null,null,null,null,null,null,null,null,null,null,null,"Accessoires de régulation",null,null,null,null,null,"Accessoires de régulation",null,null,null,null,null,"","","","",""]
[null,null,null,null,null,null,null,null,null,null,{"$f":"$B$35","v":100013477},{"$f":"IFERROR(VLOOKUP(K600,$B$7:$E$152,2,FALSE),\"\")","v":"COMMANDE A DISTANCE RS 400"},{"$f":"IFERROR(VLOOKUP(K600,$B$7:$E$152,3,FALSE),\"\")","v":"AD257"},{"$f":"IFERROR(VLOOKUP(K600,$B$7:$E$152,4,FALSE),\"\")","v":190},null,null,{"$f":"$B$35","v":100013477},{"$f":"IFERROR(VLOOKUP(Q600,$B$7:$E$152,2,FALSE),\"\")","v":"COMMANDE A DISTANCE RS 400"},{"$f":"IFERROR(VLOOKUP(Q600,$B$7:$E$152,3,FALSE),\"\")","v":"AD257"},{"$f":"IFERROR(VLOOKUP(Q600,$B$7:$E$152,4,FALSE),\"\")","v":190},null,null,null,"","","","",""]
[null,null,null,null,null,null,null,null,null,null,{"$f":"$B$36","v":88017017},"SONDE DEPART v3v","AD199",85,null,null,{"$f":"$B$36","v":88017017},"SONDE DEPART v3v","AD199",85,null,null,null,"","","","",""]
[null,null,null,null,null,null,null,null,null,null,{"$f":"$B$37","v":100002803},"COMMANDE A DISTANCE SIMPLIFIEE AD208","AD208",112,null,null,{"$f":"$B$37","v":100002803},"COMMANDE A DISTANCE SIMPLIFIEE AD208","AD208",112,null,null,null,"","","","",""]
[null,null,null,null,null,null,null,null,null,null,{"$f":"$B$38","v":7624902},"KIT CABLAGE PLANCHER CHAUFFANT DIRECT","HA255",40,null,null,{"$f":"$B$38","v":7624902},"KIT CABLAGE PLANCHER CHAUFFANT DIRECT","HA255",40,null,null,null,"","","","",""]
[null,null,null,null,null,null,null,null,null,null,{"$f":"$B$39","v":0},"","","",null,null,{"$f":"$B$39","v":0},"","","",null,null,null,"","","","",""]
[null,null,null,null,null,null,null,null,null,null,{"$f":"$B$40","v":0},"","","",null,null,{"$f":"$B$40","v":0},"","","",null,null,null,"","","","",""]
[null,null,null,null,null,null,null,null,null,null,{"$f":"$B$41","v":0},"","","",null,null,{"$f":"$B$41","v":0},"","","",null,null,null,"","","","",""]
[null,null,null,null,null,null,null,null,null,null,{"$f":"$B$42","v":0},"","","",null,null,{"$f":"$B$42","v":0},"","","",null,null,null,"","","","",""]
[null,null,null,null,null,null,null,null,null,null,{"$f":"$B$43","v":0},"","","",null,null,{"$f":"$B$43","v":0},"","","",null,null,null,"","","","",""]
[null,null,null,null,null,null,null,null,null,null,{"$f":"$B$44","v":0},"","","",null,null,{"$f":"$B$44","v":0},"","","",null,null,null,"","","","",""]
[null,null,null,null,null,null,null,null,null,null,{"$f":"$B$45","v":0},"","","",null,null,{"$f":"$B$45","v":0},"","","",null,null,null,"","","","",""]
[null,null,null,null,null,null,null,null,null,null,{"$f":"$B$46","v":0},"","","",null,null,{"$f":"$B$46","v":0},"","","",null,null,null,"","","","",""]
[null,null,null,null,null,null,null,null,null,null,{"$f":"$B$47","v":0},"","","",null,null,{"$f":"$B$47","v":0},"","","",null,null,null,"","","","",""]
[null,null,null,null,null,null,null,null,null,null,{"$f":"$B$48","v":0},"","","",null,null,{"$f":"$B$48","v":0},"","","",null,null,null,"","","","",""]

{"sheet":"Offre Alezio O Hybrid","index":22,"n_rows":1274,"n_cols":43,"rows_kept":1274,"cut":false,"hidden":true,"merged":[[163,9,221,9],[230,9,288,9],[297,9,355,9],[3,1,3,4],[117,1,117,4],[29,9,87,9],[160,1,160,5],[97,9,155,9],[229,1,229,5],[1215,22,1273,22],[507,9,565,9],[507,22,565,22],[577,9,635,9],[577,22,635,22],[647,9,705,9],[647,22,705,22],[717,9,775,9],[717,22,775,22],[787,9,845,9],[787,22,845,22],[857,22,915,22],[935,22,993,22],[364,9,422,9],[431,9,489,9],[1005,22,1063,22],[1075,22,1133,22],[1145,22,1203,22],[364,22,422,22],[431,22,489,22],[29,22,87,22],[97,22,155,22],[163,22,221,22],[230,22,288,22],[297,22,355,22]]}
[]
[null,null,"Composition devis SEMPRA NOVA HYBRIDE (3 choix)"]
[]
[null,"ACCESSOIRES ET OPTIONS SEMPRA NOVA HYBRIDE UNIQUEMENT",null,null,null,null,null,null,null,null,null,null,null,null,null,null,null,"Liste Chaudières possibles"]
[null,null,null,null,null,null,null,"Gamme",null,null,null,null,null,null,null,null,null,{"$f":"IF($H$6=OFFRE!$B$18,\"Essencio Econox 22kW\",\"Essencio Condens 24kW\")","v":"Essencio Condens 24kW"}]
[null,"Références","Désignation",null,"Prix",null,null,{"$f":"IF(Chiffrage!$B$18=OFFRE!$B$7,Chiffrage!$B$24,Chiffrage!$B$25)","v":"OENOVIAPAC-C MB (Monobloc)"},null,null,null,"Accessoires de régulation nécessaires pour les circuits indiqués :",null,null,null,null,null,{"$f":"IF($H$6=OFFRE!$B$18,IF(OR($H$9=OFFRE!$K$55,$H$9=OFFRE!$K$56),\"\",\"Essencio Econox 29kW\"),IF($H$9=OFFRE!$L$56,\"\",\"Essencio Condens 32kW\"))","v":"Essencio Condens 32kW"}]
[{"$f":"D7","v":"EH95"},100011222,{"$f":"VLOOKUP($B7,Tarif!$A:$D,2,FALSE)","v":"SUPPORT MURALE & PLOTS ANTIVIBRATILES POUR  ROE-II AWHP 6-8"},{"$f":"VLOOKUP($B7,Tarif!$A:$D,3,FALSE)","v":"EH95"},{"$f":"VLOOKUP($B7,Tarif!$A:$D,4,FALSE)","v":181},null,null,null,null,null,null,{"$f":"IF($H$25>1,CONCATENATE($H$27,\" circuits : \",$H$27),CONCATENATE($H$25,\" circuit : \",$H$27))","v":"1 circuit : Vanne"},null,null,null,null,null,{"$f":"\"\"","v":""}]
[{"$f":"D8","v":"EH250"},100018409,{"$f":"VLOOKUP($B8,Tarif!$A:$D,2,FALSE)","v":"SUPPORT MURAL AWHP 11à 27 kW"},{"$f":"VLOOKUP($B8,Tarif!$A:$D,3,FALSE)","v":"EH250"},{"$f":"VLOOKUP($B8,Tarif!$A:$D,4,FALSE)","v":181},null,null,"Modèle",null,null,null,null,null,null,null,null,null,{"$f":"\"\"","v":""}]
["EH112",100012533,{"$f":"VLOOKUP($B9,Tarif!$A:$D,2,FALSE)","v":"SUPPORT POSE AU SOL AWHP"},{"$f":"VLOOKUP($B9,Tarif!$A:$D,3,FALSE)","v":"EH112"},{"$f":"VLOOKUP($B9,Tarif!$A:$D,4,FALSE)","v":48},null,null,{"$f":"IF(Chiffrage!$B$18=OFFRE!$B$7,Chiffrage!$G$24,Chiffrage!$G$25)","v":"OEnoviaPac-C MB 6 MR - E"},null,null,{"$f":"IFERROR(IF(VLOOKUP($H$27,OFFRE!$O$71:$AF$76,9,FALSE)=\"Disponible d'origine\",\"\",VLOOKUP($M$9,$A$7:$E$50,2,FALSE)),\"\")","v":7689751},{"$f":"IFERROR(IF(VLOOKUP($H$27,OFFRE!$O$71:$AF$76,9,FALSE)=\"Disponible d'origine\",VLOOKUP($H$27,OFFRE!$O$71:$AF$76,9,FALSE),VLOOKUP($M$9,$A$7:$E$50,3,FALSE)),\"\")","v":"KIT CARTE DE REGULATION 2nd CIRCUIT (VERSION B)"},{"$f":"IF(OR(VLOOKUP($H$27,OFFRE!$O$71:$AF$76,9,FALSE)=0,VLOOKUP($H$27,OFFRE!$O$71:$AF$76,9,FALSE)=\"Disponible d'origine\"),\"\",VLOOKUP($H$27,OFFRE!$O$71:$AF$76,9,FALSE))","v":"EH862"},{"$f":"IFERROR(IF(VLOOKUP($H$27,OFFRE!$O$71:$AF$76,9,FALSE)=\"Disponible d'origine\",\"\",VLOOKUP($M$9,$A$7:$E$50,5,FALSE)),\"\")","v":113}]
["EH879",7694974,{"$f":"VLOOKUP($B10,Tarif!$A:$D,2,FALSE)","v":"SUPPORT AU SOL CAOUTCHOUC 600MM"},{"$f":"VLOOKUP($B10,Tarif!$A:$D,3,FALSE)","v":"EH879"},{"$f":"VLOOKUP($B10,Tarif!$A:$D,4,FALSE)","v":119},null,null,null,null,null,{"$f":"\"\"","v":""},{"$f":"\"\"","v":""},{"$f":"\"\"","v":""},{"$f":"\"\"","v":""}]
["EH114",100012535,{"$f":"VLOOKUP($B11,Tarif!$A:$D,2,FALSE)","v":"LIAISON FRIGORIFIQUE PE 5/8'' 3/8'' - LG 5m"},{"$f":"VLOOKUP($B11,Tarif!$A:$D,3,FALSE)","v":"EH114"},{"$f":"VLOOKUP($B11,Tarif!$A:$D,4,FALSE)","v":255},null,null,"Type d'appoint"]
["EH115",100012536,{"$f":"VLOOKUP($B12,Tarif!$A:$D,2,FALSE)","v":"LIAISON FRIGORIFIQUE PE 5/8'' 3/8'' - LG 10m"},{"$f":"VLOOKUP($B12,Tarif!$A:$D,3,FALSE)","v":"EH115"},{"$f":"VLOOKUP($B12,Tarif!$A:$D,4,FALSE)","v":456},null,null,{"$f":"IF(Chiffrage!$B$18=OFFRE!$B$7,Chiffrage!$J$24,Chiffrage!$J$25)","v":"Electrique"},null,"type séléction"]
["EH116",100012537,{"$f":"VLOOKUP($B13,Tarif!$A:$D,2,FALSE)","v":"LIAISON FRIGORIFIQUE PE 5/8'' 3/8'' - LG 20m"},{"$f":"VLOOKUP($B13,Tarif!$A:$D,3,FALSE)","v":"EH116"},{"$f":"VLOOKUP($B13,Tarif!$A:$D,4,FALSE)","v":823},null,null,null,null,{"$f":"Chiffrage!$G$111","v":"Kit complet"}]
["EH142",100015476,{"$f":"VLOOKUP($B14,Tarif!$A:$D,2,FALSE)","v":"LIAISON FRIGORIFIQUE PE 1/2\" 1/4\" - LG 10 m"},{"$f":"VLOOKUP($B14,Tarif!$A:$D,3,FALSE)","v":"EH142"},{"$f":"VLOOKUP($B14,Tarif!$A:$D,4,FALSE)","v":255},null,null,"Unité ext"]
["EH85",100008841,{"$f":"VLOOKUP($B15,Tarif!$A:$D,2,FALSE)","v":"BALLON TAMPON 80L B 80 T"},{"$f":"VLOOKUP($B15,Tarif!$A:$D,3,FALSE)","v":"EH85"},{"$f":"VLOOKUP($B15,Tarif!$A:$D,4,FALSE)","v":572},null,null,{"$f":"OFFRE!$O$23","v":"Au sol"},null,"modèle sélec"]
["EH60",100004415,{"$f":"VLOOKUP($B16,Tarif!$A:$D,2,FALSE)","v":"BALLON TAMPON 160L B 150 T"},{"$f":"VLOOKUP($B16,Tarif!$A:$D,3,FALSE)","v":"EH60"},{"$f":"VLOOKUP($B16,Tarif!$A:$D,4,FALSE)","v":857},null,null,null,null,{"$f":"OFFRE!$N$17","v":"OEnoviaPac-C MB 6 MR - E"}]
["EH528",7619010,{"$f":"VLOOKUP($B17,Tarif!$A:$D,2,FALSE)","v":"KIT VANNE 3 VOIES"},{"$f":"VLOOKUP($B17,Tarif!$A:$D,3,FALSE)","v":"EH528"},{"$f":"VLOOKUP($B17,Tarif!$A:$D,4,FALSE)","v":631},null,null,"kit complet"]
["EH567",7626737,{"$f":"VLOOKUP($B18,Tarif!$A:$D,2,FALSE)","v":"KIT ISOLATION MODE CLIMATISATION"},{"$f":"VLOOKUP($B18,Tarif!$A:$D,3,FALSE)","v":"EH567"},{"$f":"VLOOKUP($B18,Tarif!$A:$D,4,FALSE)","v":229},null,null,{"$f":"IF(Chiffrage!$G$111=OFFRE!$H$23,1,0)","v":1},null,"Fumisterie"]
["EH572",7636899,{"$f":"VLOOKUP($B19,Tarif!$A:$D,2,FALSE)","v":"KIT SILENCIEUX MODULE EXTERIEUR"},{"$f":"VLOOKUP($B19,Tarif!$A:$D,3,FALSE)","v":"EH572"},{"$f":"VLOOKUP($B19,Tarif!$A:$D,4,FALSE)","v":66},null,null,null,null,{"$f":"OFFRE!$O$11","v":""}]
["MY921",7742057,{"$f":"VLOOKUP($B20,Tarif!$A:$D,2,FALSE)","v":"KIT FF OFSB 22/29"},{"$f":"VLOOKUP($B20,Tarif!$A:$D,3,FALSE)","v":"MY921"},{"$f":"VLOOKUP($B20,Tarif!$A:$D,4,FALSE)","v":449}]
["MY923",7744610,{"$f":"VLOOKUP($B21,Tarif!$A:$D,2,FALSE)","v":"KIT FF 24-32+ "},{"$f":"VLOOKUP($B21,Tarif!$A:$D,3,FALSE)","v":"MY923"},{"$f":"VLOOKUP($B21,Tarif!$A:$D,4,FALSE)","v":90},null,null,"chaudière selec"]
[" HK147",7746197,{"$f":"VLOOKUP($B22,Tarif!$A:$D,2,FALSE)","v":"BOUTEILLE DE DECOUPLAGE 25L"},{"$f":"VLOOKUP($B22,Tarif!$A:$D,3,FALSE)","v":" HK147"},{"$f":"VLOOKUP($B22,Tarif!$A:$D,4,FALSE)","v":362},null,null,{"$f":"IF(OFFRE!$N$8=OFFRE!$B$7,OFFRE!$O$8,IF(OFFRE!$O$8=ChoixPAC!$O$19,'Offre Alezio O Hybrid'!$R$5,IF(OFFRE!$O$8=ChoixPAC!$O$20,'Offre Alezio O Hybrid'!$R$6,IF(OFFRE!$O$8=ChoixPAC!$O$21,'Offre Alezio O Hybrid'!$R$7,IF(OFFRE!$O$8=ChoixPAC!$O$22,'Offre Alezio O Hybrid'!$R$8,\"\")))))","v":""},null,null,null,"Basse température",null,null,null,null,null,"Condensation"]
["EH862",7689751,{"$f":"VLOOKUP($B23,Tarif!$A:$D,2,FALSE)","v":"KIT CARTE DE REGULATION 2nd CIRCUIT (VERSION B)"},{"$f":"VLOOKUP($B23,Tarif!$A:$D,3,FALSE)","v":"EH862"},{"$f":"VLOOKUP($B23,Tarif!$A:$D,4,FALSE)","v":113}]
["AD191",88017904,{"$f":"VLOOKUP($B24,Tarif!$A:$D,2,FALSE)","v":"THERMOSTAT AMBIANCE PROGRAMMABLE (FILAIRE)"},{"$f":"VLOOKUP($B24,Tarif!$A:$D,3,FALSE)","v":"AD191"},{"$f":"VLOOKUP($B24,Tarif!$A:$D,4,FALSE)","v":176},null,null,"nb circuit"]
["AD192",88017018,{"$f":"VLOOKUP($B25,Tarif!$A:$D,2,FALSE)","v":"THERMOSTAT D AMBIANCE PROGRAMMABLE SANS FILS"},{"$f":"VLOOKUP($B25,Tarif!$A:$D,3,FALSE)","v":"AD192"},{"$f":"VLOOKUP($B25,Tarif!$A:$D,4,FALSE)","v":308},null,null,{"$f":"OFFRE!N23","v":1},null,{"$f":"IF(AND($H$6=OFFRE!$B$18,'Offre Alezio O Hybrid'!$H$9=OFFRE!$K$55,$H$22=$R$5),1,0)","v":0},null,null,null,null,null,0]
["AD140",88017859,{"$f":"VLOOKUP($B26,Tarif!$A:$D,2,FALSE)","v":"THERMOSTAT D'AMBIANCE NON PROGRAMMABLE"},{"$f":"VLOOKUP($B26,Tarif!$A:$D,3,FALSE)","v":"AD140"},{"$f":"VLOOKUP($B26,Tarif!$A:$D,4,FALSE)","v":54},null,null,"type circuit",null,"Appoint",{"$f":"OFFRE!$F$6","v":"Hydraulique par chaudière"},null,null,null,null,null,{"$f":"OFFRE!$F$6","v":"Hydraulique par chaudière"}]
["AD323",7691374,{"$f":"VLOOKUP($B27,Tarif!$A:$D,2,FALSE)","v":"THERMOSTAT AMBIANCE OETROSMART (R-BUS)"},{"$f":"VLOOKUP($B27,Tarif!$A:$D,3,FALSE)","v":"AD323"},{"$f":"VLOOKUP($B27,Tarif!$A:$D,4,FALSE)","v":207},null,null,{"$f":"OFFRE!$N$26","v":"Vanne"},null,"Rafraichissement","\\",null,null,null,null,null,"\\"]
["HA255",7624902,{"$f":"VLOOKUP($B28,Tarif!$A:$D,2,FALSE)","v":"KIT CABLAGE PLANCHER CHAUFFANT DIRECT"},{"$f":"VLOOKUP($B28,Tarif!$A:$D,3,FALSE)","v":"HA255"},{"$f":"VLOOKUP($B28,Tarif!$A:$D,4,FALSE)","v":40},null,null,null,null,"Montage",{"$f":"OFFRE!$H$16","v":"Au sol"},null,null,null,null,null,{"$f":"OFFRE!$H$16","v":"Au sol"}]
["HK27",100019114,{"$f":"VLOOKUP($B29,Tarif!$A:$D,2,FALSE)","v":"KIT SONDE HYGRO RAFRAICHISSEMENT"},{"$f":"VLOOKUP($B29,Tarif!$A:$D,3,FALSE)","v":"HK27"},{"$f":"VLOOKUP($B29,Tarif!$A:$D,4,FALSE)","v":233},null,null,null,null,"ECS",{"$f":"OFFRE!$D$6","v":"OUI"},null,null,null,null,null,{"$f":"OFFRE!$D$6","v":"OUI"},null,null,null,null,null,null,null,null,null,null,null,null,null,null,null,null,null,null,null,null,null,"Si 4,5 MR choisi + petite chaudière"]
["HZ64",7622433,{"$f":"VLOOKUP($B30,Tarif!$A:$D,2,FALSE)","v":"KIT SONDE CONDENSATION (0-10V)"},{"$f":"VLOOKUP($B30,Tarif!$A:$D,3,FALSE)","v":"HZ64"},{"$f":"VLOOKUP($B30,Tarif!$A:$D,4,FALSE)","v":420},null,null,null,null,"4,5 MR",null,{"$f":"IF($J$13=OFFRE!$H$23,\"Kit complet : PAC + accessoires\",\"\")","v":"Kit complet : PAC + accessoires"},null,null,null,null,null,null,null,null,null,null,null,null,null,null,null,null,null,null,null,null,null,null,null,null,null,{"$f":"IF($AN43=\"\",0,1)","v":0},{"$f":"IF($J$25=1,K30,IF($P$25=1,Q30,IF($AD$25=1,AE30,IF($W$25=1,X30,\"\"))))","v":""},{"$f":"IF($J$25=1,L30,IF($P$25=1,R30,IF($AD$25=1,AF30,IF($W$25=1,Y30,\"\"))))","v":""},{"$f":"IF($J$25=1,M30,IF($P$25=1,S30,IF($AD$25=1,AG30,IF($W$25=1,Z30,\"\"))))","v":""},{"$f":"IF($J$25=1,N30,IF($P$25=1,T30,IF($AD$25=1,AH30,IF($W$25=1,AA30,\"\"))))","v":""},{"$f":"IF($J$25=1,O30,IF($P$25=1,U30,IF($AD$25=1,AI30,IF($W$25=1,AB30,\"\"))))","v":""}]
["AD199",88017017,{"$f":"VLOOKUP($B31,Tarif!$A:$D,2,FALSE)","v":"SONDE DEPART v3v"},{"$f":"VLOOKUP($B31,Tarif!$A:$D,3,FALSE)","v":"AD199"},{"$f":"VLOOKUP($B31,Tarif!$A:$D,4,FALSE)","v":85},null,null,null,null,null,{"$f":"IF($J$13=OFFRE!$H$23,$B$51,\"\")","v":7749810},{"$f":"IFERROR(VLOOKUP(K31,$B$7:$E$155,2,FALSE),\"\")","v":"AWHP 4.5MR-OFSB 22 HYB V200"},{"$f":"IFERROR(VLOOKUP(K31,$B$7:$E$155,3,FALSE),\"\")","v":0},{"$f":"IFERROR(VLOOKUP(K31,$B$7:$E$155,4,FALSE),\"\")","v":9338},{"$f":"+IF(K31=\"\",\"\",1)","v":1},null,null,null,null,null,null,null,null,null,null,null,null,null,null,null,null,null,null,null,null,null,null,null,{"$f":"IF($J$25=1,K31,IF($P$25=1,Q31,IF($AD$25=1,AE31,IF($W$25=1,X31,\"\"))))","v":""},{"$f":"IF($J$25=1,L31,IF($P$25=1,R31,IF($AD$25=1,AF31,IF($W$25=1,Y31,\"\"))))","v":""},{"$f":"IF($J$25=1,M31,IF($P$25=1,S31,IF($AD$25=1,AG31,IF($W$25=1,Z31,\"\"))))","v":""},{"$f":"IF($J$25=1,N31,IF($P$25=1,T31,IF($AD$25=1,AH31,IF($W$25=1,AA31,\"\"))))","v":""},{"$f":"IF($J$25=1,O31,IF($P$25=1,U31,IF($AD$25=1,AI31,IF($W$25=1,AB31,\"\"))))","v":""}]
["HK150",7746242,{"$f":"VLOOKUP($B32,Tarif!$A:$D,2,FALSE)","v":"SOUPAPE DIFFERENTIELLE "},{"$f":"VLOOKUP($B32,Tarif!$A:$D,3,FALSE)","v":"HK150"},{"$f":"VLOOKUP($B32,Tarif!$A:$D,4,FALSE)","v":59},null,null,null,null,null,null,null,null,null,null,null,null,null,null,null,null,null,null,null,null,null,null,null,null,null,null,null,null,null,null,null,null,null,"","","","",""]
[null,null,null,null,null,null,null,null,null,null,null,{"$f":"IF($J$13=OFFRE!$H$24,\"Sélection personnalisée\",\"\")","v":""},null,null,null,null,null,"Non dispo depuis Avril 2020",null,null,null,null,null,null,null,null,null,null,null,null,null,null,null,null,null,null,null,null,"","","","",""]
[null,"Fumisterie Condens Cheminée",null,null,null,null,null,null,null,null,{"$f":"IF($J$13=OFFRE!$H$24,$B$120,\"\")","v":""},{"$f":"IFERROR(VLOOKUP(K34,$B$7:$E$155,2,FALSE),\"\")","v":""},{"$f":"IFERROR(VLOOKUP(K34,$B$7:$E$155,3,FALSE),\"\")","v":""},{"$f":"IFERROR(VLOOKUP(K34,$B$7:$E$155,4,FALSE),\"\")","v":""},{"$f":"+IF(K34=\"\",\"\",1)","v":""},null,null,null,null,null,null,null,null,null,null,null,null,null,null,null,null,null,null,null,null,null,null,null,"","","","",""]
["FM183",100007638,{"$f":"VLOOKUP($B35,Tarif!$A:$D,2,FALSE)","v":"TERMINAL HORIZONTAL  Ø 80/125"},{"$f":"VLOOKUP($B35,Tarif!$A:$D,3,FALSE)","v":"FM183"},{"$f":"VLOOKUP($B35,Tarif!$A:$D,4,FALSE)","v":108},null,"= Nouveau avril 2020",null,null,null,{"$f":"IF($J$13=OFFRE!$H$24,$B$124,\"\")","v":""},{"$f":"IFERROR(VLOOKUP(K35,$B$7:$E$155,2,FALSE),\"\")","v":""},"","",{"$f":"+IF(K35=\"\",\"\",1)","v":""},null,null,null,null,null,null,null,null,null,null,null,null,null,null,null,null,null,null,null,null,null,null,null,"","","","",""]
["DY843",100002732,{"$f":"VLOOKUP($B36,Tarif!$A:$D,2,FALSE)","v":"TERMINAL VERTICAL PPS Ø 80/125 MM NOIR"},{"$f":"VLOOKUP($B36,Tarif!$A:$D,3,FALSE)","v":"DY843"},{"$f":"VLOOKUP($B36,Tarif!$A:$D,4,FALSE)","v":167},null,null,null,null,null,{"$f":"IF($J$13=OFFRE!$H$24,$B$133,\"\")","v":""},{"$f":"IFERROR(VLOOKUP(K36,$B$7:$E$155,2,FALSE),\"\")","v":""},"","",{"$f":"+IF(K36=\"\",\"\",1)","v":""},null,null,null,null,null,null,null,null,null,null,null,null,null,null,null,null,null,null,null,null,null,null,null,"","","","",""]
["DY131",84887531,{"$f":"VLOOKUP($B37,Tarif!$A:$D,2,FALSE)","v":"COUDE A 87° ALU/PPS  Ø 80/125 MM"},{"$f":"VLOOKUP($B37,Tarif!$A:$D,3,FALSE)","v":"DY131"},{"$f":"VLOOKUP($B37,Tarif!$A:$D,4,FALSE)","v":54},null,null,null,null,null,{"$f":"IF($J$13=OFFRE!$H$24,$B$136,\"\")","v":""},{"$f":"IFERROR(VLOOKUP(K37,$B$7:$E$155,2,FALSE),\"\")","v":""},{"$f":"IFERROR(VLOOKUP(K37,$B$7:$E$155,3,FALSE),\"\")","v":""},{"$f":"IFERROR(VLOOKUP(K37,$B$7:$E$155,4,FALSE),\"\")","v":""},{"$f":"+IF(K37=\"\",\"\",1)","v":""},null,null,null,null,null,null,null,null,null,null,null,null,null,null,null,null,null,null,null,null,null,null,null,{"$f":"IF($J$25=1,K37,IF($P$25=1,Q37,IF($AD$25=1,AE37,IF($W$25=1,X37,\"\"))))","v":""},"","","",""]
[null,"Fumisterie BT Cheminée",null,null,null,null,null,null,null,null,{"$f":"IF($J$13=OFFRE!$H$24,$B$134,\"\")","v":""},{"$f":"IFERROR(VLOOKUP(K38,$B$7:$E$155,2,FALSE),\"\")","v":""},{"$f":"IFERROR(VLOOKUP(K38,$B$7:$E$155,3,FALSE),\"\")","v":""},{"$f":"IFERROR(VLOOKUP(K38,$B$7:$E$155,4,FALSE),\"\")","v":""},{"$f":"+IF(K38=\"\",\"\",1)","v":""},null,null,null,null,null,null,null,null,null,null,null,null,null,null,null,null,null,null,null,null,null,null,null,{"$f":"IF($J$25=1,K38,IF($P$25=1,Q38,IF($AD$25=1,AE38,IF($W$25=1,X38,\"\"))))","v":""},"","","",""]
["DB90",81998533,{"$f":"VLOOKUP($B39,Tarif!$A:$D,2,FALSE)","v":"TERMINAL HORIZONTAL STANDARD"},{"$f":"VLOOKUP($B39,Tarif!$A:$D,3,FALSE)","v":"DB90"},{"$f":"VLOOKUP($B39,Tarif!$A:$D,4,FALSE)","v":249},null,null,null,null,null,null,null,"","",null,null,null,null,null,null,null,null,null,null,null,null,null,null,null,null,null,null,null,null,null,null,null,null,"","","","",""]
["DB91",81998534,{"$f":"VLOOKUP($B40,Tarif!$A:$D,2,FALSE)","v":"TERMINAL VERTICAL NOIR"},{"$f":"VLOOKUP($B40,Tarif!$A:$D,3,FALSE)","v":"DB91"},{"$f":"VLOOKUP($B40,Tarif!$A:$D,4,FALSE)","v":221},null,null,null,null,null,{"$f":"IF($J$13=OFFRE!$H$24,$B$140,\"\")","v":""},{"$f":"IFERROR(VLOOKUP(K40,$B$7:$E$155,2,FALSE),\"\")","v":""},"","",{"$f":"+IF(K40=\"\",\"\",1)","v":""},null,null,null,null,null,null,null,null,null,null,null,null,null,null,null,null,null,null,null,null,null,null,null,"","","","",""]
["DB96",81998539,{"$f":"VLOOKUP($B41,Tarif!$A:$D,2,FALSE)","v":"COUDE A 90 °"},{"$f":"VLOOKUP($B41,Tarif!$A:$D,3,FALSE)","v":"DB96"},{"$f":"VLOOKUP($B41,Tarif!$A:$D,4,FALSE)","v":122},null,null,null,null,null,null,{"$f":"IFERROR(VLOOKUP(K41,$B$7:$E$155,2,FALSE),\"\")","v":""},"","",null,null,null,null,null,null,null,null,null,null,null,null,null,null,null,null,null,null,null,null,null,null,null,null,"","","","",""]
[null,null,null,null,null,null,null,null,null,null,null,null,null,null,null,null,null,null,null,null,null,null,null,null,null,null,null,null,null,null,null,null,null,null,null,null,null,null,"","","","",""]
[null,null,null,null,null,null,null,null,null,null,null,"Liaison frigorifique",null,null,null,null,null,null,null,null,null,null,null,null,null,null,null,null,null,null,null,null,null,null,null,null,null,null,"","","","",""]
[null,null,null,null,null,null,null,null,null,null,{"$f":"$B$14","v":100015476},{"$f":"IFERROR(VLOOKUP(K44,$B$7:$E$155,2,FALSE),\"\")","v":"LIAISON FRIGORIFIQUE PE 1/2\" 1/4\" - LG 10 m"},{"$f":"IFERROR(VLOOKUP(K44,$B$7:$E$155,3,FALSE),\"\")","v":"EH142"},{"$f":"IFERROR(VLOOKUP(K44,$B$7:$E$155,4,FALSE),\"\")","v":255},1,null,null,null,null,null,null,null,null,null,null,null,null,null,null,null,null,null,null,null,null,null,null,null,"","","","",""]
[null,null,null,null,null,null,null,null,null,null,null,null,null,null,null,null,null,null,null,null,null,null,null,null,null,null,null,null,null,null,null,null,null,null,null,null,null,null,"","","","",""]
[null,null,null,null,null,null,null,null,null,null,null,null,null,null,null,null,null,null,null,null,null,null,null,null,null,null,null,null,null,null,null,null,null,null,null,null,null,null,"","","","",""]
[null,null,null,null,null,null,null,null,null,null,null,null,null,null,null,null,null,null,null,null,null,null,null,null,null,null,null,null,null,null,null,null,null,null,null,null,null,null,"","","","",""]
[null,null,null,null,null,null,null,null,null,null,null,{"$f":"IF($J$19=OFFRE!$J$15,\"Accessoires de la chaudière\",\"\")","v":""},null,null,null,null,null,null,null,null,null,null,null,null,null,null,null,null,null,null,null,null,null,null,null,null,null,null,"","","","",""]
[null,"KIT COMPLET","UI PAC + BALLON 180 L + UE + ADAPTATEUR (4,5 & 6) + Chauidère + Kit hydraulique",null,null,null,null,null,null,null,{"$f":"IF($J$19=OFFRE!$J$15,$B$39,$B$20)","v":7742057},{"$f":"IFERROR(VLOOKUP(K49,$B$7:$E$155,2,FALSE),\"\")","v":"KIT FF OFSB 22/29"},{"$f":"IFERROR(VLOOKUP(K49,$B$7:$E$155,3,FALSE),\"\")","v":"MY921"},{"$f":"IFERROR(VLOOKUP(K49,$B$7:$E$155,4,FALSE),\"\")","v":449},{"$f":"+IF(K49=\"\",\"\",1)","v":1},null,null,null,null,null,null,null,null,null,null,null,null,null,null,null,null,null,null,null,null,null,null,null,"","","","",""]
[null,"Basse température",null,null,null,null,null,null,null,null,{"$f":"IF($J$19=OFFRE!$J$15,$B$40,\"\")","v":""},"","","",{"$f":"+IF(K50=\"\",\"\",1)","v":""},null,null,null,null,null,null,null,null,null,null,null,null,null,null,null,null,null,null,null,null,null,null,null,"","","","",""]
[null,7749810,{"$f":"VLOOKUP($B51,Tarif!$A:$D,2,FALSE)","v":"AWHP 4.5MR-OFSB 22 HYB V200"},{"$f":"VLOOKUP($B51,Tarif!$A:$D,3,FALSE)","v":0},{"$f":"VLOOKUP($B51,Tarif!$A:$D,4,FALSE)","v":9338},null,null,null,null,null,{"$f":"IF($J$19=OFFRE!$J$15,$B$41,\"\")","v":""},"","","","",null,null,null,null,null,null,null,null,null,null,null,null,null,null,null,null,null,null,null,null,null,null,null,"","","","",""]
[null,7749811,{"$f":"VLOOKUP($B52,Tarif!$A:$D,2,FALSE)","v":"AWHP 6MR-OFSB 22 HYBRID V200"},{"$f":"VLOOKUP($B52,Tarif!$A:$D,3,FALSE)","v":0},{"$f":"VLOOKUP($B52,Tarif!$A:$D,4,FALSE)","v":9741},null,null,null,null,null,null,"","","",null,null,null,null,null,null,null,null,null,null,null,null,null,null,null,null,null,null,null,null,null,null,null,null,"","","","",""]
[null,7749812,{"$f":"VLOOKUP($B53,Tarif!$A:$D,2,FALSE)","v":"AWHP 8MR-OFSB 22 HYBRID V200"},{"$f":"VLOOKUP($B53,Tarif!$A:$D,3,FALSE)","v":0},{"$f":"VLOOKUP($B53,Tarif!$A:$D,4,FALSE)","v":10481},null,null,null,null,null,null,"","","",null,null,null,null,null,null,null,null,null,null,null,null,null,null,null,null,null,null,null,null,null,null,null,null,"","","","",""]
[null,7749813,{"$f":"VLOOKUP($B54,Tarif!$A:$D,2,FALSE)","v":"AWHP 11MR-OFSB 22 HYBRID V200"},{"$f":"VLOOKUP($B54,Tarif!$A:$D,3,FALSE)","v":0},{"$f":"VLOOKUP($B54,Tarif!$A:$D,4,FALSE)","v":11951},null,null,null,null,null,null,"","","",null,null,null,null,null,null,null,null,null,null,null,null,null,null,null,null,null,null,null,null,null,null,null,null,"","","","",""]
[null,7749814,{"$f":"VLOOKUP($B55,Tarif!$A:$D,2,FALSE)","v":"AWHP 11TR-OFSB 22 HYBRID V200"},{"$f":"VLOOKUP($B55,Tarif!$A:$D,3,FALSE)","v":0},{"$f":"VLOOKUP($B55,Tarif!$A:$D,4,FALSE)","v":12282},null,null,null,null,null,null,"","","",null,null,null,null,null,null,null,null,null,null,null,null,null,null,null,null,null,null,null,null,null,null,null,null,"","","","",""]
[null,7749815,{"$f":"VLOOKUP($B56,Tarif!$A:$D,2,FALSE)","v":"AWHP 16MR-OFSB 22 HYBRID V200"},{"$f":"VLOOKUP($B56,Tarif!$A:$D,3,FALSE)","v":0},{"$f":"VLOOKUP($B56,Tarif!$A:$D,4,FALSE)","v":13092},null,null,null,null,null,null,"","","",null,null,null,null,null,null,null,null,null,null,null,null,null,null,null,null,null,null,null,null,null,null,null,null,"","","","",""]
[null,7749816,{"$f":"VLOOKUP($B57,Tarif!$A:$D,2,FALSE)","v":"AWHP 16TR-OFSB 22 HYBRID V200"},{"$f":"VLOOKUP($B57,Tarif!$A:$D,3,FALSE)","v":0},{"$f":"VLOOKUP($B57,Tarif!$A:$D,4,FALSE)","v":13538},null,null,null,null,null,null,"","","",null,null,null,null,null,null,null,null,null,null,null,null,null,null,null,null,null,null,null,null,null,null,null,null,"","","","",""]
[null,7749817,{"$f":"VLOOKUP($B58,Tarif!$A:$D,2,FALSE)","v":"AWHP 8MR-OFSB 29 HYBRID V200"},{"$f":"VLOOKUP($B58,Tarif!$A:$D,3,FALSE)","v":0},{"$f":"VLOOKUP($B58,Tarif!$A:$D,4,FALSE)","v":10653},null,null,null,null,null,null,"","","",null,null,null,null,null,null,null,null,null,null,null,null,null,null,null,null,null,null,null,null,null,null,null,null,"","","","",""]
[null,7749818,{"$f":"VLOOKUP($B59,Tarif!$A:$D,2,FALSE)","v":"AWHP 11MR-OFSB 29 HYBRID V200"},{"$f":"VLOOKUP($B59,Tarif!$A:$D,3,FALSE)","v":0},{"$f":"VLOOKUP($B59,Tarif!$A:$D,4,FALSE)","v":12123},null,null,null,null,null,null,"","","",null,null,null,null,null,null,null,null,null,null,null,null,null,null,null,null,null,null,null,null,null,null,null,null,"","","","",""]
[null,7749819,{"$f":"VLOOKUP($B60,Tarif!$A:$D,2,FALSE)","v":"AWHP 11TR-OFSB 29 HYBRID V200"},{"$f":"VLOOKUP($B60,Tarif!$A:$D,3,FALSE)","v":0},{"$f":"VLOOKUP($B60,Tarif!$A:$D,4,FALSE)","v":12454},null,null,null,null,null,null,"Accessoires de mise en œuvre",null,null,null,null,null,null,null,null,null,null,null,null,null,null,null,null,null,null,null,null,null,null,null,null,null,null,"","","","",""]
[null,7749820,{"$f":"VLOOKUP($B61,Tarif!$A:$D,2,FALSE)","v":"AWHP 16MR-OFSB 29 HYBRID V200"},{"$f":"VLOOKUP($B61,Tarif!$A:$D,3,FALSE)","v":0},{"$f":"VLOOKUP($B61,Tarif!$A:$D,4,FALSE)","v":13264},null,null,null,null,null,{"$f":"IF($H$15=OFFRE!$H$16,$B$10,$B$7)","v":7694974},{"$f":"IFERROR(VLOOKUP(K61,$B$7:$E$155,2,FALSE),\"\")","v":"SUPPORT AU SOL CAOUTCHOUC 600MM"},{"$f":"IFERROR(VLOOKUP(K61,$B$7:$E$155,3,FALSE),\"\")","v":"EH879"},{"$f":"IFERROR(VLOOKUP(K61,$B$7:$E$155,4,FALSE),\"\")","v":119},1,null,null,null,null,null,null,null,null,null,null,null,null,null,null,null,null,null,null,null,null,null,null,null,"","","","",""]
[null,7749821,{"$f":"VLOOKUP($B62,Tarif!$A:$D,2,FALSE)","v":"AWHP 16TR-OFSB 29 HYBRID V200"},{"$f":"VLOOKUP($B62,Tarif!$A:$D,3,FALSE)","v":0},{"$f":"VLOOKUP($B62,Tarif!$A:$D,4,FALSE)","v":13710},null,null,null,null,null,{"$f":"$B$19","v":7636899},"KIT SILENCIEUX MODULE EXTERIEUR","EH572",66,null,null,null,null,null,null,null,null,null,null,null,null,null,null,null,null,null,null,null,null,null,null,null,null,"","","","",""]
[null,null,null,null,null,null,null,null,null,null,{"$f":"$B$22","v":7746197},"BOUTEILLE DE DECOUPLAGE 25L"," HK147",362,null,null,null,null,null,null,null,null,null,null,null,null,null,null,null,null,null,null,null,null,null,null,null,null,"","","","",""]
[null,"Condensation",null,null,null,null,null,null,null,null,{"$f":"$B$17","v":7619010},"KIT VANNE 3 VOIES","EH528",631,null,null,null,null,null,null,null,null,null,null,null,null,null,null,null,null,null,null,null,null,null,null,null,null,"","","","",""]
[null,7749822,{"$f":"VLOOKUP($B65,Tarif!$A:$D,2,FALSE)","v":"AWHP 6MR-OFSC 24 HYBRID V200"},{"$f":"VLOOKUP($B65,Tarif!$A:$D,3,FALSE)","v":0},{"$f":"VLOOKUP($B65,Tarif!$A:$D,4,FALSE)","v":10865},null,null,null,null,null,{"$f":"$B$18","v":7626737},"KIT ISOLATION MODE CLIMATISATION","EH567",229,null,null,null,null,null,null,null,null,null,null,null,null,null,null,null,null,null,null,null,null,null,null,null,null,"","","","",""]
[null,7749823,{"$f":"VLOOKUP($B66,Tarif!$A:$D,2,FALSE)","v":"AWHP 8MR-OFSC 24 HYBRID V200"},{"$f":"VLOOKUP($B66,Tarif!$A:$D,3,FALSE)","v":0},{"$f":"VLOOKUP($B66,Tarif!$A:$D,4,FALSE)","v":11605},null,null,null,null,null,{"$f":"$B$32","v":7746242},"SOUPAPE DIFFERENTIELLE ","HK150",59,1,null,null,null,null,null,null,null,null,null,null,null,null,null,null,null,null,null,null,null,null,null,null,null,"","","","",""]
[null,7749824,{"$f":"VLOOKUP($B67,Tarif!$A:$D,2,FALSE)","v":"AWHP 11MR-OFSC 24 HYBRID V200"},{"$f":"VLOOKUP($B67,Tarif!$A:$D,3,FALSE)","v":0},{"$f":"VLOOKUP($B67,Tarif!$A:$D,4,FALSE)","v":13075},null,null,null,null,null,null,"","","",null,null,null,null,null,null,null,null,null,null,null,null,null,null,null,null,null,null,null,null,null,null,null,null,"","","","",""]
[null,7749825,{"$f":"VLOOKUP($B68,Tarif!$A:$D,2,FALSE)","v":"AWHP 11TR-OFSC 24 HYBRID V200"},{"$f":"VLOOKUP($B68,Tarif!$A:$D,3,FALSE)","v":0},{"$f":"VLOOKUP($B68,Tarif!$A:$D,4,FALSE)","v":13406},null,null,null,null,null,null,"","","",null,null,null,null,null,null,null,null,null,null,null,null,null,null,null,null,null,null,null,null,null,null,null,null,"","","","",""]
[null,7749826,{"$f":"VLOOKUP($B69,Tarif!$A:$D,2,FALSE)","v":"AWHP 16MR-OFSC 24 HYBRID V200"},{"$f":"VLOOKUP($B69,Tarif!$A:$D,3,FALSE)","v":0},{"$f":"VLOOKUP($B69,Tarif!$A:$D,4,FALSE)","v":14216},null,null,null,null,null,null,null,null,null,null,null,null,null,null,null,null,null,null,null,null,null,null,null,null,null,null,null,null,null,null,null,null,null,"","","","",""]
[null,7749827,{"$f":"VLOOKUP($B70,Tarif!$A:$D,2,FALSE)","v":"AWHP 16TR-OFSC 24 HYBRID V200"},{"$f":"VLOOKUP($B70,Tarif!$A:$D,3,FALSE)","v":0},{"$f":"VLOOKUP($B70,Tarif!$A:$D,4,FALSE)","v":14662},null,null,null,null,null,null,"Ballons tampons",null,null,null,null,null,null,null,null,null,null,null,null,null,null,null,null,null,null,null,null,null,null,null,null,null,null,"","","","",""]
[null,7749828,{"$f":"VLOOKUP($B71,Tarif!$A:$D,2,FALSE)","v":"AWHP 8MR-OFSC 32 HYBRID V200"},{"$f":"VLOOKUP($B71,Tarif!$A:$D,3,FALSE)","v":0},{"$f":"VLOOKUP($B71,Tarif!$A:$D,4,FALSE)","v":12207},null,null,null,null,null,{"$f":"$B$15","v":100008841},{"$f":"IFERROR(VLOOKUP(K71,$B$7:$E$155,2,FALSE),\"\")","v":"BALLON TAMPON 80L B 80 T"},{"$f":"IFERROR(VLOOKUP(K71,$B$7:$E$155,3,FALSE),\"\")","v":"EH85"},{"$f":"IFERROR(VLOOKUP(K71,$B$7:$E$155,4,FALSE),\"\")","v":572},1,null,null,null,null,null,null,null,null,null,null,null,null,null,null,null,null,null,null,null,null,null,null,null,"","","","",""]
[null,7749829,{"$f":"VLOOKUP($B72,Tarif!$A:$D,2,FALSE)","v":"AWHP 11MR-OFSC 32 HYBRID V200"},{"$f":"VLOOKUP($B72,Tarif!$A:$D,3,FALSE)","v":0},{"$f":"VLOOKUP($B72,Tarif!$A:$D,4,FALSE)","v":13372},null,null,null,null,null,{"$f":"$B$16","v":100004415},{"$f":"IFERROR(VLOOKUP(K72,$B$7:$E$155,2,FALSE),\"\")","v":"BALLON TAMPON 160L B 150 T"},{"$f":"IFERROR(VLOOKUP(K72,$B$7:$E$155,3,FALSE),\"\")","v":"EH60"},{"$f":"IFERROR(VLOOKUP(K72,$B$7:$E$155,4,FALSE),\"\")","v":857},null,null,null,null,null,null,null,null,null,null,null,null,null,null,null,null,null,null,null,null,null,null,null,null,"","","","",""]
[null,7749830,{"$f":"VLOOKUP($B73,Tarif!$A:$D,2,FALSE)","v":"AWHP 11TR-OFSC 32 HYBRID V200"},{"$f":"VLOOKUP($B73,Tarif!$A:$D,3,FALSE)","v":0},{"$f":"VLOOKUP($B73,Tarif!$A:$D,4,FALSE)","v":14008},null,null,null,null,null,null,null,null,null,null,null,null,null,null,null,null,null,null,null,null,null,null,null,null,null,null,null,null,null,null,null,null,null,"","","","",""]
[null,7749831,{"$f":"VLOOKUP($B74,Tarif!$A:$D,2,FALSE)","v":"AWHP 16MR-OFSC 32 HYBRID V200"},{"$f":"VLOOKUP($B74,Tarif!$A:$D,3,FALSE)","v":0},{"$f":"VLOOKUP($B74,Tarif!$A:$D,4,FALSE)","v":14818},null,null,null,null,null,null,"Accessoires de régulation",null,null,null,null,null,null,null,null,null,null,null,null,null,null,null,null,null,null,null,null,null,null,null,null,null,null,{"$f":"IF($J$25=1,K74,IF($P$25=1,Q74,IF($AD$25=1,AE74,IF($W$25=1,X74,\"\"))))","v":""},{"$f":"IF($J$25=1,L74,IF($P$25=1,R74,IF($AD$25=1,AF74,IF($W$25=1,Y74,\"\"))))","v":""},{"$f":"IF($J$25=1,M74,IF($P$25=1,S74,IF($AD$25=1,AG74,IF($W$25=1,Z74,\"\"))))","v":""},{"$f":"IF($J$25=1,N74,IF($P$25=1,T74,IF($AD$25=1,AH74,IF($W$25=1,AA74,\"\"))))","v":""},{"$f":"IF($J$25=1,O74,IF($P$25=1,U74,IF($AD$25=1,AI74,IF($W$25=1,AB74,\"\"))))","v":""}]
[null,7749832,{"$f":"VLOOKUP($B75,Tarif!$A:$D,2,FALSE)","v":"AWHP 16TR-OFSC 32 HYBRID V200"},{"$f":"VLOOKUP($B75,Tarif!$A:$D,3,FALSE)","v":0},{"$f":"VLOOKUP($B75,Tarif!$A:$D,4,FALSE)","v":15264},null,null,null,null,null,{"$f":"$B$23","v":7689751},{"$f":"IFERROR(VLOOKUP(K75,$B$7:$E$155,2,FALSE),\"\")","v":"KIT CARTE DE REGULATION 2nd CIRCUIT (VERSION B)"},{"$f":"IFERROR(VLOOKUP(K75,$B$7:$E$155,3,FALSE),\"\")","v":"EH862"},{"$f":"IFERROR(VLOOKUP(K75,$B$7:$E$155,4,FALSE),\"\")","v":113},null,null,null,null,null,null,null,null,null,null,null,null,null,null,null,null,null,null,null,null,null,null,null,null,"","","","",""]
[null,null,null,null,null,null,null,null,null,null,{"$f":"$B$24","v":88017904},"THERMOSTAT AMBIANCE PROGRAMMABLE (FILAIRE)","AD191",176,null,null,null,null,null,null,null,null,null,null,null,null,null,null,null,null,null,null,null,null,null,null,null,null,"","","","",""]
[null,null,null,null,null,null,null,null,null,null,{"$f":"$B$25","v":88017018},"THERMOSTAT D AMBIANCE PROGRAMMABLE SANS FILS","AD192",308,null,null,null,null,null,null,null,null,null,null,null,null,null,null,null,null,null,null,null,null,null,null,null,null,"","","","",""]
[null,null,null,null,null,null,null,null,null,null,{"$f":"$B$26","v":88017859},"THERMOSTAT D'AMBIANCE NON PROGRAMMABLE","AD140",54,null,null,null,null,null,null,null,null,null,null,null,null,null,null,null,null,null,null,null,null,null,null,null,null,"","","","",""]
[null,null,null,null,null,null,null,null,null,null,{"$f":"$B$27","v":7691374},"THERMOSTAT AMBIANCE OETROSMART (R-BUS)","AD323",207,1,null,null,null,null,null,null,null,null,null,null,null,null,null,null,null,null,null,null,null,null,null,null,null,"","","","",""]
[null,null,null,null,null,null,null,null,null,null,{"$f":"$B$28","v":7624902},"KIT CABLAGE PLANCHER CHAUFFANT DIRECT","HA255",40,null,null,null,null,null,null,null,null,null,null,null,null,null,null,null,null,null,null,null,null,null,null,null,null,"","","","",""]
[null,null,null,null,null,null,null,null,null,null,{"$f":"$B$29","v":100019114},"KIT SONDE HYGRO RAFRAICHISSEMENT","HK27",233,null,null,null,null,null,null,null,null,null,null,null,null,null,null,null,null,null,null,null,null,null,null,null,null,"","","","",""]
[null,null,null,null,null,null,null,null,null,null,{"$f":"$B$30","v":7622433},"KIT SONDE CONDENSATION (0-10V)","HZ64",420,null,null,null,null,null,null,null,null,null,null,null,null,null,null,null,null,null,null,null,null,null,null,null,null,"","","","",""]
[null,null,null,null,null,null,null,null,null,null,{"$f":"$B$31","v":88017017},"SONDE DEPART v3v","AD199",85,null,null,null,null,null,null,null,null,null,null,null,null,null,null,null,null,null,null,null,null,null,null,null,null,"","","","",""]
[null,null,null,null,null,null,null,null,null,null,null,"","","",null,null,null,null,null,null,null,null,null,null,null,null,null,null,null,null,null,null,null,null,null,null,null,null,"","","","",""]
[null,null,null,null,null,null,null,null,null,null,null,"","","",null,null,null,null,null,null,null,null,null,null,null,null,null,null,null,null,null,null,null,null,null,null,null,null,"","","","",""]
[null,null,null,null,null,null,null,null,null,null,null,"","","",null,null,null,null,null,null,null,null,null,null,null,null,null,null,null,null,null,null,null,null,null,null,null,null,"","","","",""]
[null,null,null,null,null,null,null,null,null,null,null,"","","",null,null,null,null,null,null,null,null,null,null,null,null,null,null,null,null,null,null,null,null,null,null,null,null,"","","","",""]
[null,null,null,null,null,null,null,null,null,null,null,"","","",null,null,null,null,null,null,null,null,null,null,null,null,null,null,null,null,null,null,null,null,null,null,null,null,"","","","",""]
[]
[]
[]
[]
[null,null,null,null,null,null,null,null,null,{"$f":"IF(AND($H$6=OFFRE!$B$18,'Offre Alezio O Hybrid'!$H$9=OFFRE!$K$56,$H$22=$R$5),1,0)","v":0},null,null,null,null,null,{"$f":"IF(AND($H$6=OFFRE!$B$19,'Offre Alezio O Hybrid'!$H$9=OFFRE!$K$56,$H$22=$R$5),1,0)","v":0}]
[null,null,null,null,null,null,null,null,null,"Appoint",{"$f":"OFFRE!$F$6","v":"Hydraulique par chaudière"},null,null,null,null,null,{"$f":"OFFRE!$F$6","v":"Hydraulique par chaudière"}]
[null,null,null,null,null,null,null,null,null,"Rafraichissement","\\",null,null,null,null,null,"\\"]
[null,null,null,null,null,null,null,null,null,"Montage",{"$f":"OFFRE!$H$16","v":"Au sol"},null,null,null,null,null,{"$f":"OFFRE!$H$16","v":"Au sol"}]
[null,null,null,null,null,null,null,null,null,"ECS",{"$f":"OFFRE!$D$6","v":"OUI"},null,null,null,null,null,{"$f":"OFFRE!$D$6","v":"OUI"},null,null,null,null,null,null,null,null,null,null,null,null,null,null,null,null,null,null,null,null,null,"Si 6 MR choisi + petite chaudière"]
[null,null,null,null,null,null,null,null,null,"6 MR",null,{"$f":"IF($J$13=OFFRE!$H$23,\"Kit complet : PAC + accessoires\",\"\")","v":"Kit complet : PAC + accessoires"},null,null,null,null,null,{"$f":"IF($J$13=OFFRE!$H$23,\"Kit complet : PAC + accessoires\",\"\")","v":"Kit complet : PAC + accessoires"},null,null,null,null,null,null,null,null,null,null,null,null,null,null,null,null,null,null,null,{"$f":"IF($AN111=\"\",0,1)","v":0},{"$f":"IF($J$93=1,K98,IF($P$93=1,Q98,IF($AD$93=1,AE98,IF($W$93=1,X98,\"\"))))","v":""},{"$f":"IF($J$93=1,L98,IF($P$93=1,R98,IF($AD$93=1,AF98,IF($W$93=1,Y98,\"\"))))","v":""},{"$f":"IF($J$93=1,M98,IF($P$93=1,S98,IF($AD$93=1,AG98,IF($W$93=1,Z98,\"\"))))","v":""},{"$f":"IF($J$93=1,N98,IF($P$93=1,T98,IF($AD$93=1,AH98,IF($W$93=1,AA98,\"\"))))","v":""},{"$f":"IF($J$93=1,O98,IF($P$93=1,U98,IF($AD$93=1,AI98,IF($W$93=1,AB98,\"\"))))","v":""}]
[null,null,null,null,null,null,null,null,null,null,{"$f":"IF($J$13=OFFRE!$H$23,$B$53,\"\")","v":7749812},{"$f":"IFERROR(VLOOKUP(K99,$B$7:$E$155,2,FALSE),\"\")","v":"AWHP 8MR-OFSB 22 HYBRID V200"},{"$f":"IFERROR(VLOOKUP(K99,$B$7:$E$155,3,FALSE),\"\")","v":0},{"$f":"IFERROR(VLOOKUP(K99,$B$7:$E$155,4,FALSE),\"\")","v":10481},{"$f":"+IF(K99=\"\",\"\",1)","v":1},null,{"$f":"IF($J$13=OFFRE!$H$23,$B$65,\"\")","v":7749822},{"$f":"IFERROR(VLOOKUP(Q99,$B$7:$E$155,2,FALSE),\"\")","v":"AWHP 6MR-OFSC 24 HYBRID V200"},{"$f":"IFERROR(VLOOKUP(Q99,$B$7:$E$155,3,FALSE),\"\")","v":0},{"$f":"IFERROR(VLOOKUP(Q99,$B$7:$E$155,4,FALSE),\"\")","v":10865},{"$f":"+IF(Q99=\"\",\"\",1)","v":1},null,null,null,null,null,null,null,null,null,null,null,null,null,null,null,null,null,{"$f":"IF($J$93=1,K99,IF($P$93=1,Q99,IF($AD$93=1,AE99,IF($W$93=1,X99,\"\"))))","v":""},{"$f":"IF($J$93=1,L99,IF($P$93=1,R99,IF($AD$93=1,AF99,IF($W$93=1,Y99,\"\"))))","v":""},{"$f":"IF($J$93=1,M99,IF($P$93=1,S99,IF($AD$93=1,AG99,IF($W$93=1,Z99,\"\"))))","v":""},{"$f":"IF($J$93=1,N99,IF($P$93=1,T99,IF($AD$93=1,AH99,IF($W$93=1,AA99,\"\"))))","v":""},{"$f":"IF($J$93=1,O99,IF($P$93=1,U99,IF($AD$93=1,AI99,IF($W$93=1,AB99,\"\"))))","v":""}]
[null,null,null,null,null,null,null,null,null,null,null,null,null,null,null,null,null,null,null,null,null,null,null,null,null,null,null,null,null,null,null,null,null,null,null,null,null,null,"","","","",""]
[null,null,null,null,null,null,null,null,null,null,null,{"$f":"IF($J$13=OFFRE!$H$24,\"Sélection personnalisée\",\"\")","v":""},null,null,null,null,null,{"$f":"IF($J$13=OFFRE!$H$24,\"Sélection personnalisée\",\"\")","v":""},null,null,null,null,null,null,null,null,null,null,null,null,null,null,null,null,null,null,null,null,"","","","",""]
[null,null,null,null,null,null,null,null,null,null,{"$f":"IF($J$13=OFFRE!$H$24,$B$120,\"\")","v":""},{"$f":"IFERROR(VLOOKUP(K102,$B$7:$E$155,2,FALSE),\"\")","v":""},{"$f":"IFERROR(VLOOKUP(K102,$B$7:$E$155,3,FALSE),\"\")","v":""},{"$f":"IFERROR(VLOOKUP(K102,$B$7:$E$155,4,FALSE),\"\")","v":""},{"$f":"+IF(K102=\"\",\"\",1)","v":""},null,{"$f":"IF($J$13=OFFRE!$H$24,$B$120,\"\")","v":""},{"$f":"IFERROR(VLOOKUP(Q102,$B$7:$E$155,2,FALSE),\"\")","v":""},{"$f":"IFERROR(VLOOKUP(Q102,$B$7:$E$155,3,FALSE),\"\")","v":""},{"$f":"IFERROR(VLOOKUP(Q102,$B$7:$E$155,4,FALSE),\"\")","v":""},{"$f":"+IF(Q102=\"\",\"\",1)","v":""},null,null,null,null,null,null,null,null,null,null,null,null,null,null,null,null,null,"","","","",""]
[null,null,null,null,null,null,null,null,null,null,{"$f":"IF($J$13=OFFRE!$H$24,$B$125,\"\")","v":""},{"$f":"IFERROR(VLOOKUP(K103,$B$7:$E$155,2,FALSE),\"\")","v":""},"","",{"$f":"+IF(K103=\"\",\"\",1)","v":""},null,{"$f":"IF($J$13=OFFRE!$H$24,$B$125,\"\")","v":""},{"$f":"IFERROR(VLOOKUP(Q103,$B$7:$E$155,2,FALSE),\"\")","v":""},"","",{"$f":"+IF(Q103=\"\",\"\",1)","v":""},null,null,null,null,null,null,null,null,null,null,null,null,null,null,null,null,null,"","","","",""]
[null,null,null,null,null,null,null,null,null,null,{"$f":"IF($J$13=OFFRE!$H$24,$B$133,\"\")","v":""},{"$f":"IFERROR(VLOOKUP(K104,$B$7:$E$155,2,FALSE),\"\")","v":""},"","",{"$f":"+IF(K104=\"\",\"\",1)","v":""},null,{"$f":"IF($J$13=OFFRE!$H$24,$B$133,\"\")","v":""},{"$f":"IFERROR(VLOOKUP(Q104,$B$7:$E$155,2,FALSE),\"\")","v":""},"","",{"$f":"+IF(Q104=\"\",\"\",1)","v":""},null,null,null,null,null,null,null,null,null,null,null,null,null,null,null,null,null,"","","","",""]
[null,null,null,null,null,null,null,null,null,null,{"$f":"IF($J$13=OFFRE!$H$24,$B$136,\"\")","v":""},{"$f":"IFERROR(VLOOKUP(K105,$B$7:$E$155,2,FALSE),\"\")","v":""},"","",{"$f":"+IF(K105=\"\",\"\",1)","v":""},null,{"$f":"IF($J$13=OFFRE!$H$24,$B$136,\"\")","v":""},{"$f":"IFERROR(VLOOKUP(Q105,$B$7:$E$155,2,FALSE),\"\")","v":""},"","",{"$f":"+IF(Q105=\"\",\"\",1)","v":""},null,null,null,null,null,null,null,null,null,null,null,null,null,null,null,null,null,"","","","",""]
[null,null,null,null,null,null,null,null,null,null,{"$f":"IF($J$13=OFFRE!$H$24,$B$134,\"\")","v":""},{"$f":"IFERROR(VLOOKUP(K106,$B$7:$E$155,2,FALSE),\"\")","v":""},"","",{"$f":"+IF(K106=\"\",\"\",1)","v":""},null,{"$f":"IF($J$13=OFFRE!$H$24,$B$134,\"\")","v":""},{"$f":"IFERROR(VLOOKUP(Q106,$B$7:$E$155,2,FALSE),\"\")","v":""},"","",{"$f":"+IF(Q106=\"\",\"\",1)","v":""},null,null,null,null,null,null,null,null,null,null,null,null,null,null,null,null,null,"","","","",""]
[null,null,null,null,null,null,null,null,null,null,null,null,"","",null,null,null,null,"","",null,null,null,null,null,null,null,null,null,null,null,null,null,null,null,null,null,null,"","","","",""]
[null,null,null,null,null,null,null,null,null,null,{"$f":"IF($J$13=OFFRE!$H$24,$B$140,\"\")","v":""},{"$f":"IFERROR(VLOOKUP(K108,$B$7:$E$155,2,FALSE),\"\")","v":""},"","",{"$f":"+IF(K108=\"\",\"\",1)","v":""},null,{"$f":"IF($J$13=OFFRE!$H$24,$B$148,\"\")","v":""},{"$f":"IFERROR(VLOOKUP(Q108,$B$7:$E$155,2,FALSE),\"\")","v":""},"","",{"$f":"+IF(Q108=\"\",\"\",1)","v":""},null,null,null,null,null,null,null,null,null,null,null,null,null,null,null,null,null,"","","","",""]
[null,null,null,null,null,null,null,null,null,null,null,{"$f":"IFERROR(VLOOKUP(K109,$B$7:$E$155,2,FALSE),\"\")","v":""},"","",null,null,null,{"$f":"IFERROR(VLOOKUP(Q109,$B$7:$E$155,2,FALSE),\"\")","v":""},"","",null,null,null,null,null,null,null,null,null,null,null,null,null,null,null,null,null,null,"","","","",""]
[null,null,null,null,null,null,null,null,null,null,null,null,null,null,null,null,null,null,null,null,null,null,null,null,null,null,null,null,null,null,null,null,null,null,null,null,null,null,"","","","",""]
[null,null,null,null,null,null,null,null,null,null,null,"Liaison frigorifique",null,null,null,null,null,"Liaison frigorifique",null,null,null,null,null,null,null,null,null,null,null,null,null,null,null,null,null,null,null,null,"","","","",""]
[null,null,null,null,null,null,null,null,null,null,{"$f":"$B$14","v":100015476},{"$f":"IFERROR(VLOOKUP(K112,$B$7:$E$155,2,FALSE),\"\")","v":"LIAISON FRIGORIFIQUE PE 1/2\" 1/4\" - LG 10 m"},{"$f":"IFERROR(VLOOKUP(K112,$B$7:$E$155,3,FALSE),\"\")","v":"EH142"},{"$f":"IFERROR(VLOOKUP(K112,$B$7:$E$155,4,FALSE),\"\")","v":255},1,null,{"$f":"$B$14","v":100015476},{"$f":"IFERROR(VLOOKUP(Q112,$B$7:$E$155,2,FALSE),\"\")","v":"LIAISON FRIGORIFIQUE PE 1/2\" 1/4\" - LG 10 m"},{"$f":"IFERROR(VLOOKUP(Q112,$B$7:$E$155,3,FALSE),\"\")","v":"EH142"},{"$f":"IFERROR(VLOOKUP(Q112,$B$7:$E$155,4,FALSE),\"\")","v":255},1,null,null,null,null,null,null,null,null,null,null,null,null,null,null,null,null,null,"","","","",""]
[null,null,null,null,null,null,null,null,null,null,null,null,null,null,null,null,null,null,null,null,null,null,null,null,null,null,null,null,null,null,null,null,null,null,null,null,null,null,"","","","",""]
[null,null,null,null,null,null,null,null,null,null,null,null,null,null,null,null,null,null,null,null,null,null,null,null,null,null,null,null,null,null,null,null,null,null,null,null,null,null,"","","","",""]
[null,null,null,null,null,null,null,null,null,null,null,null,null,null,null,null,null,null,null,null,null,null,null,null,null,null,null,null,null,null,null,null,null,null,null,null,null,null,"","","","",""]
[null,null,null,null,null,null,null,null,null,null,null,{"$f":"IF($J$19=OFFRE!$J$15,\"Accessoires de la chaudière\",\"\")","v":""},null,null,null,null,null,{"$f":"IF($J$19=OFFRE!$J$15,\"Accessoires de la chaudière\",\"\")","v":""},null,null,null,null,null,null,null,null,null,null,null,null,null,null,null,null,null,null,null,null,"","","","",""]
[null,null,null,null,null,null,null,null,null,null,{"$f":"IF($J$19=OFFRE!$J$15,$B$39,$B$20)","v":7742057},{"$f":"IFERROR(VLOOKUP(K117,$B$7:$E$155,2,FALSE),\"\")","v":"KIT FF OFSB 22/29"},{"$f":"IFERROR(VLOOKUP(K117,$B$7:$E$155,3,FALSE),\"\")","v":"MY921"},{"$f":"IFERROR(VLOOKUP(K117,$B$7:$E$155,4,FALSE),\"\")","v":449},{"$f":"+IF(K117=\"\",\"\",1)","v":1},null,{"$f":"IF($J$19=OFFRE!$J$15,$B$35,$B$21)","v":7744610},{"$f":"IFERROR(VLOOKUP(Q117,$B$7:$E$155,2,FALSE),\"\")","v":"KIT FF 24-32+ "},{"$f":"IFERROR(VLOOKUP(Q117,$B$7:$E$155,3,FALSE),\"\")","v":"MY923"},{"$f":"IFERROR(VLOOKUP(Q117,$B$7:$E$155,4,FALSE),\"\")","v":90},{"$f":"+IF(Q117=\"\",\"\",1)","v":1},null,null,null,null,null,null,null,null,null,null,null,null,null,null,null,null,null,"","","","",""]
[null,"DETAIL DU KIT",null,null,null,null,null,null,null,null,{"$f":"IF($J$19=OFFRE!$J$15,$B$40,\"\")","v":""},"","","",{"$f":"+IF(K118=\"\",\"\",1)","v":""},null,{"$f":"IF($J$19=OFFRE!$J$15,$B$36,\"\")","v":""},"","","",{"$f":"+IF(Q118=\"\",\"\",1)","v":""},null,null,null,null,null,null,null,null,null,null,null,null,null,null,null,null,null,"","","","",""]
[null,"UNITE INTERIEURE + BALLON 180 L",null,null,null,null,null,null,null,null,{"$f":"IF($J$19=OFFRE!$J$15,$B$41,\"\")","v":""},"","","","",null,{"$f":"IF($J$19=OFFRE!$J$15,$B$37,\"\")","v":""},"","","","",null,null,null,null,null,null,null,null,null,null,null,null,null,null,null,null,null,"","","","",""]
[{"$f":"D120","v":"EH501"},7623191,{"$f":"VLOOKUP($B120,Tarif!$A:$D,2,FALSE)","v":"BALLON 200 PSL HYBRIDE 4-8"},{"$f":"VLOOKUP($B120,Tarif!$A:$D,3,FALSE)","v":"EH501"},{"$f":"VLOOKUP($B120,Tarif!$A:$D,4,FALSE)","v":2535},null,null,null,null,null,null,{"$f":"IFERROR(VLOOKUP(K120,$B$7:$E$155,2,FALSE),\"\")","v":""},{"$f":"IFERROR(VLOOKUP(K120,$B$7:$E$155,3,FALSE),\"\")","v":""},{"$f":"IFERROR(VLOOKUP(K120,$B$7:$E$155,4,FALSE),\"\")","v":""},null,null,null,{"$f":"IFERROR(VLOOKUP(Q120,$B$7:$E$155,2,FALSE),\"\")","v":""},{"$f":"IFERROR(VLOOKUP(Q120,$B$7:$E$155,3,FALSE),\"\")","v":""},{"$f":"IFERROR(VLOOKUP(Q120,$B$7:$E$155,4,FALSE),\"\")","v":""},null,null,null,null,null,null,null,null,null,null,null,null,null,null,null,null,null,null,"","","","",""]
["EH505",7623204,{"$f":"VLOOKUP($B121,Tarif!$A:$D,2,FALSE)","v":"BALLON 200 PSL HYBRIDE 11-16"},{"$f":"VLOOKUP($B121,Tarif!$A:$D,3,FALSE)","v":"EH505"},{"$f":"VLOOKUP($B121,Tarif!$A:$D,4,FALSE)","v":2840},null,null,null,null,null,null,"","","",null,null,null,"","","",null,null,null,null,null,null,null,null,null,null,null,null,null,null,null,null,null,null,"","","","",""]
[null,null,null,null,null,null,null,null,null,null,null,"","","",null,null,null,"","","",null,null,null,null,null,null,null,null,null,null,null,null,null,null,null,null,null,null,"","","","",""]
[null,"UNITE EXTERIEURE",null,null,null,null,null,null,null,null,null,"","","",null,null,null,"","","",null,null,null,null,null,null,null,null,null,null,null,null,null,null,null,null,null,null,"","","","",""]
["EH616",7656794,{"$f":"VLOOKUP($B124,Tarif!$A:$D,2,FALSE)","v":"AWHP 4.5 MR"},{"$f":"VLOOKUP($B124,Tarif!$A:$D,3,FALSE)","v":"EH616"},{"$f":"VLOOKUP($B124,Tarif!$A:$D,4,FALSE)","v":1963},null,null,null,null,null,null,"","","",null,null,null,"","","",null,null,null,null,null,null,null,null,null,null,null,null,null,null,null,null,null,null,"","","","",""]
["EH672",7668016,{"$f":"VLOOKUP($B125,Tarif!$A:$D,2,FALSE)","v":"AWHP 6 MR-3"},{"$f":"VLOOKUP($B125,Tarif!$A:$D,3,FALSE)","v":"EH672"},{"$f":"VLOOKUP($B125,Tarif!$A:$D,4,FALSE)","v":2366},null,null,null,null,null,null,"","","",null,null,null,"","","",null,null,null,null,null,null,null,null,null,null,null,null,null,null,null,null,null,null,"","","","",""]
["EH381",7609926,{"$f":"VLOOKUP($B126,Tarif!$A:$D,2,FALSE)","v":"AWHP 8 MR-2 "},{"$f":"VLOOKUP($B126,Tarif!$A:$D,3,FALSE)","v":"EH381"},{"$f":"VLOOKUP($B126,Tarif!$A:$D,4,FALSE)","v":3170},null,null,null,null,null,null,"","","",null,null,null,"","","",null,null,null,null,null,null,null,null,null,null,null,null,null,null,null,null,null,null,"","","","",""]
["EH382",7609927,{"$f":"VLOOKUP($B127,Tarif!$A:$D,2,FALSE)","v":"AWHP 11 MR-2 "},{"$f":"VLOOKUP($B127,Tarif!$A:$D,3,FALSE)","v":"EH382"},{"$f":"VLOOKUP($B127,Tarif!$A:$D,4,FALSE)","v":4335},null,null,null,null,null,null,"","","",null,null,null,"","","",null,null,null,null,null,null,null,null,null,null,null,null,null,null,null,null,null,null,"","","","",""]
["EH383",7609928,{"$f":"VLOOKUP($B128,Tarif!$A:$D,2,FALSE)","v":"AWHP 11 TR-2 "},{"$f":"VLOOKUP($B128,Tarif!$A:$D,3,FALSE)","v":"EH383"},{"$f":"VLOOKUP($B128,Tarif!$A:$D,4,FALSE)","v":4666},null,null,null,null,null,null,"Accessoires de mise en œuvre",null,null,null,null,null,"Accessoires de mise en œuvre",null,null,null,null,null,null,null,null,null,null,null,null,null,null,null,null,null,null,null,null,"","","","",""]
["EH384",7609929,{"$f":"VLOOKUP($B129,Tarif!$A:$D,2,FALSE)","v":"AWHP 16 MR-2 "},{"$f":"VLOOKUP($B129,Tarif!$A:$D,3,FALSE)","v":"EH384"},{"$f":"VLOOKUP($B129,Tarif!$A:$D,4,FALSE)","v":5476},null,null,null,null,null,{"$f":"IF($H$15=OFFRE!$H$16,$B$10,$B$7)","v":7694974},{"$f":"IFERROR(VLOOKUP(K129,$B$7:$E$155,2,FALSE),\"\")","v":"SUPPORT AU SOL CAOUTCHOUC 600MM"},{"$f":"IFERROR(VLOOKUP(K129,$B$7:$E$155,3,FALSE),\"\")","v":"EH879"},{"$f":"IFERROR(VLOOKUP(K129,$B$7:$E$155,4,FALSE),\"\")","v":119},1,null,{"$f":"IF($H$15=OFFRE!$H$16,$B$10,$B$7)","v":7694974},{"$f":"IFERROR(VLOOKUP(Q129,$B$7:$E$155,2,FALSE),\"\")","v":"SUPPORT AU SOL CAOUTCHOUC 600MM"},{"$f":"IFERROR(VLOOKUP(Q129,$B$7:$E$155,3,FALSE),\"\")","v":"EH879"},{"$f":"IFERROR(VLOOKUP(Q129,$B$7:$E$155,4,FALSE),\"\")","v":119},1,null,null,null,null,null,null,null,null,null,null,null,null,null,null,null,null,null,"","","","",""]
["EH385",7609930,{"$f":"VLOOKUP($B130,Tarif!$A:$D,2,FALSE)","v":"AWHP 16 TR-2 "},{"$f":"VLOOKUP($B130,Tarif!$A:$D,3,FALSE)","v":"EH385"},{"$f":"VLOOKUP($B130,Tarif!$A:$D,4,FALSE)","v":5922},null,null,null,null,null,{"$f":"$B$19","v":7636899},"KIT SILENCIEUX MODULE EXTERIEUR","EH572",66,null,null,{"$f":"$B$19","v":7636899},"KIT SILENCIEUX MODULE EXTERIEUR","EH572",66,null,null,null,null,null,null,null,null,null,null,null,null,null,null,null,null,null,null,"","","","",""]
[null,null,null,null,null,null,null,null,null,null,{"$f":"$B$22","v":7746197},"BOUTEILLE DE DECOUPLAGE 25L"," HK147",362,null,null,{"$f":"$B$22","v":7746197},"BOUTEILLE DE DECOUPLAGE 25L"," HK147",362,null,null,null,null,null,null,null,null,null,null,null,null,null,null,null,null,null,null,"","","","",""]
[null,"ADAPTATEUR FRIGO",null,null,null,null,null,null,null,null,{"$f":"$B$17","v":7619010},"KIT VANNE 3 VOIES","EH528",631,null,null,{"$f":"$B$17","v":7619010},"KIT VANNE 3 VOIES","EH528",631,null,null,null,null,null,null,null,null,null,null,null,null,null,null,null,null,null,null,"","","","",""]
["EH146",100015480,{"$f":"VLOOKUP($B133,Tarif!$A:$D,2,FALSE)","v":"RACCORD D'ADAPTATION FRIGO POUR 4 kW ET 6 kW"},{"$f":"VLOOKUP($B133,Tarif!$A:$D,3,FALSE)","v":"EH146"},{"$f":"VLOOKUP($B133,Tarif!$A:$D,4,FALSE)","v":64},null,null,null,null,null,{"$f":"$B$18","v":7626737},"KIT ISOLATION MODE CLIMATISATION","EH567",229,null,null,{"$f":"$B$18","v":7626737},"KIT ISOLATION MODE CLIMATISATION","EH567",229,null,null,null,null,null,null,null,null,null,null,null,null,null,null,null,null,null,null,"","","","",""]
["EH524",7621386,{"$f":"VLOOKUP($B134,Tarif!$A:$D,2,FALSE)","v":"KIT DE MONTAGE BALLON VERSION V"},{"$f":"VLOOKUP($B134,Tarif!$A:$D,3,FALSE)","v":"EH524"},{"$f":"VLOOKUP($B134,Tarif!$A:$D,4,FALSE)","v":125},null,null,null,null,null,{"$f":"$B$32","v":7746242},"SOUPAPE DIFFERENTIELLE ","HK150",59,1,null,{"$f":"$B$32","v":7746242},"SOUPAPE DIFFERENTIELLE ","HK150",59,1,null,null,null,null,null,null,null,null,null,null,null,null,null,null,null,null,null,"","","","",""]
[null,"ACCESSOIRES HYDRAULIQUES",null,null,null,null,null,null,null,null,null,"","","",null,null,null,"","","",null,null,null,null,null,null,null,null,null,null,null,null,null,null,null,null,null,null,"","","","",""]
[{"$f":"D136","v":"MY404"},7616272,{"$f":"VLOOKUP($B136,Tarif!$A:$D,2,FALSE)","v":"KIT EQUIPEMENT HYDRAULIQUE"},{"$f":"VLOOKUP($B136,Tarif!$A:$D,3,FALSE)","v":"MY404"},{"$f":"VLOOKUP($B136,Tarif!$A:$D,4,FALSE)","v":536},null,null,null,null,null,null,"","","",null,null,null,"","","",null,null,null,null,null,null,null,null,null,null,null,null,null,null,null,null,null,null,"","","","",""]
[null,null,null,null,null,null,null,null,null,null,null,null,null,null,null,null,null,null,null,null,null,null,null,null,null,null,null,null,null,null,null,null,null,null,null,null,null,null,"","","","",""]
[null,"CHAUDIERE",null,null,null,null,null,null,null,null,null,"Ballons tampons",null,null,null,null,null,"Ballons tampons",null,null,null,null,null,null,null,null,null,null,null,null,null,null,null,null,null,null,null,null,"","","","",""]
[null,"BASSE TEMPERATURE",null,null,null,null,null,null,null,null,{"$f":"$B$15","v":100008841},{"$f":"IFERROR(VLOOKUP(K139,$B$7:$E$155,2,FALSE),\"\")","v":"BALLON TAMPON 80L B 80 T"},{"$f":"IFERROR(VLOOKUP(K139,$B$7:$E$155,3,FALSE),\"\")","v":"EH85"},{"$f":"IFERROR(VLOOKUP(K139,$B$7:$E$155,4,FALSE),\"\")","v":572},1,null,{"$f":"$B$15","v":100008841},{"$f":"IFERROR(VLOOKUP(Q139,$B$7:$E$155,2,FALSE),\"\")","v":"BALLON TAMPON 80L B 80 T"},{"$f":"IFERROR(VLOOKUP(Q139,$B$7:$E$155,3,FALSE),\"\")","v":"EH85"},{"$f":"IFERROR(VLOOKUP(Q139,$B$7:$E$155,4,FALSE),\"\")","v":572},1,null,null,null,null,null,null,null,null,null,null,null,null,null,null,null,null,null,"","","","",""]
["MY767",7736433,{"$f":"VLOOKUP($B140,Tarif!$A:$D,2,FALSE)","v":"OFSB 22"},{"$f":"VLOOKUP($B140,Tarif!$A:$D,3,FALSE)","v":"MY767"},{"$f":"VLOOKUP($B140,Tarif!$A:$D,4,FALSE)","v":4115},null,null,null,null,null,{"$f":"$B$16","v":100004415},{"$f":"IFERROR(VLOOKUP(K140,$B$7:$E$155,2,FALSE),\"\")","v":"BALLON TAMPON 160L B 150 T"},{"$f":"IFERROR(VLOOKUP(K140,$B$7:$E$155,3,FALSE),\"\")","v":"EH60"},{"$f":"IFERROR(VLOOKUP(K140,$B$7:$E$155,4,FALSE),\"\")","v":857},null,null,{"$f":"$B$16","v":100004415},{"$f":"IFERROR(VLOOKUP(Q140,$B$7:$E$155,2,FALSE),\"\")","v":"BALLON TAMPON 160L B 150 T"},{"$f":"IFERROR(VLOOKUP(Q140,$B$7:$E$155,3,FALSE),\"\")","v":"EH60"},{"$f":"IFERROR(VLOOKUP(Q140,$B$7:$E$155,4,FALSE),\"\")","v":857},null,null,null,null,null,null,null,null,null,null,null,null,null,null,null,null,null,null,"","","","",""]
["MY768",7736434,{"$f":"VLOOKUP($B141,Tarif!$A:$D,2,FALSE)","v":"OFSB 29"},{"$f":"VLOOKUP($B141,Tarif!$A:$D,3,FALSE)","v":"MY768"},{"$f":"VLOOKUP($B141,Tarif!$A:$D,4,FALSE)","v":4287},null,null,null,null,null,null,null,null,null,null,null,null,null,null,null,null,null,null,null,null,null,null,null,null,null,null,null,null,null,null,null,null,null,"","","","",""]
[null,null,null,null,null,null,null,null,null,null,null,"Accessoires de régulation",null,null,null,null,null,"Accessoires de régulation",null,null,null,null,null,null,null,null,null,null,null,null,null,null,null,null,null,null,null,null,"","","","",""]
[null,null,null,null,null,null,null,null,null,null,{"$f":"$B$23","v":7689751},{"$f":"IFERROR(VLOOKUP(K143,$B$7:$E$155,2,FALSE),\"\")","v":"KIT CARTE DE REGULATION 2nd CIRCUIT (VERSION B)"},{"$f":"IFERROR(VLOOKUP(K143,$B$7:$E$155,3,FALSE),\"\")","v":"EH862"},{"$f":"IFERROR(VLOOKUP(K143,$B$7:$E$155,4,FALSE),\"\")","v":113},null,null,{"$f":"$B$23","v":7689751},{"$f":"IFERROR(VLOOKUP(Q143,$B$7:$E$155,2,FALSE),\"\")","v":"KIT CARTE DE REGULATION 2nd CIRCUIT (VERSION B)"},{"$f":"IFERROR(VLOOKUP(Q143,$B$7:$E$155,3,FALSE),\"\")","v":"EH862"},{"$f":"IFERROR(VLOOKUP(Q143,$B$7:$E$155,4,FALSE),\"\")","v":113},null,null,null,null,null,null,null,null,null,null,null,null,null,null,null,null,null,null,"","","","",""]
[null,null,null,null,null,null,null,null,null,null,{"$f":"$B$24","v":88017904},"THERMOSTAT AMBIANCE PROGRAMMABLE (FILAIRE)","AD191",176,null,null,{"$f":"$B$24","v":88017904},"THERMOSTAT AMBIANCE PROGRAMMABLE (FILAIRE)","AD191",176,null,null,null,null,null,null,null,null,null,null,null,null,null,null,null,null,null,null,"","","","",""]
[null,null,null,null,null,null,null,null,null,null,{"$f":"$B$25","v":88017018},"THERMOSTAT D AMBIANCE PROGRAMMABLE SANS FILS","AD192",308,null,null,{"$f":"$B$25","v":88017018},"THERMOSTAT D AMBIANCE PROGRAMMABLE SANS FILS","AD192",308,null,null,null,null,null,null,null,null,null,null,null,null,null,null,null,null,null,null,"","","","",""]
[null,null,null,null,null,null,null,null,null,null,{"$f":"$B$26","v":88017859},"THERMOSTAT D'AMBIANCE NON PROGRAMMABLE","AD140",54,null,null,{"$f":"$B$26","v":88017859},"THERMOSTAT D'AMBIANCE NON PROGRAMMABLE","AD140",54,null,null,null,null,null,null,null,null,null,null,null,null,null,null,null,null,null,null,"","","","",""]
[null,"CONDENSATION",null,null,null,null,null,null,null,null,{"$f":"$B$27","v":7691374},"THERMOSTAT AMBIANCE OETROSMART (R-BUS)","AD323",207,1,null,{"$f":"$B$27","v":7691374},"THERMOSTAT AMBIANCE OETROSMART (R-BUS)","AD323",207,1,null,null,null,null,null,null,null,null,null,null,null,null,null,null,null,null,null,"","","","",""]
["MY762",7736424,{"$f":"VLOOKUP($B148,Tarif!$A:$D,2,FALSE)","v":"OFSC 24 "},{"$f":"VLOOKUP($B148,Tarif!$A:$D,3,FALSE)","v":"MY762"},{"$f":"VLOOKUP($B148,Tarif!$A:$D,4,FALSE)","v":5239},null,null,null,null,null,{"$f":"$B$28","v":7624902},"KIT CABLAGE PLANCHER CHAUFFANT DIRECT","HA255",40,null,null,{"$f":"$B$28","v":7624902},"KIT CABLAGE PLANCHER CHAUFFANT DIRECT","HA255",40,null,null,null,null,null,null,null,null,null,null,null,null,null,null,null,null,null,null,"","","","",""]
["MY764",7736432,{"$f":"VLOOKUP($B149,Tarif!$A:$D,2,FALSE)","v":"OFSC 32 "},{"$f":"VLOOKUP($B149,Tarif!$A:$D,3,FALSE)","v":"MY764"},{"$f":"VLOOKUP($B149,Tarif!$A:$D,4,FALSE)","v":5841},null,null,null,null,null,{"$f":"$B$29","v":100019114},"KIT SONDE HYGRO RAFRAICHISSEMENT","HK27",233,null,null,{"$f":"$B$29","v":100019114},"KIT SONDE HYGRO RAFRAICHISSEMENT","HK27",233,null,null,null,null,null,null,null,null,null,null,null,null,null,null,null,null,null,null,"","","","",""]
[null,null,null,null,null,null,null,null,null,null,{"$f":"$B$30","v":7622433},"KIT SONDE CONDENSATION (0-10V)","HZ64",420,null,null,{"$f":"$B$30","v":7622433},"KIT SONDE CONDENSATION (0-10V)","HZ64",420,null,null,null,null,null,null,null,null,null,null,null,null,null,null,null,null,null,null,"","","","",""]
[null,null,null,null,null,null,null,null,null,null,{"$f":"$B$31","v":88017017},"SONDE DEPART v3v","AD199",85,null,null,{"$f":"$B$31","v":88017017},"SONDE DEPART v3v","AD199",85,null,null,null,null,null,null,null,null,null,null,null,null,null,null,null,null,null,null,"","","","",""]
[null,null,null,null,null,null,null,null,null,null,null,"","","",null,null,null,"","","",null,null,null,null,null,null,null,null,null,null,null,null,null,null,null,null,null,null,"","","","",""]
[null,null,null,null,null,null,null,null,null,null,null,"","","",null,null,null,"","","",null,null,null,null,null,null,null,null,null,null,null,null,null,null,null,null,null,null,"","","","",""]
[null,null,null,null,null,null,null,null,null,null,null,"","","",null,null,null,"","","",null,null,null,null,null,null,null,null,null,null,null,null,null,null,null,null,null,null,"","","","",""]
[null,null,null,null,null,null,null,null,null,null,null,"","","",null,null,null,"","","",null,null,null,null,null,null,null,null,null,null,null,null,null,null,null,null,null,null,"","","","",""]
[null,null,null,null,null,null,null,null,null,null,null,"","","",null,null,null,"","","",null,null,null,null,null,null,null,null,null,null,null,null,null,null,null,null,null,null,"","","","",""]
[]
[]
[null,null,null,null,null,null,null,null,null,{"$f":"IF(AND($H$6=OFFRE!$B$18,'Offre Alezio O Hybrid'!$H$9=OFFRE!$K$57,$H$22=$R$5),1,0)","v":0},null,null,null,null,null,{"$f":"IF(AND($H$6=OFFRE!$B$19,'Offre Alezio O Hybrid'!$H$9=OFFRE!$K$57,$H$22=$R$5),1,0)","v":0}]
[null,null,null,null,null,"Qté préco",null,null,null,"Appoint",{"$f":"OFFRE!$F$6","v":"Hydraulique par chaudière"},null,null,null,null,null,{"$f":"OFFRE!$F$6","v":"Hydraulique par chaudière"}]
[null,"Devis avec 0",null,null,null,null,null,null,null,"Rafraichissement","\\",null,null,null,null,null,"\\"]
[null,{"$f":"IF($AL$30=1,AM30,IF($AL$98=1,AM98,IF($AL$164=1,AM164,IF($AL$231=1,AM231,IF($AL$298=1,AM298,IF($AL$365=1,AM365,IF($AL$432=1,AM432,IF($AL$508=1,AM508,IF($AL$578=1,AM578,IF($AL$648=1,AM648,IF($AL$718=1,AM718,IF($AL$788=1,AM788,IF($AL$858=1,AM858,IF($AL$936=1,AM936,IF($AL$1006=1,AM1006,IF($AL$1076=1,AM1076,IF($AL$1146=1,AM1146,IF($AL$1216=1,AM1216,\"\"))))))))))))))))))","v":""},{"$f":"IF($AL$30=1,AN30,IF($AL$98=1,AN98,IF($AL$164=1,AN164,IF($AL$231=1,AN231,IF($AL$298=1,AN298,IF($AL$365=1,AN365,IF($AL$432=1,AN432,IF($AL$508=1,AN508,IF($AL$578=1,AN578,IF($AL$648=1,AN648,IF($AL$718=1,AN718,IF($AL$788=1,AN788,IF($AL$858=1,AN858,IF($AL$936=1,AN936,IF($AL$1006=1,AN1006,IF($AL$1076=1,AN1076,IF($AL$1146=1,AN1146,IF($AL$1216=1,AN1216,\"\"))))))))))))))))))","v":""},{"$f":"IF($AL$30=1,AO30,IF($AL$98=1,AO98,IF($AL$164=1,AO164,IF($AL$231=1,AO231,IF($AL$298=1,AO298,IF($AL$365=1,AO365,IF($AL$432=1,AO432,IF($AL$508=1,AO508,IF($AL$578=1,AO578,IF($AL$648=1,AO648,IF($AL$718=1,AO718,IF($AL$788=1,AO788,IF($AL$858=1,AO858,IF($AL$936=1,AO936,IF($AL$1006=1,AO1006,IF($AL$1076=1,AO1076,IF($AL$1146=1,AO1146,IF($AL$1216=1,AO1216,\"\"))))))))))))))))))","v":""},{"$f":"IF($AL$30=1,AP30,IF($AL$98=1,AP98,IF($AL$164=1,AP164,IF($AL$231=1,AP231,IF($AL$298=1,AP298,IF($AL$365=1,AP365,IF($AL$432=1,AP432,IF($AL$508=1,AP508,IF($AL$578=1,AP578,IF($AL$648=1,AP648,IF($AL$718=1,AP718,IF($AL$788=1,AP788,IF($AL$858=1,AP858,IF($AL$936=1,AP936,IF($AL$1006=1,AP1006,IF($AL$1076=1,AP1076,IF($AL$1146=1,AP1146,IF($AL$1216=1,AP1216,\"\"))))))))))))))))))","v":""},{"$f":"IF($AL$30=1,AQ30,IF($AL$98=1,AQ98,IF($AL$164=1,AQ164,IF($AL$231=1,AQ231,IF($AL$298=1,AQ298,IF($AL$365=1,AQ365,IF($AL$432=1,AQ432,IF($AL$508=1,AQ508,IF($AL$578=1,AQ578,IF($AL$648=1,AQ648,IF($AL$718=1,AQ718,IF($AL$788=1,AQ788,IF($AL$858=1,AQ858,IF($AL$936=1,AQ936,IF($AL$1006=1,AQ1006,IF($AL$1076=1,AQ1076,IF($AL$1146=1,AQ1146,IF($AL$1216=1,AQ1216,\"\"))))))))))))))))))","v":""},null,null,null,"Montage",{"$f":"OFFRE!$H$16","v":"Au sol"},null,null,null,null,null,{"$f":"OFFRE!$H$16","v":"Au sol"}]
[null,{"$f":"IF($AL$30=1,AM31,IF($AL$98=1,AM99,IF($AL$164=1,AM165,IF($AL$231=1,AM232,IF($AL$298=1,AM299,IF($AL$365=1,AM366,IF($AL$432=1,AM433,IF($AL$508=1,AM509,IF($AL$578=1,AM579,IF($AL$648=1,AM649,IF($AL$718=1,AM719,IF($AL$788=1,AM789,IF($AL$858=1,AM859,IF($AL$936=1,AM937,IF($AL$1006=1,AM1007,IF($AL$1076=1,AM1077,IF($AL$1146=1,AM1147,IF($AL$1216=1,AM1217,\"\"))))))))))))))))))","v":""},{"$f":"IF($AL$30=1,AN31,IF($AL$98=1,AN99,IF($AL$164=1,AN165,IF($AL$231=1,AN232,IF($AL$298=1,AN299,IF($AL$365=1,AN366,IF($AL$432=1,AN433,IF($AL$508=1,AN509,IF($AL$578=1,AN579,IF($AL$648=1,AN649,IF($AL$718=1,AN719,IF($AL$788=1,AN789,IF($AL$858=1,AN859,IF($AL$936=1,AN937,IF($AL$1006=1,AN1007,IF($AL$1076=1,AN1077,IF($AL$1146=1,AN1147,IF($AL$1216=1,AN1217,\"\"))))))))))))))))))","v":""},{"$f":"IF($AL$30=1,AO31,IF($AL$98=1,AO99,IF($AL$164=1,AO165,IF($AL$231=1,AO232,IF($AL$298=1,AO299,IF($AL$365=1,AO366,IF($AL$432=1,AO433,IF($AL$508=1,AO509,IF($AL$578=1,AO579,IF($AL$648=1,AO649,IF($AL$718=1,AO719,IF($AL$788=1,AO789,IF($AL$858=1,AO859,IF($AL$936=1,AO937,IF($AL$1006=1,AO1007,IF($AL$1076=1,AO1077,IF($AL$1146=1,AO1147,IF($AL$1216=1,AO1217,\"\"))))))))))))))))))","v":""},{"$f":"IF($AL$30=1,AP31,IF($AL$98=1,AP99,IF($AL$164=1,AP165,IF($AL$231=1,AP232,IF($AL$298=1,AP299,IF($AL$365=1,AP366,IF($AL$432=1,AP433,IF($AL$508=1,AP509,IF($AL$578=1,AP579,IF($AL$648=1,AP649,IF($AL$718=1,AP719,IF($AL$788=1,AP789,IF($AL$858=1,AP859,IF($AL$936=1,AP937,IF($AL$1006=1,AP1007,IF($AL$1076=1,AP1077,IF($AL$1146=1,AP1147,IF($AL$1216=1,AP1217,\"\"))))))))))))))))))","v":""},{"$f":"IF($AL$30=1,AQ31,IF($AL$98=1,AQ99,IF($AL$164=1,AQ165,IF($AL$231=1,AQ232,IF($AL$298=1,AQ299,IF($AL$365=1,AQ366,IF($AL$432=1,AQ433,IF($AL$508=1,AQ509,IF($AL$578=1,AQ579,IF($AL$648=1,AQ649,IF($AL$718=1,AQ719,IF($AL$788=1,AQ789,IF($AL$858=1,AQ859,IF($AL$936=1,AQ937,IF($AL$1006=1,AQ1007,IF($AL$1076=1,AQ1077,IF($AL$1146=1,AQ1147,IF($AL$1216=1,AQ1217,\"\"))))))))))))))))))","v":""},null,null,null,"ECS",{"$f":"OFFRE!$D$6","v":"OUI"},null,null,null,null,null,{"$f":"OFFRE!$D$6","v":"OUI"},null,null,null,null,null,null,null,null,null,null,null,null,null,null,null,null,null,null,null,null,null,"Si 8 MR choisi + petite chaudière"]
[null,{"$f":"IF($AL$30=1,AM32,IF($AL$98=1,AM100,IF($AL$164=1,AM166,IF($AL$231=1,AM233,IF($AL$298=1,AM300,IF($AL$365=1,AM367,IF($AL$432=1,AM434,IF($AL$508=1,AM510,IF($AL$578=1,AM580,IF($AL$648=1,AM650,IF($AL$718=1,AM720,IF($AL$788=1,AM790,IF($AL$858=1,AM860,IF($AL$936=1,AM938,IF($AL$1006=1,AM1008,IF($AL$1076=1,AM1078,IF($AL$1146=1,AM1148,IF($AL$1216=1,AM1218,\"\"))))))))))))))))))","v":""},"","","","",null,null,null,"8 MR",null,{"$f":"IF($J$13=OFFRE!$H$23,\"Kit complet : PAC + accessoires\",\"\")","v":"Kit complet : PAC + accessoires"},null,null,null,null,null,{"$f":"IF($J$13=OFFRE!$H$23,\"Kit complet : PAC + accessoires\",\"\")","v":"Kit complet : PAC + accessoires"},null,null,null,null,null,null,null,null,null,null,null,null,null,null,null,null,null,null,null,{"$f":"IF($AN177=\"\",0,1)","v":0},{"$f":"IF($J$159=1,K164,IF($P$159=1,Q164,IF($AD$159=1,AE164,IF($W$159=1,X164,\"\"))))","v":""},{"$f":"IF($J$159=1,L164,IF($P$159=1,R164,IF($AD$159=1,AF164,IF($W$159=1,Y164,\"\"))))","v":""},{"$f":"IF($J$159=1,M164,IF($P$159=1,S164,IF($AD$159=1,AG164,IF($W$159=1,Z164,\"\"))))","v":""},{"$f":"IF($J$159=1,N164,IF($P$159=1,T164,IF($AD$159=1,AH164,IF($W$159=1,AA164,\"\"))))","v":""},{"$f":"IF($J$159=1,O164,IF($P$159=1,U164,IF($AD$159=1,AI164,IF($W$159=1,AB164,\"\"))))","v":""}]
[null,"","","","","",null,null,null,null,{"$f":"IF($J$13=OFFRE!$H$23,$B$53,\"\")","v":7749812},{"$f":"IFERROR(VLOOKUP(K165,$B$7:$E$155,2,FALSE),\"\")","v":"AWHP 8MR-OFSB 22 HYBRID V200"},{"$f":"IFERROR(VLOOKUP(K165,$B$7:$E$155,3,FALSE),\"\")","v":0},{"$f":"IFERROR(VLOOKUP(K165,$B$7:$E$155,4,FALSE),\"\")","v":10481},{"$f":"+IF(K165=\"\",\"\",1)","v":1},null,{"$f":"IF($J$13=OFFRE!$H$23,$B$66,\"\")","v":7749823},{"$f":"IFERROR(VLOOKUP(Q165,$B$7:$E$155,2,FALSE),\"\")","v":"AWHP 8MR-OFSC 24 HYBRID V200"},{"$f":"IFERROR(VLOOKUP(Q165,$B$7:$E$155,3,FALSE),\"\")","v":0},{"$f":"IFERROR(VLOOKUP(Q165,$B$7:$E$155,4,FALSE),\"\")","v":11605},{"$f":"+IF(Q165=\"\",\"\",1)","v":1},null,null,null,null,null,null,null,null,null,null,null,null,null,null,null,null,null,{"$f":"IF($J$159=1,K165,IF($P$159=1,Q165,IF($AD$159=1,AE165,IF($W$159=1,X165,\"\"))))","v":""},{"$f":"IF($J$159=1,L165,IF($P$159=1,R165,IF($AD$159=1,AF165,IF($W$159=1,Y165,\"\"))))","v":""},{"$f":"IF($J$159=1,M165,IF($P$159=1,S165,IF($AD$159=1,AG165,IF($W$159=1,Z165,\"\"))))","v":""},{"$f":"IF($J$159=1,N165,IF($P$159=1,T165,IF($AD$159=1,AH165,IF($W$159=1,AA165,\"\"))))","v":""},{"$f":"IF($J$159=1,O165,IF($P$159=1,U165,IF($AD$159=1,AI165,IF($W$159=1,AB165,\"\"))))","v":""}]
[null,"","","","","",null,null,null,null,null,null,null,null,null,null,null,null,null,null,null,null,null,null,null,null,null,null,null,null,null,null,null,null,null,null,null,null,"","","","",""]
[null,"","","","","",null,null,null,null,null,{"$f":"IF($J$13=OFFRE!$H$24,\"Sélection personnalisée\",\"\")","v":""},null,null,null,null,null,{"$f":"IF($J$13=OFFRE!$H$24,\"Sélection personnalisée\",\"\")","v":""},null,null,null,null,null,null,null,null,null,null,null,null,null,null,null,null,null,null,null,null,"","","","",""]
[null,"","","","","",null,null,null,null,{"$f":"IF($J$13=OFFRE!$H$24,$B$120,\"\")","v":""},{"$f":"IFERROR(VLOOKUP(K168,$B$7:$E$155,2,FALSE),\"\")","v":""},{"$f":"IFERROR(VLOOKUP(K168,$B$7:$E$155,3,FALSE),\"\")","v":""},{"$f":"IFERROR(VLOOKUP(K168,$B$7:$E$155,4,FALSE),\"\")","v":""},{"$f":"+IF(K168=\"\",\"\",1)","v":""},null,{"$f":"IF($J$13=OFFRE!$H$24,$B$120,\"\")","v":""},{"$f":"IFERROR(VLOOKUP(Q168,$B$7:$E$155,2,FALSE),\"\")","v":""},{"$f":"IFERROR(VLOOKUP(Q168,$B$7:$E$155,3,FALSE),\"\")","v":""},{"$f":"IFERROR(VLOOKUP(Q168,$B$7:$E$155,4,FALSE),\"\")","v":""},{"$f":"+IF(Q168=\"\",\"\",1)","v":""},null,null,null,null,null,null,null,null,null,null,null,null,null,null,null,null,null,"","","","",""]
[null,"","","","","",null,null,null,null,{"$f":"IF($J$13=OFFRE!$H$24,$B$126,\"\")","v":""},{"$f":"IFERROR(VLOOKUP(K169,$B$7:$E$155,2,FALSE),\"\")","v":""},"","",{"$f":"+IF(K169=\"\",\"\",1)","v":""},null,{"$f":"IF($J$13=OFFRE!$H$24,$B$126,\"\")","v":""},{"$f":"IFERROR(VLOOKUP(Q169,$B$7:$E$155,2,FALSE),\"\")","v":""},"","",{"$f":"+IF(Q169=\"\",\"\",1)","v":""},null,null,null,null,null,null,null,null,null,null,null,null,null,null,null,null,null,"","","","",""]
[null,"","","","","",null,null,null,null,{"$f":"IF($J$13=OFFRE!$H$24,$B$136,\"\")","v":""},{"$f":"IFERROR(VLOOKUP(K170,$B$7:$E$155,2,FALSE),\"\")","v":""},"","",{"$f":"+IF(K170=\"\",\"\",1)","v":""},null,{"$f":"IF($J$13=OFFRE!$H$24,$B$136,\"\")","v":""},{"$f":"IFERROR(VLOOKUP(Q170,$B$7:$E$155,2,FALSE),\"\")","v":""},"","",{"$f":"+IF(Q170=\"\",\"\",1)","v":""},null,null,null,null,null,null,null,null,null,null,null,null,null,null,null,null,null,"","","","",""]
[null,"","","","","",null,null,null,null,{"$f":"IF($J$13=OFFRE!$H$24,$B$134,\"\")","v":""},{"$f":"IFERROR(VLOOKUP(K171,$B$7:$E$155,2,FALSE),\"\")","v":""},"","",{"$f":"+IF(K171=\"\",\"\",1)","v":""},null,{"$f":"IF($J$13=OFFRE!$H$24,$B$134,\"\")","v":""},{"$f":"IFERROR(VLOOKUP(Q171,$B$7:$E$155,2,FALSE),\"\")","v":""},"","",{"$f":"+IF(Q171=\"\",\"\",1)","v":""},null,null,null,null,null,null,null,null,null,null,null,null,null,null,null,null,null,"","","","",""]
[null,"","","","","",null,null,null,null,{"$f":"IF($J$13=OFFRE!$H$24,$B$140,\"\")","v":""},{"$f":"IFERROR(VLOOKUP(K172,$B$7:$E$155,2,FALSE),\"\")","v":""},"","",{"$f":"+IF(K172=\"\",\"\",1)","v":""},null,{"$f":"IF($J$13=OFFRE!$H$24,$B$148,\"\")","v":""},{"$f":"IFERROR(VLOOKUP(Q172,$B$7:$E$155,2,FALSE),\"\")","v":""},"","",{"$f":"+IF(Q172=\"\",\"\",1)","v":""},null,null,null,null,null,null,null,null,null,null,null,null,null,null,null,null,null,"","","","",""]
[null,"","","","","",null,null,null,null,null,null,"","",null,null,null,null,"","",null,null,null,null,null,null,null,null,null,null,null,null,null,null,null,null,null,null,"","","","",""]
[null,"","","","","",null,null,null,null,null,{"$f":"IFERROR(VLOOKUP(K174,$B$7:$E$155,2,FALSE),\"\")","v":""},"","",{"$f":"+IF(K174=\"\",\"\",1)","v":""},null,null,{"$f":"IFERROR(VLOOKUP(Q174,$B$7:$E$155,2,FALSE),\"\")","v":""},"","",{"$f":"+IF(Q174=\"\",\"\",1)","v":""},null,null,null,null,null,null,null,null,null,null,null,null,null,null,null,null,null,"","","","",""]
[null,"","","","","",null,null,null,null,null,{"$f":"IFERROR(VLOOKUP(K175,$B$7:$E$155,2,FALSE),\"\")","v":""},"","",null,null,null,{"$f":"IFERROR(VLOOKUP(Q175,$B$7:$E$155,2,FALSE),\"\")","v":""},"","",null,null,null,null,null,null,null,null,null,null,null,null,null,null,null,null,null,null,"","","","",""]
[null,"","","","","",null,null,null,null,null,null,null,null,null,null,null,null,null,null,null,null,null,null,null,null,null,null,null,null,null,null,null,null,null,null,null,null,"","","","",""]
[null,"","","","","",null,null,null,null,null,"Liaison frigorifique",null,null,null,null,null,"Liaison frigorifique",null,null,null,null,null,null,null,null,null,null,null,null,null,null,null,null,null,null,null,null,"","","","",""]
[null,"","","","","",null,null,null,null,{"$f":"+$B$11","v":100012535},{"$f":"IFERROR(VLOOKUP(K178,$B$7:$E$155,2,FALSE),\"\")","v":"LIAISON FRIGORIFIQUE PE 5/8'' 3/8'' - LG 5m"},{"$f":"IFERROR(VLOOKUP(K178,$B$7:$E$155,3,FALSE),\"\")","v":"EH114"},{"$f":"IFERROR(VLOOKUP(K178,$B$7:$E$155,4,FALSE),\"\")","v":255},1,null,{"$f":"$B$11","v":100012535},{"$f":"IFERROR(VLOOKUP(Q178,$B$7:$E$155,2,FALSE),\"\")","v":"LIAISON FRIGORIFIQUE PE 5/8'' 3/8'' - LG 5m"},{"$f":"IFERROR(VLOOKUP(Q178,$B$7:$E$155,3,FALSE),\"\")","v":"EH114"},{"$f":"IFERROR(VLOOKUP(Q178,$B$7:$E$155,4,FALSE),\"\")","v":255},1,null,null,null,null,null,null,null,null,null,null,null,null,null,null,null,null,null,"","","","",""]
[null,"","","","","",null,null,null,null,{"$f":"+$B$12","v":100012536},{"$f":"IFERROR(VLOOKUP(K179,$B$7:$E$155,2,FALSE),\"\")","v":"LIAISON FRIGORIFIQUE PE 5/8'' 3/8'' - LG 10m"},{"$f":"IFERROR(VLOOKUP(K179,$B$7:$E$155,3,FALSE),\"\")","v":"EH115"},{"$f":"IFERROR(VLOOKUP(K179,$B$7:$E$155,4,FALSE),\"\")","v":456},null,null,{"$f":"$B$12","v":100012536},{"$f":"IFERROR(VLOOKUP(Q179,$B$7:$E$155,2,FALSE),\"\")","v":"LIAISON FRIGORIFIQUE PE 5/8'' 3/8'' - LG 10m"},{"$f":"IFERROR(VLOOKUP(Q179,$B$7:$E$155,3,FALSE),\"\")","v":"EH115"},{"$f":"IFERROR(VLOOKUP(Q179,$B$7:$E$155,4,FALSE),\"\")","v":456},null,null,null,null,null,null,null,null,null,null,null,null,null,null,null,null,null,null,"","","","",""]
[null,"","","","","",null,null,null,null,{"$f":"+$B$13","v":100012537},{"$f":"IFERROR(VLOOKUP(K180,$B$7:$E$155,2,FALSE),\"\")","v":"LIAISON FRIGORIFIQUE PE 5/8'' 3/8'' - LG 20m"},{"$f":"IFERROR(VLOOKUP(K180,$B$7:$E$155,3,FALSE),\"\")","v":"EH116"},{"$f":"IFERROR(VLOOKUP(K180,$B$7:$E$155,4,FALSE),\"\")","v":823},null,null,{"$f":"$B$13","v":100012537},{"$f":"IFERROR(VLOOKUP(Q180,$B$7:$E$155,2,FALSE),\"\")","v":"LIAISON FRIGORIFIQUE PE 5/8'' 3/8'' - LG 20m"},{"$f":"IFERROR(VLOOKUP(Q180,$B$7:$E$155,3,FALSE),\"\")","v":"EH116"},{"$f":"IFERROR(VLOOKUP(Q180,$B$7:$E$155,4,FALSE),\"\")","v":823},null,null,null,null,null,null,null,null,null,null,null,null,null,null,null,null,null,null,"","","","",""]
[null,"","","","","",null,null,null,null,null,null,null,null,null,null,null,null,null,null,null,null,null,null,null,null,null,null,null,null,null,null,null,null,null,null,null,null,"","","","",""]
[null,"","","","","",null,null,null,null,null,{"$f":"IF($J$19=OFFRE!$J$15,\"Accessoires de la chaudière\",\"\")","v":""},null,null,null,null,null,{"$f":"IF($J$19=OFFRE!$J$15,\"Accessoires de la chaudière\",\"\")","v":""},null,null,null,null,null,null,null,null,null,null,null,null,null,null,null,null,null,null,null,null,"","","","",""]
[null,"","","","","",null,null,null,null,{"$f":"IF($J$19=OFFRE!$J$15,$B$39,$B$20)","v":7742057},{"$f":"IFERROR(VLOOKUP(K183,$B$7:$E$155,2,FALSE),\"\")","v":"KIT FF OFSB 22/29"},{"$f":"IFERROR(VLOOKUP(K183,$B$7:$E$155,3,FALSE),\"\")","v":"MY921"},{"$f":"IFERROR(VLOOKUP(K183,$B$7:$E$155,4,FALSE),\"\")","v":449},{"$f":"+IF(K183=\"\",\"\",1)","v":1},null,{"$f":"IF($J$19=OFFRE!$J$15,$B$35,$B$21)","v":7744610},{"$f":"IFERROR(VLOOKUP(Q183,$B$7:$E$155,2,FALSE),\"\")","v":"KIT FF 24-32+ "},{"$f":"IFERROR(VLOOKUP(Q183,$B$7:$E$155,3,FALSE),\"\")","v":"MY923"},{"$f":"IFERROR(VLOOKUP(Q183,$B$7:$E$155,4,FALSE),\"\")","v":90},{"$f":"+IF(Q183=\"\",\"\",1)","v":1},null,null,null,null,null,null,null,null,null,null,null,null,null,null,null,null,null,"","","","",""]
[null,"","","","","",null,null,null,null,{"$f":"IF($J$19=OFFRE!$J$15,$B$40,\"\")","v":""},"","","",{"$f":"+IF(K184=\"\",\"\",1)","v":""},null,{"$f":"IF($J$19=OFFRE!$J$15,$B$36,\"\")","v":""},"","","",{"$f":"+IF(Q184=\"\",\"\",1)","v":""},null,null,null,null,null,null,null,null,null,null,null,null,null,null,null,null,null,"","","","",""]
[null,"","","","","",null,null,null,null,{"$f":"IF($J$19=OFFRE!$J$15,$B$41,\"\")","v":""},"","","","",null,{"$f":"IF($J$19=OFFRE!$J$15,$B$37,\"\")","v":""},"","","","",null,null,null,null,null,null,null,null,null,null,null,null,null,null,null,null,null,"","","","",""]
[null,"","","","","",null,null,null,null,null,{"$f":"IFERROR(VLOOKUP(K186,$B$7:$E$155,2,FALSE),\"\")","v":""},{"$f":"IFERROR(VLOOKUP(K186,$B$7:$E$155,3,FALSE),\"\")","v":""},{"$f":"IFERROR(VLOOKUP(K186,$B$7:$E$155,4,FALSE),\"\")","v":""},null,null,null,{"$f":"IFERROR(VLOOKUP(Q186,$B$7:$E$155,2,FALSE),\"\")","v":""},{"$f":"IFERROR(VLOOKUP(Q186,$B$7:$E$155,3,FALSE),\"\")","v":""},{"$f":"IFERROR(VLOOKUP(Q186,$B$7:$E$155,4,FALSE),\"\")","v":""},null,null,null,null,null,null,null,null,null,null,null,null,null,null,null,null,null,null,"","","","",""]
[null,"","","","","",null,null,null,null,null,"","","",null,null,null,"","","",null,null,null,null,null,null,null,null,null,null,null,null,null,null,null,null,null,null,"","","","",""]
[null,"","","","","",null,null,null,null,null,"","","",null,null,null,"","","",null,null,null,null,null,null,null,null,null,null,null,null,null,null,null,null,null,null,"","","","",""]
[null,"","","","","",null,null,null,null,null,"","","",null,null,null,"","","",null,null,null,null,null,null,null,null,null,null,null,null,null,null,null,null,null,null,"","","","",""]
[null,"","","","","",null,null,null,null,null,"","","",null,null,null,"","","",null,null,null,null,null,null,null,null,null,null,null,null,null,null,null,null,null,null,"","","","",""]
[null,"","","","","",null,null,null,null,null,"","","",null,null,null,"","","",null,null,null,null,null,null,null,null,null,null,null,null,null,null,null,null,null,null,"","","","",""]
[null,"","","","","",null,null,null,null,null,"","","",null,null,null,"","","",null,null,null,null,null,null,null,null,null,null,null,null,null,null,null,null,null,null,"","","","",""]
[null,"","","","","",null,null,null,null,null,"","","",null,null,null,"","","",null,null,null,null,null,null,null,null,null,null,null,null,null,null,null,null,null,null,"","","","",""]
[null,"","","","","",null,null,null,null,null,"Accessoires de mise en œuvre",null,null,null,null,null,"Accessoires de mise en œuvre",null,null,null,null,null,null,null,null,null,null,null,null,null,null,null,null,null,null,null,null,"","","","",""]
[null,"","","","","",null,null,null,null,{"$f":"IF($H$15=OFFRE!$H$16,$B$10,$B$7)","v":7694974},{"$f":"IFERROR(VLOOKUP(K195,$B$7:$E$155,2,FALSE),\"\")","v":"SUPPORT AU SOL CAOUTCHOUC 600MM"},{"$f":"IFERROR(VLOOKUP(K195,$B$7:$E$155,3,FALSE),\"\")","v":"EH879"},{"$f":"IFERROR(VLOOKUP(K195,$B$7:$E$155,4,FALSE),\"\")","v":119},1,null,{"$f":"IF($H$15=OFFRE!$H$16,$B$10,$B$7)","v":7694974},{"$f":"IFERROR(VLOOKUP(Q195,$B$7:$E$155,2,FALSE),\"\")","v":"SUPPORT AU SOL CAOUTCHOUC 600MM"},{"$f":"IFERROR(VLOOKUP(Q195,$B$7:$E$155,3,FALSE),\"\")","v":"EH879"},{"$f":"IFERROR(VLOOKUP(Q195,$B$7:$E$155,4,FALSE),\"\")","v":119},1,null,null,null,null,null,null,null,null,null,null,null,null,null,null,null,null,null,"","","","",""]
[null,"","","","","",null,null,null,null,{"$f":"$B$19","v":7636899},"KIT SILENCIEUX MODULE EXTERIEUR","EH572",66,null,null,{"$f":"$B$19","v":7636899},"KIT SILENCIEUX MODULE EXTERIEUR","EH572",66,null,null,null,null,null,null,null,null,null,null,null,null,null,null,null,null,null,null,"","","","",""]
[null,"","","","","",null,null,null,null,{"$f":"$B$22","v":7746197},"BOUTEILLE DE DECOUPLAGE 25L"," HK147",362,null,null,{"$f":"$B$22","v":7746197},"BOUTEILLE DE DECOUPLAGE 25L"," HK147",362,null,null,null,null,null,null,null,null,null,null,null,null,null,null,null,null,null,null,"","","","",""]
[null,"","","","","",null,null,null,null,{"$f":"$B$17","v":7619010},"KIT VANNE 3 VOIES","EH528",631,null,null,{"$f":"$B$17","v":7619010},"KIT VANNE 3 VOIES","EH528",631,null,null,null,null,null,null,null,null,null,null,null,null,null,null,null,null,null,null,"","","","",""]
[null,"","","","","",null,null,null,null,{"$f":"$B$18","v":7626737},"KIT ISOLATION MODE CLIMATISATION","EH567",229,null,null,{"$f":"$B$18","v":7626737},"KIT ISOLATION MODE CLIMATISATION","EH567",229,null,null,null,null,null,null,null,null,null,null,null,null,null,null,null,null,null,null,"","","","",""]
[null,"","","","","",null,null,null,null,{"$f":"$B$32","v":7746242},"SOUPAPE DIFFERENTIELLE ","HK150",59,1,null,{"$f":"$B$32","v":7746242},"SOUPAPE DIFFERENTIELLE ","HK150",59,1,null,null,null,null,null,null,null,null,null,null,null,null,null,null,null,null,null,"","","","",""]
[null,"","","","","",null,null,null,null,null,"","","",null,null,null,"","","",null,null,null,null,null,null,null,null,null,null,null,null,null,null,null,null,null,null,"","","","",""]
[null,"","","","","",null,null,null,null,null,"","","",null,null,null,"","","",null,null,null,null,null,null,null,null,null,null,null,null,null,null,null,null,null,null,"","","","",""]
[null,"","","","","",null,null,null,null,null,null,null,null,null,null,null,null,null,null,null,null,null,null,null,null,null,null,null,null,null,null,null,null,null,null,null,null,"","","","",""]
[null,"","","","","",null,null,null,null,null,"Ballons tampons",null,null,null,null,null,"Ballons tampons",null,null,null,null,null,null,null,null,null,null,null,null,null,null,null,null,null,null,null,null,"","","","",""]
[null,"","","","","",null,null,null,null,{"$f":"$B$15","v":100008841},{"$f":"IFERROR(VLOOKUP(K205,$B$7:$E$155,2,FALSE),\"\")","v":"BALLON TAMPON 80L B 80 T"},{"$f":"IFERROR(VLOOKUP(K205,$B$7:$E$155,3,FALSE),\"\")","v":"EH85"},{"$f":"IFERROR(VLOOKUP(K205,$B$7:$E$155,4,FALSE),\"\")","v":572},1,null,{"$f":"$B$15","v":100008841},{"$f":"IFERROR(VLOOKUP(Q205,$B$7:$E$155,2,FALSE),\"\")","v":"BALLON TAMPON 80L B 80 T"},{"$f":"IFERROR(VLOOKUP(Q205,$B$7:$E$155,3,FALSE),\"\")","v":"EH85"},{"$f":"IFERROR(VLOOKUP(Q205,$B$7:$E$155,4,FALSE),\"\")","v":572},1,null,null,null,null,null,null,null,null,null,null,null,null,null,null,null,null,null,"","","","",""]
[null,"","","","","",null,null,null,null,{"$f":"$B$16","v":100004415},{"$f":"IFERROR(VLOOKUP(K206,$B$7:$E$155,2,FALSE),\"\")","v":"BALLON TAMPON 160L B 150 T"},{"$f":"IFERROR(VLOOKUP(K206,$B$7:$E$155,3,FALSE),\"\")","v":"EH60"},{"$f":"IFERROR(VLOOKUP(K206,$B$7:$E$155,4,FALSE),\"\")","v":857},null,null,{"$f":"$B$16","v":100004415},{"$f":"IFERROR(VLOOKUP(Q206,$B$7:$E$155,2,FALSE),\"\")","v":"BALLON TAMPON 160L B 150 T"},{"$f":"IFERROR(VLOOKUP(Q206,$B$7:$E$155,3,FALSE),\"\")","v":"EH60"},{"$f":"IFERROR(VLOOKUP(Q206,$B$7:$E$155,4,FALSE),\"\")","v":857},null,null,null,null,null,null,null,null,null,null,null,null,null,null,null,null,null,null,"","","","",""]
[null,"","","","","",null,null,null,null,null,null,null,null,null,null,null,null,null,null,null,null,null,null,null,null,null,null,null,null,null,null,null,null,null,null,null,null,"","","","",""]
[null,"","","","","",null,null,null,null,null,"Accessoires de régulation",null,null,null,null,null,"Accessoires de régulation",null,null,null,null,null,null,null,null,null,null,null,null,null,null,null,null,null,null,null,null,"","","","",""]
[null,"","","","","",null,null,null,null,{"$f":"$B$23","v":7689751},{"$f":"IFERROR(VLOOKUP(K209,$B$7:$E$155,2,FALSE),\"\")","v":"KIT CARTE DE REGULATION 2nd CIRCUIT (VERSION B)"},{"$f":"IFERROR(VLOOKUP(K209,$B$7:$E$155,3,FALSE),\"\")","v":"EH862"},{"$f":"IFERROR(VLOOKUP(K209,$B$7:$E$155,4,FALSE),\"\")","v":113},null,null,{"$f":"$B$23","v":7689751},{"$f":"IFERROR(VLOOKUP(Q209,$B$7:$E$155,2,FALSE),\"\")","v":"KIT CARTE DE REGULATION 2nd CIRCUIT (VERSION B)"},{"$f":"IFERROR(VLOOKUP(Q209,$B$7:$E$155,3,FALSE),\"\")","v":"EH862"},{"$f":"IFERROR(VLOOKUP(Q209,$B$7:$E$155,4,FALSE),\"\")","v":113},null,null,null,null,null,null,null,null,null,null,null,null,null,null,null,null,null,null,"","","","",""]
[null,"","","","","",null,null,null,null,{"$f":"$B$24","v":88017904},"THERMOSTAT AMBIANCE PROGRAMMABLE (FILAIRE)","AD191",176,null,null,{"$f":"$B$24","v":88017904},"THERMOSTAT AMBIANCE PROGRAMMABLE (FILAIRE)","AD191",176,null,null,null,null,null,null,null,null,null,null,null,null,null,null,null,null,null,null,"","","","",""]
[null,"","","","","",null,null,null,null,{"$f":"$B$25","v":88017018},"THERMOSTAT D AMBIANCE PROGRAMMABLE SANS FILS","AD192",308,null,null,{"$f":"$B$25","v":88017018},"THERMOSTAT D AMBIANCE PROGRAMMABLE SANS FILS","AD192",308,null,null,null,null,null,null,null,null,null,null,null,null,null,null,null,null,null,null,"","","","",""]
[null,"","","","","",null,null,null,null,{"$f":"$B$26","v":88017859},"THERMOSTAT D'AMBIANCE NON PROGRAMMABLE","AD140",54,null,null,{"$f":"$B$26","v":88017859},"THERMOSTAT D'AMBIANCE NON PROGRAMMABLE","AD140",54,null,null,null,null,null,null,null,null,null,null,null,null,null,null,null,null,null,null,"","","","",""]
[null,"","","","","",null,null,null,null,{"$f":"$B$27","v":7691374},"THERMOSTAT AMBIANCE OETROSMART (R-BUS)","AD323",207,1,null,{"$f":"$B$27","v":7691374},"THERMOSTAT AMBIANCE OETROSMART (R-BUS)","AD323",207,1,null,null,null,null,null,null,null,null,null,null,null,null,null,null,null,null,null,"","","","",""]
[null,"","","","","",null,null,null,null,{"$f":"$B$28","v":7624902},"KIT CABLAGE PLANCHER CHAUFFANT DIRECT","HA255",40,null,null,{"$f":"$B$28","v":7624902},"KIT CABLAGE PLANCHER CHAUFFANT DIRECT","HA255",40,null,null,null,null,null,null,null,null,null,null,null,null,null,null,null,null,null,null,"","","","",""]
[null,"","","","","",null,null,null,null,{"$f":"$B$29","v":100019114},"KIT SONDE HYGRO RAFRAICHISSEMENT","HK27",233,null,null,{"$f":"$B$29","v":100019114},"KIT SONDE HYGRO RAFRAICHISSEMENT","HK27",233,null,null,null,null,null,null,null,null,null,null,null,null,null,null,null,null,null,null,"","","","",""]
[null,"","","","","",null,null,null,null,{"$f":"$B$30","v":7622433},"KIT SONDE CONDENSATION (0-10V)","HZ64",420,null,null,{"$f":"$B$30","v":7622433},"KIT SONDE CONDENSATION (0-10V)","HZ64",420,null,null,null,null,null,null,null,null,null,null,null,null,null,null,null,null,null,null,"","","","",""]
[null,"","","","","",null,null,null,null,{"$f":"$B$31","v":88017017},"SONDE DEPART v3v","AD199",85,null,null,{"$f":"$B$31","v":88017017},"SONDE DEPART v3v","AD199",85,null,null,null,null,null,null,null,null,null,null,null,null,null,null,null,null,null,null,"","","","",""]
[null,"","","","","",null,null,null,null,null,"","","",null,null,null,"","","",null,null,null,null,null,null,null,null,null,null,null,null,null,null,null,null,null,null,"","","","",""]
[null,"","","","","",null,null,null,null,null,"","","",null,null,null,"","","",null,null,null,null,null,null,null,null,null,null,null,null,null,null,null,null,null,null,"","","","",""]
[null,"","","","","",null,null,null,null,null,"","","",null,null,null,"","","",null,null,null,null,null,null,null,null,null,null,null,null,null,null,null,null,null,null,"","","","",""]
[null,null,null,null,null,null,null,null,null,null,null,"","","",null,null,null,"","","",null,null,null,null,null,null,null,null,null,null,null,null,null,null,null,null,null,null,"","","","",""]
[null,null,null,null,null,null,null,null,null,null,null,"","","",null,null,null,"","","",null,null,null,null,null,null,null,null,null,null,null,null,null,null,null,null,null,null,"","","","",""]
[]
[]
[]
[null,null,null,null,null,null,null,null,null,{"$f":"IF(AND($H$6=OFFRE!$B$18,'Offre Alezio O Hybrid'!$H$9=OFFRE!$K$58,$H$22=$R$5),1,0)","v":0},null,null,null,null,null,{"$f":"IF(AND($H$6=OFFRE!$B$19,'Offre Alezio O Hybrid'!$H$9=OFFRE!$K$58,$H$22=$R$5),1,0)","v":0}]
[null,null,null,null,null,null,null,null,null,"Appoint",{"$f":"OFFRE!$F$6","v":"Hydraulique par chaudière"},null,null,null,null,null,{"$f":"OFFRE!$F$6","v":"Hydraulique par chaudière"}]
[null,null,null,null,null,null,null,null,null,"Rafraichissement","\\",null,null,null,null,null,"\\"]
[null,null,null,null,null,"Qté préco",null,null,null,"Montage",{"$f":"OFFRE!$H$16","v":"Au sol"},null,null,null,null,null,{"$f":"OFFRE!$H$16","v":"Au sol"}]
[null,"Devis final",null,null,null,null,null,null,null,"ECS",{"$f":"OFFRE!$D$6","v":"OUI"},null,null,null,null,null,{"$f":"OFFRE!$D$6","v":"OUI"},null,null,null,null,null,null,null,null,null,null,null,null,null,null,null,null,null,null,null,null,null,"Si 11 MR choisi + petite chaudière"]
[null,{"$f":"IF(B162=0,\"\",B162)","v":""},"","","","",null,null,null,"11 MR",null,{"$f":"IF($J$13=OFFRE!$H$23,\"Kit complet : PAC + accessoires\",\"\")","v":"Kit complet : PAC + accessoires"},null,null,null,null,null,{"$f":"IF($J$13=OFFRE!$H$23,\"Kit complet : PAC + accessoires\",\"\")","v":"Kit complet : PAC + accessoires"},null,null,null,null,null,null,null,null,null,null,null,null,null,null,null,null,null,null,null,{"$f":"IF($AN244=\"\",0,1)","v":0},{"$f":"IF($J$226=1,K231,IF($P$226=1,Q231,IF($AD$226=1,AE231,IF($W$226=1,X231,\"\"))))","v":""},{"$f":"IF($J$226=1,L231,IF($P$226=1,R231,IF($AD$226=1,AF231,IF($W$226=1,Y231,\"\"))))","v":""},{"$f":"IF($J$226=1,M231,IF($P$226=1,S231,IF($AD$226=1,AG231,IF($W$226=1,Z231,\"\"))))","v":""},{"$f":"IF($J$226=1,N231,IF($P$226=1,T231,IF($AD$226=1,AH231,IF($W$226=1,AA231,\"\"))))","v":""},{"$f":"IF($J$226=1,O231,IF($P$226=1,U231,IF($AD$226=1,AI231,IF($W$226=1,AB231,\"\"))))","v":""}]
[null,"","","","","",null,null,null,null,{"$f":"IF($J$13=OFFRE!$H$23,$B$54,\"\")","v":7749813},{"$f":"IFERROR(VLOOKUP(K232,$B$7:$E$155,2,FALSE),\"\")","v":"AWHP 11MR-OFSB 22 HYBRID V200"},{"$f":"IFERROR(VLOOKUP(K232,$B$7:$E$155,3,FALSE),\"\")","v":0},{"$f":"IFERROR(VLOOKUP(K232,$B$7:$E$155,4,FALSE),\"\")","v":11951},{"$f":"+IF(K232=\"\",\"\",1)","v":1},null,{"$f":"IF($J$13=OFFRE!$H$23,$B$67,\"\")","v":7749824},{"$f":"IFERROR(VLOOKUP(Q232,$B$7:$E$155,2,FALSE),\"\")","v":"AWHP 11MR-OFSC 24 HYBRID V200"},{"$f":"IFERROR(VLOOKUP(Q232,$B$7:$E$155,3,FALSE),\"\")","v":0},{"$f":"IFERROR(VLOOKUP(Q232,$B$7:$E$155,4,FALSE),\"\")","v":13075},{"$f":"+IF(Q232=\"\",\"\",1)","v":1},null,null,null,null,null,null,null,null,null,null,null,null,null,null,null,null,null,{"$f":"IF($J$226=1,K232,IF($P$226=1,Q232,IF($AD$226=1,AE232,IF($W$226=1,X232,\"\"))))","v":""},{"$f":"IF($J$226=1,L232,IF($P$226=1,R232,IF($AD$226=1,AF232,IF($W$226=1,Y232,\"\"))))","v":""},{"$f":"IF($J$226=1,M232,IF($P$226=1,S232,IF($AD$226=1,AG232,IF($W$226=1,Z232,\"\"))))","v":""},{"$f":"IF($J$226=1,N232,IF($P$226=1,T232,IF($AD$226=1,AH232,IF($W$226=1,AA232,\"\"))))","v":""},{"$f":"IF($J$226=1,O232,IF($P$226=1,U232,IF($AD$226=1,AI232,IF($W$226=1,AB232,\"\"))))","v":""}]
[null,"","","","","",null,null,null,null,null,null,null,null,null,null,null,null,null,null,null,null,null,null,null,null,null,null,null,null,null,null,null,null,null,null,null,null,"","","","",""]
[null,"","","","","",null,null,null,null,null,{"$f":"IF($J$13=OFFRE!$H$24,\"Sélection personnalisée\",\"\")","v":""},null,null,null,null,null,{"$f":"IF($J$13=OFFRE!$H$24,\"Sélection personnalisée\",\"\")","v":""},null,null,null,null,null,null,null,null,null,null,null,null,null,null,null,null,null,null,null,null,"","","","",""]
[null,"","","","","",null,null,null,null,{"$f":"IF($J$13=OFFRE!$H$24,$B$121,\"\")","v":""},{"$f":"IFERROR(VLOOKUP(K235,$B$7:$E$155,2,FALSE),\"\")","v":""},{"$f":"IFERROR(VLOOKUP(K235,$B$7:$E$155,3,FALSE),\"\")","v":""},{"$f":"IFERROR(VLOOKUP(K235,$B$7:$E$155,4,FALSE),\"\")","v":""},{"$f":"+IF(K235=\"\",\"\",1)","v":""},null,{"$f":"IF($J$13=OFFRE!$H$24,$B$121,\"\")","v":""},{"$f":"IFERROR(VLOOKUP(Q235,$B$7:$E$155,2,FALSE),\"\")","v":""},{"$f":"IFERROR(VLOOKUP(Q235,$B$7:$E$155,3,FALSE),\"\")","v":""},{"$f":"IFERROR(VLOOKUP(Q235,$B$7:$E$155,4,FALSE),\"\")","v":""},{"$f":"+IF(Q235=\"\",\"\",1)","v":""},null,null,null,null,null,null,null,null,null,null,null,null,null,null,null,null,null,"","","","",""]
[null,"","","","","",null,null,null,null,{"$f":"IF($J$13=OFFRE!$H$24,$B$127,\"\")","v":""},{"$f":"IFERROR(VLOOKUP(K236,$B$7:$E$155,2,FALSE),\"\")","v":""},"","",{"$f":"+IF(K236=\"\",\"\",1)","v":""},null,{"$f":"IF($J$13=OFFRE!$H$24,$B$127,\"\")","v":""},{"$f":"IFERROR(VLOOKUP(Q236,$B$7:$E$155,2,FALSE),\"\")","v":""},"","",{"$f":"+IF(Q236=\"\",\"\",1)","v":""},null,null,null,null,null,null,null,null,null,null,null,null,null,null,null,null,null,"","","","",""]
[null,"","","","","",null,null,null,null,{"$f":"IF($J$13=OFFRE!$H$24,$B$136,\"\")","v":""},{"$f":"IFERROR(VLOOKUP(K237,$B$7:$E$155,2,FALSE),\"\")","v":""},"","",{"$f":"+IF(K237=\"\",\"\",1)","v":""},null,{"$f":"IF($J$13=OFFRE!$H$24,$B$136,\"\")","v":""},{"$f":"IFERROR(VLOOKUP(Q237,$B$7:$E$155,2,FALSE),\"\")","v":""},"","",{"$f":"+IF(Q237=\"\",\"\",1)","v":""},null,null,null,null,null,null,null,null,null,null,null,null,null,null,null,null,null,"","","","",""]
[null,"","","","","",null,null,null,null,{"$f":"IF($J$13=OFFRE!$H$24,$B$134,\"\")","v":""},{"$f":"IFERROR(VLOOKUP(K238,$B$7:$E$155,2,FALSE),\"\")","v":""},"","",{"$f":"+IF(K238=\"\",\"\",1)","v":""},null,{"$f":"IF($J$13=OFFRE!$H$24,$B$134,\"\")","v":""},{"$f":"IFERROR(VLOOKUP(Q238,$B$7:$E$155,2,FALSE),\"\")","v":""},"","",{"$f":"+IF(Q238=\"\",\"\",1)","v":""},null,null,null,null,null,null,null,null,null,null,null,null,null,null,null,null,null,"","","","",""]
[null,"","","","","",null,null,null,null,{"$f":"IF($J$13=OFFRE!$H$24,$B$140,\"\")","v":""},{"$f":"IFERROR(VLOOKUP(K239,$B$7:$E$155,2,FALSE),\"\")","v":""},"","",{"$f":"+IF(K239=\"\",\"\",1)","v":""},null,{"$f":"IF($J$13=OFFRE!$H$24,$B$148,\"\")","v":""},{"$f":"IFERROR(VLOOKUP(Q239,$B$7:$E$155,2,FALSE),\"\")","v":""},"","",{"$f":"+IF(Q239=\"\",\"\",1)","v":""},null,null,null,null,null,null,null,null,null,null,null,null,null,null,null,null,null,"","","","",""]
[null,"","","","","",null,null,null,null,null,null,"","",null,null,null,null,"","",null,null,null,null,null,null,null,null,null,null,null,null,null,null,null,null,null,null,"","","","",""]
[null,{"$f":"IF(B172=0,\"\",B172)","v":""},"","","","",null,null,null,null,null,{"$f":"IFERROR(VLOOKUP(K241,$B$7:$E$155,2,FALSE),\"\")","v":""},"","",{"$f":"+IF(K241=\"\",\"\",1)","v":""},null,null,{"$f":"IFERROR(VLOOKUP(Q241,$B$7:$E$155,2,FALSE),\"\")","v":""},"","",{"$f":"+IF(Q241=\"\",\"\",1)","v":""},null,null,null,null,null,null,null,null,null,null,null,null,null,null,null,null,null,"","","","",""]
[null,"","","","","",null,null,null,null,null,{"$f":"IFERROR(VLOOKUP(K242,$B$7:$E$155,2,FALSE),\"\")","v":""},"","",null,null,null,{"$f":"IFERROR(VLOOKUP(Q242,$B$7:$E$155,2,FALSE),\"\")","v":""},"","",null,null,null,null,null,null,null,null,null,null,null,null,null,null,null,null,null,null,"","","","",""]
[null,"","","","","",null,null,null,null,null,null,null,null,null,null,null,null,null,null,null,null,null,null,null,null,null,null,null,null,null,null,null,null,null,null,null,null,"","","","",""]
[null,"","","","","",null,null,null,null,null,"Liaison frigorifique",null,null,null,null,null,"Liaison frigorifique",null,null,null,null,null,null,null,null,null,null,null,null,null,null,null,null,null,null,null,null,"","","","",""]
[null,"","","","","",null,null,null,null,{"$f":"+$B$11","v":100012535},{"$f":"IFERROR(VLOOKUP(K245,$B$7:$E$155,2,FALSE),\"\")","v":"LIAISON FRIGORIFIQUE PE 5/8'' 3/8'' - LG 5m"},{"$f":"IFERROR(VLOOKUP(K245,$B$7:$E$155,3,FALSE),\"\")","v":"EH114"},{"$f":"IFERROR(VLOOKUP(K245,$B$7:$E$155,4,FALSE),\"\")","v":255},1,null,{"$f":"$B$11","v":100012535},{"$f":"IFERROR(VLOOKUP(Q245,$B$7:$E$155,2,FALSE),\"\")","v":"LIAISON FRIGORIFIQUE PE 5/8'' 3/8'' - LG 5m"},{"$f":"IFERROR(VLOOKUP(Q245,$B$7:$E$155,3,FALSE),\"\")","v":"EH114"},{"$f":"IFERROR(VLOOKUP(Q245,$B$7:$E$155,4,FALSE),\"\")","v":255},1,null,null,null,null,null,null,null,null,null,null,null,null,null,null,null,null,null,"","","","",""]
[null,"","","","","",null,null,null,null,{"$f":"+$B$12","v":100012536},{"$f":"IFERROR(VLOOKUP(K246,$B$7:$E$155,2,FALSE),\"\")","v":"LIAISON FRIGORIFIQUE PE 5/8'' 3/8'' - LG 10m"},{"$f":"IFERROR(VLOOKUP(K246,$B$7:$E$155,3,FALSE),\"\")","v":"EH115"},{"$f":"IFERROR(VLOOKUP(K246,$B$7:$E$155,4,FALSE),\"\")","v":456},null,null,{"$f":"$B$12","v":100012536},{"$f":"IFERROR(VLOOKUP(Q246,$B$7:$E$155,2,FALSE),\"\")","v":"LIAISON FRIGORIFIQUE PE 5/8'' 3/8'' - LG 10m"},{"$f":"IFERROR(VLOOKUP(Q246,$B$7:$E$155,3,FALSE),\"\")","v":"EH115"},{"$f":"IFERROR(VLOOKUP(Q246,$B$7:$E$155,4,FALSE),\"\")","v":456},null,null,null,null,null,null,null,null,null,null,null,null,null,null,null,null,null,null,"","","","",""]
[null,"","","","","",null,null,null,null,{"$f":"+$B$13","v":100012537},{"$f":"IFERROR(VLOOKUP(K247,$B$7:$E$155,2,FALSE),\"\")","v":"LIAISON FRIGORIFIQUE PE 5/8'' 3/8'' - LG 20m"},{"$f":"IFERROR(VLOOKUP(K247,$B$7:$E$155,3,FALSE),\"\")","v":"EH116"},{"$f":"IFERROR(VLOOKUP(K247,$B$7:$E$155,4,FALSE),\"\")","v":823},null,null,{"$f":"$B$13","v":100012537},{"$f":"IFERROR(VLOOKUP(Q247,$B$7:$E$155,2,FALSE),\"\")","v":"LIAISON FRIGORIFIQUE PE 5/8'' 3/8'' - LG 20m"},{"$f":"IFERROR(VLOOKUP(Q247,$B$7:$E$155,3,FALSE),\"\")","v":"EH116"},{"$f":"IFERROR(VLOOKUP(Q247,$B$7:$E$155,4,FALSE),\"\")","v":823},null,null,null,null,null,null,null,null,null,null,null,null,null,null,null,null,null,null,"","","","",""]
[null,"","","","","",null,null,null,null,null,null,null,null,null,null,null,null,null,null,null,null,null,null,null,null,null,null,null,null,null,null,null,null,null,null,null,null,"","","","",""]
[null,"","","","","",null,null,null,null,null,{"$f":"IF($J$19=OFFRE!$J$15,\"Accessoires de la chaudière\",\"\")","v":""},null,null,null,null,null,{"$f":"IF($J$19=OFFRE!$J$15,\"Accessoires de la chaudière\",\"\")","v":""},null,null,null,null,null,null,null,null,null,null,null,null,null,null,null,null,null,null,null,null,"","","","",""]
[null,"","","","","",null,null,null,null,{"$f":"IF($J$19=OFFRE!$J$15,$B$39,$B$20)","v":7742057},{"$f":"IFERROR(VLOOKUP(K250,$B$7:$E$155,2,FALSE),\"\")","v":"KIT FF OFSB 22/29"},{"$f":"IFERROR(VLOOKUP(K250,$B$7:$E$155,3,FALSE),\"\")","v":"MY921"},{"$f":"IFERROR(VLOOKUP(K250,$B$7:$E$155,4,FALSE),\"\")","v":449},{"$f":"+IF(K250=\"\",\"\",1)","v":1},null,{"$f":"IF($J$19=OFFRE!$J$15,$B$35,$B$21)","v":7744610},{"$f":"IFERROR(VLOOKUP(Q250,$B$7:$E$155,2,FALSE),\"\")","v":"KIT FF 24-32+ "},{"$f":"IFERROR(VLOOKUP(Q250,$B$7:$E$155,3,FALSE),\"\")","v":"MY923"},{"$f":"IFERROR(VLOOKUP(Q250,$B$7:$E$155,4,FALSE),\"\")","v":90},{"$f":"+IF(Q250=\"\",\"\",1)","v":1},null,null,null,null,null,null,null,null,null,null,null,null,null,null,null,null,null,"","","","",""]
[null,{"$f":"IF(B182=0,\"\",B182)","v":""},"","","","",null,null,null,null,{"$f":"IF($J$19=OFFRE!$J$15,$B$40,\"\")","v":""},"","","",{"$f":"+IF(K251=\"\",\"\",1)","v":""},null,{"$f":"IF($J$19=OFFRE!$J$15,$B$36,\"\")","v":""},"","","",{"$f":"+IF(Q251=\"\",\"\",1)","v":""},null,null,null,null,null,null,null,null,null,null,null,null,null,null,null,null,null,"","","","",""]
[null,"","","","","",null,null,null,null,{"$f":"IF($J$19=OFFRE!$J$15,$B$41,\"\")","v":""},"","","","",null,{"$f":"IF($J$19=OFFRE!$J$15,$B$37,\"\")","v":""},"","","","",null,null,null,null,null,null,null,null,null,null,null,null,null,null,null,null,null,"","","","",""]
[null,"","","","","",null,null,null,null,null,{"$f":"IFERROR(VLOOKUP(K253,$B$7:$E$155,2,FALSE),\"\")","v":""},{"$f":"IFERROR(VLOOKUP(K253,$B$7:$E$155,3,FALSE),\"\")","v":""},{"$f":"IFERROR(VLOOKUP(K253,$B$7:$E$155,4,FALSE),\"\")","v":""},null,null,null,{"$f":"IFERROR(VLOOKUP(Q253,$B$7:$E$155,2,FALSE),\"\")","v":""},{"$f":"IFERROR(VLOOKUP(Q253,$B$7:$E$155,3,FALSE),\"\")","v":""},{"$f":"IFERROR(VLOOKUP(Q253,$B$7:$E$155,4,FALSE),\"\")","v":""},null,null,null,null,null,null,null,null,null,null,null,null,null,null,null,null,null,null,"","","","",""]
[null,"","","","","",null,null,null,null,null,"","","",null,null,null,"","","",null,null,null,null,null,null,null,null,null,null,null,null,null,null,null,null,null,null,"","","","",""]
[null,"","","","","",null,null,null,null,null,"","","",null,null,null,"","","",null,null,null,null,null,null,null,null,null,null,null,null,null,null,null,null,null,null,"","","","",""]
[null,"","","","","",null,null,null,null,null,"","","",null,null,null,"","","",null,null,null,null,null,null,null,null,null,null,null,null,null,null,null,null,null,null,"","","","",""]
[null,"","","","","",null,null,null,null,null,"","","",null,null,null,"","","",null,null,null,null,null,null,null,null,null,null,null,null,null,null,null,null,null,null,"","","","",""]
[null,"","","","","",null,null,null,null,null,"","","",null,null,null,"","","",null,null,null,null,null,null,null,null,null,null,null,null,null,null,null,null,null,null,"","","","",""]
[null,"","","","","",null,null,null,null,null,"","","",null,null,null,"","","",null,null,null,null,null,null,null,null,null,null,null,null,null,null,null,null,null,null,"","","","",""]
[null,"","","","","",null,null,null,null,null,"","","",null,null,null,"","","",null,null,null,null,null,null,null,null,null,null,null,null,null,null,null,null,null,null,"","","","",""]
[null,{"$f":"IF(B192=0,\"\",B192)","v":""},"","","","",null,null,null,null,null,"Accessoires de mise en œuvre",null,null,null,null,null,"Accessoires de mise en œuvre",null,null,null,null,null,null,null,null,null,null,null,null,null,null,null,null,null,null,null,null,"","","","",""]
[null,"","","","","",null,null,null,null,{"$f":"IF($H$15=OFFRE!$H$16,$B$10,$B$8)","v":7694974},{"$f":"IFERROR(VLOOKUP(K262,$B$7:$E$155,2,FALSE),\"\")","v":"SUPPORT AU SOL CAOUTCHOUC 600MM"},{"$f":"IFERROR(VLOOKUP(K262,$B$7:$E$155,3,FALSE),\"\")","v":"EH879"},{"$f":"IFERROR(VLOOKUP(K262,$B$7:$E$155,4,FALSE),\"\")","v":119},1,null,{"$f":"IF($H$15=OFFRE!$H$16,$B$10,$B$8)","v":7694974},{"$f":"IFERROR(VLOOKUP(Q262,$B$7:$E$155,2,FALSE),\"\")","v":"SUPPORT AU SOL CAOUTCHOUC 600MM"},{"$f":"IFERROR(VLOOKUP(Q262,$B$7:$E$155,3,FALSE),\"\")","v":"EH879"},{"$f":"IFERROR(VLOOKUP(Q262,$B$7:$E$155,4,FALSE),\"\")","v":119},1,null,null,null,null,null,null,null,null,null,null,null,null,null,null,null,null,null,"","","","",""]
[null,"","","","","",null,null,null,null,{"$f":"$B$19","v":7636899},"KIT SILENCIEUX MODULE EXTERIEUR","EH572",66,null,null,{"$f":"$B$19","v":7636899},"KIT SILENCIEUX MODULE EXTERIEUR","EH572",66,null,null,null,null,null,null,null,null,null,null,null,null,null,null,null,null,null,null,"","","","",""]
[null,"","","","","",null,null,null,null,{"$f":"$B$22","v":7746197},"BOUTEILLE DE DECOUPLAGE 25L"," HK147",362,null,null,{"$f":"$B$22","v":7746197},"BOUTEILLE DE DECOUPLAGE 25L"," HK147",362,null,null,null,null,null,null,null,null,null,null,null,null,null,null,null,null,null,null,"","","","",""]
[null,"","","","","",null,null,null,null,{"$f":"$B$17","v":7619010},"KIT VANNE 3 VOIES","EH528",631,null,null,{"$f":"$B$17","v":7619010},"KIT VANNE 3 VOIES","EH528",631,null,null,null,null,null,null,null,null,null,null,null,null,null,null,null,null,null,null,"","","","",""]
[null,"","","","","",null,null,null,null,{"$f":"$B$18","v":7626737},"KIT ISOLATION MODE CLIMATISATION","EH567",229,null,null,{"$f":"$B$18","v":7626737},"KIT ISOLATION MODE CLIMATISATION","EH567",229,null,null,null,null,null,null,null,null,null,null,null,null,null,null,null,null,null,null,"","","","",""]
[null,"","","","","",null,null,null,null,{"$f":"$B$32","v":7746242},"SOUPAPE DIFFERENTIELLE ","HK150",59,1,null,{"$f":"$B$32","v":7746242},"SOUPAPE DIFFERENTIELLE ","HK150",59,1,null,null,null,null,null,null,null,null,null,null,null,null,null,null,null,null,null,"","","","",""]
[null,"","","","","",null,null,null,null,null,"","","",null,null,null,"","","",null,null,null,null,null,null,null,null,null,null,null,null,null,null,null,null,null,null,"","","","",""]
[null,"","","","","",null,null,null,null,null,"","","",null,null,null,"","","",null,null,null,null,null,null,null,null,null,null,null,null,null,null,null,null,null,null,"","","","",""]
[null,"","","","","",null,null,null,null,null,null,null,null,null,null,null,null,null,null,null,null,null,null,null,null,null,null,null,null,null,null,null,null,null,null,null,null,"","","","",""]
[null,{"$f":"IF(B202=0,\"\",B202)","v":""},"","","","",null,null,null,null,null,"Ballons tampons",null,null,null,null,null,"Ballons tampons",null,null,null,null,null,null,null,null,null,null,null,null,null,null,null,null,null,null,null,null,"","","","",""]
[null,"","","","","",null,null,null,null,{"$f":"$B$15","v":100008841},{"$f":"IFERROR(VLOOKUP(K272,$B$7:$E$155,2,FALSE),\"\")","v":"BALLON TAMPON 80L B 80 T"},{"$f":"IFERROR(VLOOKUP(K272,$B$7:$E$155,3,FALSE),\"\")","v":"EH85"},{"$f":"IFERROR(VLOOKUP(K272,$B$7:$E$155,4,FALSE),\"\")","v":572},1,null,{"$f":"$B$15","v":100008841},{"$f":"IFERROR(VLOOKUP(Q272,$B$7:$E$155,2,FALSE),\"\")","v":"BALLON TAMPON 80L B 80 T"},{"$f":"IFERROR(VLOOKUP(Q272,$B$7:$E$155,3,FALSE),\"\")","v":"EH85"},{"$f":"IFERROR(VLOOKUP(Q272,$B$7:$E$155,4,FALSE),\"\")","v":572},1,null,null,null,null,null,null,null,null,null,null,null,null,null,null,null,null,null,"","","","",""]
[null,"","","","","",null,null,null,null,{"$f":"$B$16","v":100004415},{"$f":"IFERROR(VLOOKUP(K273,$B$7:$E$155,2,FALSE),\"\")","v":"BALLON TAMPON 160L B 150 T"},{"$f":"IFERROR(VLOOKUP(K273,$B$7:$E$155,3,FALSE),\"\")","v":"EH60"},{"$f":"IFERROR(VLOOKUP(K273,$B$7:$E$155,4,FALSE),\"\")","v":857},null,null,{"$f":"$B$16","v":100004415},{"$f":"IFERROR(VLOOKUP(Q273,$B$7:$E$155,2,FALSE),\"\")","v":"BALLON TAMPON 160L B 150 T"},{"$f":"IFERROR(VLOOKUP(Q273,$B$7:$E$155,3,FALSE),\"\")","v":"EH60"},{"$f":"IFERROR(VLOOKUP(Q273,$B$7:$E$155,4,FALSE),\"\")","v":857},null,null,null,null,null,null,null,null,null,null,null,null,null,null,null,null,null,null,"","","","",""]
[null,"","","","","",null,null,null,null,null,null,null,null,null,null,null,null,null,null,null,null,null,null,null,null,null,null,null,null,null,null,null,null,null,null,null,null,"","","","",""]
[null,"","","","","",null,null,null,null,null,"Accessoires de régulation",null,null,null,null,null,"Accessoires de régulation",null,null,null,null,null,null,null,null,null,null,null,null,null,null,null,null,null,null,null,null,"","","","",""]
[null,"","","","","",null,null,null,null,{"$f":"$B$23","v":7689751},{"$f":"IFERROR(VLOOKUP(K276,$B$7:$E$155,2,FALSE),\"\")","v":"KIT CARTE DE REGULATION 2nd CIRCUIT (VERSION B)"},{"$f":"IFERROR(VLOOKUP(K276,$B$7:$E$155,3,FALSE),\"\")","v":"EH862"},{"$f":"IFERROR(VLOOKUP(K276,$B$7:$E$155,4,FALSE),\"\")","v":113},null,null,{"$f":"$B$23","v":7689751},{"$f":"IFERROR(VLOOKUP(Q276,$B$7:$E$155,2,FALSE),\"\")","v":"KIT CARTE DE REGULATION 2nd CIRCUIT (VERSION B)"},{"$f":"IFERROR(VLOOKUP(Q276,$B$7:$E$155,3,FALSE),\"\")","v":"EH862"},{"$f":"IFERROR(VLOOKUP(Q276,$B$7:$E$155,4,FALSE),\"\")","v":113},null,null,null,null,null,null,null,null,null,null,null,null,null,null,null,null,null,null,"","","","",""]
[null,"","","","","",null,null,null,null,{"$f":"$B$24","v":88017904},"THERMOSTAT AMBIANCE PROGRAMMABLE (FILAIRE)","AD191",176,null,null,{"$f":"$B$24","v":88017904},"THERMOSTAT AMBIANCE PROGRAMMABLE (FILAIRE)","AD191",176,null,null,null,null,null,null,null,null,null,null,null,null,null,null,null,null,null,null,"","","","",""]
[null,"","","","","",null,null,null,null,{"$f":"$B$25","v":88017018},"THERMOSTAT D AMBIANCE PROGRAMMABLE SANS FILS","AD192",308,null,null,{"$f":"$B$25","v":88017018},"THERMOSTAT D AMBIANCE PROGRAMMABLE SANS FILS","AD192",308,null,null,null,null,null,null,null,null,null,null,null,null,null,null,null,null,null,null,"","","","",""]
[null,"","","","","",null,null,null,null,{"$f":"$B$26","v":88017859},"THERMOSTAT D'AMBIANCE NON PROGRAMMABLE","AD140",54,null,null,{"$f":"$B$26","v":88017859},"THERMOSTAT D'AMBIANCE NON PROGRAMMABLE","AD140",54,null,null,null,null,null,null,null,null,null,null,null,null,null,null,null,null,null,null,"","","","",""]
[null,"","","","","",null,null,null,null,{"$f":"$B$27","v":7691374},"THERMOSTAT AMBIANCE OETROSMART (R-BUS)","AD323",207,1,null,{"$f":"$B$27","v":7691374},"THERMOSTAT AMBIANCE OETROSMART (R-BUS)","AD323",207,1,null,null,null,null,null,null,null,null,null,null,null,null,null,null,null,null,null,"","","","",""]
[null,{"$f":"IF(B212=0,\"\",B212)","v":""},"","","","",null,null,null,null,{"$f":"$B$28","v":7624902},"KIT CABLAGE PLANCHER CHAUFFANT DIRECT","HA255",40,null,null,{"$f":"$B$28","v":7624902},"KIT CABLAGE PLANCHER CHAUFFANT DIRECT","HA255",40,null,null,null,null,null,null,null,null,null,null,null,null,null,null,null,null,null,null,"","","","",""]
[null,"","","","","",null,null,null,null,{"$f":"$B$29","v":100019114},"KIT SONDE HYGRO RAFRAICHISSEMENT","HK27",233,null,null,{"$f":"$B$29","v":100019114},"KIT SONDE HYGRO RAFRAICHISSEMENT","HK27",233,null,null,null,null,null,null,null,null,null,null,null,null,null,null,null,null,null,null,"","","","",""]
[null,"","","","","",null,null,null,null,{"$f":"$B$30","v":7622433},"KIT SONDE CONDENSATION (0-10V)","HZ64",420,null,null,{"$f":"$B$30","v":7622433},"KIT SONDE CONDENSATION (0-10V)","HZ64",420,null,null,null,null,null,null,null,null,null,null,null,null,null,null,null,null,null,null,"","","","",""]
[null,"","","","","",null,null,null,null,{"$f":"$B$31","v":88017017},"SONDE DEPART v3v","AD199",85,null,null,{"$f":"$B$31","v":88017017},"SONDE DEPART v3v","AD199",85,null,null,null,null,null,null,null,null,null,null,null,null,null,null,null,null,null,null,"","","","",""]
[null,"","","","","",null,null,null,null,null,"","","",null,null,null,"","","",null,null,null,null,null,null,null,null,null,null,null,null,null,null,null,null,null,null,"","","","",""]
[null,"","","","","",null,null,null,null,null,"","","",null,null,null,"","","",null,null,null,null,null,null,null,null,null,null,null,null,null,null,null,null,null,null,"","","","",""]
[null,"","","","","",null,null,null,null,null,"","","",null,null,null,"","","",null,null,null,null,null,null,null,null,null,null,null,null,null,null,null,null,null,null,"","","","",""]
[null,{"$f":"IF(B219=0,\"\",B219)","v":""},"","","","",null,null,null,null,null,"","","",null,null,null,"","","",null,null,null,null,null,null,null,null,null,null,null,null,null,null,null,null,null,null,"","","","",""]
[null,{"$f":"IF(B220=0,\"\",B220)","v":""},"","","","",null,null,null,null,null,"","","",null,null,null,"","","",null,null,null,null,null,null,null,null,null,null,null,null,null,null,null,null,null,null,"","","","",""]
[null,{"$f":"\"\"","v":""},{"$f":"$L$6","v":"Accessoires de régulation nécessaires pour les circuits indiqués :"},{"$f":"\"\"","v":""},{"$f":"\"\"","v":""},{"$f":"\"\"","v":""}]
[null,{"$f":"\"\"","v":""},{"$f":"$L$7","v":"1 circuit : Vanne"},{"$f":"\"\"","v":""},{"$f":"\"\"","v":""},{"$f":"\"\"","v":""}]
[null,{"$f":"\"\"","v":""},{"$f":"\"\"","v":""},{"$f":"\"\"","v":""},{"$f":"\"\"","v":""},{"$f":"\"\"","v":""}]
[null,{"$f":"K9","v":7689751},{"$f":"L9","v":"KIT CARTE DE REGULATION 2nd CIRCUIT (VERSION B)"},{"$f":"M9","v":"EH862"},{"$f":"N9","v":113},{"$f":"IF(B293<>\"\",1,\"\")","v":1},null,null,null,{"$f":"IF(AND($H$6=OFFRE!$B$18,'Offre Alezio O Hybrid'!$H$9=OFFRE!$K$59,$H$22=$R$5),1,0)","v":0},null,null,null,null,null,{"$f":"IF(AND($H$6=OFFRE!$B$19,'Offre Alezio O Hybrid'!$H$9=OFFRE!$K$59,$H$22=$R$5),1,0)","v":0}]
[null,{"$f":"\"\"","v":""},{"$f":"\"\"","v":""},{"$f":"\"\"","v":""},{"$f":"\"\"","v":""},{"$f":"\"\"","v":""},null,null,null,"Appoint",{"$f":"OFFRE!$F$6","v":"Hydraulique par chaudière"},null,null,null,null,null,{"$f":"OFFRE!$F$6","v":"Hydraulique par chaudière"}]
[null,{"$f":"\"\"","v":""},{"$f":"\"\"","v":""},{"$f":"\"\"","v":""},{"$f":"\"\"","v":""},{"$f":"\"\"","v":""},null,null,null,"Rafraichissement","\\",null,null,null,null,null,"\\"]
[null,{"$f":"\"\"","v":""},{"$f":"IF($B$297=\"\",\"\",\"Accessoires hydrauliques nécessaires pour les circuits indiqués :\")","v":"Accessoires hydrauliques nécessaires pour les circuits indiqués :"},{"$f":"\"\"","v":""},{"$f":"\"\"","v":""},{"$f":"\"\"","v":""},null,null,null,"Montage",{"$f":"OFFRE!$H$16","v":"Au sol"},null,null,null,null,null,{"$f":"OFFRE!$H$16","v":"Au sol"}]
[null,{"$f":"IF($H$27=OFFRE!$H$38,\"\",$B$17)","v":7619010},{"$f":"IFERROR(VLOOKUP($B297,$B$7:$E$50,2,FALSE),\"\")","v":"KIT VANNE 3 VOIES"},{"$f":"IFERROR(VLOOKUP($B297,$B$7:$E$50,3,FALSE),\"\")","v":"EH528"},{"$f":"IFERROR(VLOOKUP($B297,$B$7:$E$50,4,FALSE),\"\")","v":631},{"$f":"IF(B297<>\"\",1,\"\")","v":1},null,null,null,"ECS",{"$f":"OFFRE!$D$6","v":"OUI"},null,null,null,null,null,{"$f":"OFFRE!$D$6","v":"OUI"},null,null,null,null,null,null,null,null,null,null,null,null,null,null,null,null,null,null,null,null,null,"Si 11 MR choisi + petite chaudière"]
[null,{"$f":"\"\"","v":""},{"$f":"\"\"","v":""},{"$f":"\"\"","v":""},{"$f":"\"\"","v":""},{"$f":"\"\"","v":""},null,null,null,"11 TR",null,{"$f":"IF($J$13=OFFRE!$H$23,\"Kit complet : PAC + accessoires\",\"\")","v":"Kit complet : PAC + accessoires"},null,null,null,null,null,{"$f":"IF($J$13=OFFRE!$H$23,\"Kit complet : PAC + accessoires\",\"\")","v":"Kit complet : PAC + accessoires"},null,null,null,null,null,null,null,null,null,null,null,null,null,null,null,null,null,null,null,{"$f":"IF($AN312=\"\",0,1)","v":0},{"$f":"IF($J$293=1,K298,IF($P$293=1,Q298,IF($AD$293=1,AE298,IF($W$293=1,X298,\"\"))))","v":""},{"$f":"IF($J$293=1,L298,IF($P$293=1,R298,IF($AD$293=1,AF298,IF($W$293=1,Y298,\"\"))))","v":""},{"$f":"IF($J$293=1,M298,IF($P$293=1,S298,IF($AD$293=1,AG298,IF($W$293=1,Z298,\"\"))))","v":""},{"$f":"IF($J$293=1,N298,IF($P$293=1,T298,IF($AD$293=1,AH298,IF($W$293=1,AA298,\"\"))))","v":""},{"$f":"IF($J$293=1,O298,IF($P$293=1,U298,IF($AD$293=1,AI298,IF($W$293=1,AB298,\"\"))))","v":""}]
[null,{"$f":"\"\"","v":""},{"$f":"\"\"","v":""},{"$f":"\"\"","v":""},{"$f":"\"\"","v":""},{"$f":"\"\"","v":""},null,null,null,null,{"$f":"IF($J$13=OFFRE!$H$23,$B$55,\"\")","v":7749814},{"$f":"IFERROR(VLOOKUP(K299,$B$7:$E$155,2,FALSE),\"\")","v":"AWHP 11TR-OFSB 22 HYBRID V200"},{"$f":"IFERROR(VLOOKUP(K299,$B$7:$E$155,3,FALSE),\"\")","v":0},{"$f":"IFERROR(VLOOKUP(K299,$B$7:$E$155,4,FALSE),\"\")","v":12282},{"$f":"+IF(K299=\"\",\"\",1)","v":1},null,{"$f":"IF($J$13=OFFRE!$H$23,$B$68,\"\")","v":7749825},{"$f":"IFERROR(VLOOKUP(Q299,$B$7:$E$155,2,FALSE),\"\")","v":"AWHP 11TR-OFSC 24 HYBRID V200"},{"$f":"IFERROR(VLOOKUP(Q299,$B$7:$E$155,3,FALSE),\"\")","v":0},{"$f":"IFERROR(VLOOKUP(Q299,$B$7:$E$155,4,FALSE),\"\")","v":13406},{"$f":"+IF(Q299=\"\",\"\",1)","v":1},null,null,null,null,null,null,null,null,null,null,null,null,null,null,null,null,null,{"$f":"IF($J$293=1,K299,IF($P$293=1,Q299,IF($AD$293=1,AE299,IF($W$293=1,X299,\"\"))))","v":""},{"$f":"IF($J$293=1,L299,IF($P$293=1,R299,IF($AD$293=1,AF299,IF($W$293=1,Y299,\"\"))))","v":""},{"$f":"IF($J$293=1,M299,IF($P$293=1,S299,IF($AD$293=1,AG299,IF($W$293=1,Z299,\"\"))))","v":""},{"$f":"IF($J$293=1,N299,IF($P$293=1,T299,IF($AD$293=1,AH299,IF($W$293=1,AA299,\"\"))))","v":""},{"$f":"IF($J$293=1,O299,IF($P$293=1,U299,IF($AD$293=1,AI299,IF($W$293=1,AB299,\"\"))))","v":""}]
[null,{"$f":"\"\"","v":""},{"$f":"\"\"","v":""},{"$f":"\"\"","v":""},{"$f":"\"\"","v":""},{"$f":"\"\"","v":""},null,null,null,null,null,null,null,null,null,null,null,null,null,null,null,null,null,null,null,null,null,null,null,null,null,null,null,null,null,null,null,null,"","","","",""]
[null,{"$f":"\"\"","v":""},{"$f":"\"\"","v":""},{"$f":"\"\"","v":""},{"$f":"\"\"","v":""},{"$f":"\"\"","v":""},null,null,null,null,null,{"$f":"IF($J$13=OFFRE!$H$24,\"Sélection personnalisée\",\"\")","v":""},null,null,null,null,null,{"$f":"IF($J$13=OFFRE!$H$24,\"Sélection personnalisée\",\"\")","v":""},null,null,null,null,null,null,null,null,null,null,null,null,null,null,null,null,null,null,null,null,"","","","",""]
[null,{"$f":"\"\"","v":""},{"$f":"\"\"","v":""},{"$f":"\"\"","v":""},{"$f":"\"\"","v":""},{"$f":"\"\"","v":""},null,null,null,null,{"$f":"IF($J$13=OFFRE!$H$24,$B$121,\"\")","v":""},{"$f":"IFERROR(VLOOKUP(K302,$B$7:$E$155,2,FALSE),\"\")","v":""},{"$f":"IFERROR(VLOOKUP(K302,$B$7:$E$155,3,FALSE),\"\")","v":""},{"$f":"IFERROR(VLOOKUP(K302,$B$7:$E$155,4,FALSE),\"\")","v":""},{"$f":"+IF(K302=\"\",\"\",1)","v":""},null,{"$f":"IF($J$13=OFFRE!$H$24,$B$121,\"\")","v":""},{"$f":"IFERROR(VLOOKUP(Q302,$B$7:$E$155,2,FALSE),\"\")","v":""},{"$f":"IFERROR(VLOOKUP(Q302,$B$7:$E$155,3,FALSE),\"\")","v":""},{"$f":"IFERROR(VLOOKUP(Q302,$B$7:$E$155,4,FALSE),\"\")","v":""},{"$f":"+IF(Q302=\"\",\"\",1)","v":""},null,null,null,null,null,null,null,null,null,null,null,null,null,null,null,null,null,"","","","",""]
[null,null,null,null,null,null,null,null,null,null,{"$f":"IF($J$13=OFFRE!$H$24,$B$128,\"\")","v":""},{"$f":"IFERROR(VLOOKUP(K303,$B$7:$E$155,2,FALSE),\"\")","v":""},"","",{"$f":"+IF(K303=\"\",\"\",1)","v":""},null,{"$f":"IF($J$13=OFFRE!$H$24,$B$128,\"\")","v":""},{"$f":"IFERROR(VLOOKUP(Q303,$B$7:$E$155,2,FALSE),\"\")","v":""},"","",{"$f":"+IF(Q303=\"\",\"\",1)","v":""},null,null,null,null,null,null,null,null,null,null,null,null,null,null,null,null,null,"","","","",""]
[null,null,null,null,null,null,null,null,null,null,{"$f":"IF($J$13=OFFRE!$H$24,$B$136,\"\")","v":""},{"$f":"IFERROR(VLOOKUP(K304,$B$7:$E$155,2,FALSE),\"\")","v":""},"","",{"$f":"+IF(K304=\"\",\"\",1)","v":""},null,{"$f":"IF($J$13=OFFRE!$H$24,$B$136,\"\")","v":""},{"$f":"IFERROR(VLOOKUP(Q304,$B$7:$E$155,2,FALSE),\"\")","v":""},"","",{"$f":"+IF(Q304=\"\",\"\",1)","v":""},null,null,null,null,null,null,null,null,null,null,null,null,null,null,null,null,null,"","","","",""]
[null,null,null,null,null,null,null,null,null,null,{"$f":"IF($J$13=OFFRE!$H$24,$B$134,\"\")","v":""},{"$f":"IFERROR(VLOOKUP(K305,$B$7:$E$155,2,FALSE),\"\")","v":""},"","",{"$f":"+IF(K305=\"\",\"\",1)","v":""},null,{"$f":"IF($J$13=OFFRE!$H$24,$B$134,\"\")","v":""},{"$f":"IFERROR(VLOOKUP(Q305,$B$7:$E$155,2,FALSE),\"\")","v":""},"","",{"$f":"+IF(Q305=\"\",\"\",1)","v":""},null,null,null,null,null,null,null,null,null,null,null,null,null,null,null,null,null,"","","","",""]
[null,null,null,null,null,null,null,null,null,null,{"$f":"IF($J$13=OFFRE!$H$24,$B$140,\"\")","v":""},{"$f":"IFERROR(VLOOKUP(K306,$B$7:$E$155,2,FALSE),\"\")","v":""},"","",{"$f":"+IF(K306=\"\",\"\",1)","v":""},null,{"$f":"IF($J$13=OFFRE!$H$24,$B$148,\"\")","v":""},{"$f":"IFERROR(VLOOKUP(Q306,$B$7:$E$155,2,FALSE),\"\")","v":""},"","",{"$f":"+IF(Q306=\"\",\"\",1)","v":""},null,null,null,null,null,null,null,null,null,null,null,null,null,null,null,null,null,"","","","",""]
[null,null,null,null,null,null,null,null,null,null,null,null,"","",null,null,null,null,"","",null,null,null,null,null,null,null,null,null,null,null,null,null,null,null,null,null,null,"","","","",""]
[null,null,null,null,null,null,null,null,null,null,null,{"$f":"IFERROR(VLOOKUP(K308,$B$7:$E$155,2,FALSE),\"\")","v":""},"","",{"$f":"+IF(K308=\"\",\"\",1)","v":""},null,null,{"$f":"IFERROR(VLOOKUP(Q308,$B$7:$E$155,2,FALSE),\"\")","v":""},"","",{"$f":"+IF(Q308=\"\",\"\",1)","v":""},null,null,null,null,null,null,null,null,null,null,null,null,null,null,null,null,null,"","","","",""]
[null,null,null,null,null,null,null,null,null,null,null,{"$f":"IFERROR(VLOOKUP(K309,$B$7:$E$155,2,FALSE),\"\")","v":""},"","",null,null,null,{"$f":"IFERROR(VLOOKUP(Q309,$B$7:$E$155,2,FALSE),\"\")","v":""},"","",null,null,null,null,null,null,null,null,null,null,null,null,null,null,null,null,null,null,"","","","",""]
[null,null,null,null,null,null,null,null,null,null,null,null,null,null,null,null,null,null,null,null,null,null,null,null,null,null,null,null,null,null,null,null,null,null,null,null,null,null,"","","","",""]
[null,null,null,null,null,null,null,null,null,null,null,"Liaison frigorifique",null,null,null,null,null,"Liaison frigorifique",null,null,null,null,null,null,null,null,null,null,null,null,null,null,null,null,null,null,null,null,"","","","",""]
[null,null,null,null,null,null,null,null,null,null,{"$f":"+$B$11","v":100012535},{"$f":"IFERROR(VLOOKUP(K312,$B$7:$E$155,2,FALSE),\"\")","v":"LIAISON FRIGORIFIQUE PE 5/8'' 3/8'' - LG 5m"},{"$f":"IFERROR(VLOOKUP(K312,$B$7:$E$155,3,FALSE),\"\")","v":"EH114"},{"$f":"IFERROR(VLOOKUP(K312,$B$7:$E$155,4,FALSE),\"\")","v":255},1,null,{"$f":"$B$11","v":100012535},{"$f":"IFERROR(VLOOKUP(Q312,$B$7:$E$155,2,FALSE),\"\")","v":"LIAISON FRIGORIFIQUE PE 5/8'' 3/8'' - LG 5m"},{"$f":"IFERROR(VLOOKUP(Q312,$B$7:$E$155,3,FALSE),\"\")","v":"EH114"},{"$f":"IFERROR(VLOOKUP(Q312,$B$7:$E$155,4,FALSE),\"\")","v":255},1,null,null,null,null,null,null,null,null,null,null,null,null,null,null,null,null,null,"","","","",""]
[null,null,null,null,null,null,null,null,null,null,{"$f":"+$B$12","v":100012536},{"$f":"IFERROR(VLOOKUP(K313,$B$7:$E$155,2,FALSE),\"\")","v":"LIAISON FRIGORIFIQUE PE 5/8'' 3/8'' - LG 10m"},{"$f":"IFERROR(VLOOKUP(K313,$B$7:$E$155,3,FALSE),\"\")","v":"EH115"},{"$f":"IFERROR(VLOOKUP(K313,$B$7:$E$155,4,FALSE),\"\")","v":456},null,null,{"$f":"$B$12","v":100012536},{"$f":"IFERROR(VLOOKUP(Q313,$B$7:$E$155,2,FALSE),\"\")","v":"LIAISON FRIGORIFIQUE PE 5/8'' 3/8'' - LG 10m"},{"$f":"IFERROR(VLOOKUP(Q313,$B$7:$E$155,3,FALSE),\"\")","v":"EH115"},{"$f":"IFERROR(VLOOKUP(Q313,$B$7:$E$155,4,FALSE),\"\")","v":456},null,null,null,null,null,null,null,null,null,null,null,null,null,null,null,null,null,null,"","","","",""]
[null,null,null,null,null,null,null,null,null,null,{"$f":"+$B$13","v":100012537},{"$f":"IFERROR(VLOOKUP(K314,$B$7:$E$155,2,FALSE),\"\")","v":"LIAISON FRIGORIFIQUE PE 5/8'' 3/8'' - LG 20m"},{"$f":"IFERROR(VLOOKUP(K314,$B$7:$E$155,3,FALSE),\"\")","v":"EH116"},{"$f":"IFERROR(VLOOKUP(K314,$B$7:$E$155,4,FALSE),\"\")","v":823},null,null,{"$f":"$B$13","v":100012537},{"$f":"IFERROR(VLOOKUP(Q314,$B$7:$E$155,2,FALSE),\"\")","v":"LIAISON FRIGORIFIQUE PE 5/8'' 3/8'' - LG 20m"},{"$f":"IFERROR(VLOOKUP(Q314,$B$7:$E$155,3,FALSE),\"\")","v":"EH116"},{"$f":"IFERROR(VLOOKUP(Q314,$B$7:$E$155,4,FALSE),\"\")","v":823},null,null,null,null,null,null,null,null,null,null,null,null,null,null,null,null,null,null,"","","","",""]
[null,null,null,null,null,null,null,null,null,null,null,null,null,null,null,null,null,null,null,null,null,null,null,null,null,null,null,null,null,null,null,null,null,null,null,null,null,null,"","","","",""]
[null,null,null,null,null,null,null,null,null,null,null,{"$f":"IF($J$19=OFFRE!$J$15,\"Accessoires de la chaudière\",\"\")","v":""},null,null,null,null,null,{"$f":"IF($J$19=OFFRE!$J$15,\"Accessoires de la chaudière\",\"\")","v":""},null,null,null,null,null,null,null,null,null,null,null,null,null,null,null,null,null,null,null,null,"","","","",""]
[null,null,null,null,null,null,null,null,null,null,{"$f":"IF($J$19=OFFRE!$J$15,$B$39,$B$20)","v":7742057},{"$f":"IFERROR(VLOOKUP(K317,$B$7:$E$155,2,FALSE),\"\")","v":"KIT FF OFSB 22/29"},{"$f":"IFERROR(VLOOKUP(K317,$B$7:$E$155,3,FALSE),\"\")","v":"MY921"},{"$f":"IFERROR(VLOOKUP(K317,$B$7:$E$155,4,FALSE),\"\")","v":449},{"$f":"+IF(K317=\"\",\"\",1)","v":1},null,{"$f":"IF($J$19=OFFRE!$J$15,$B$35,$B$21)","v":7744610},{"$f":"IFERROR(VLOOKUP(Q317,$B$7:$E$155,2,FALSE),\"\")","v":"KIT FF 24-32+ "},{"$f":"IFERROR(VLOOKUP(Q317,$B$7:$E$155,3,FALSE),\"\")","v":"MY923"},{"$f":"IFERROR(VLOOKUP(Q317,$B$7:$E$155,4,FALSE),\"\")","v":90},{"$f":"+IF(Q317=\"\",\"\",1)","v":1},null,null,null,null,null,null,null,null,null,null,null,null,null,null,null,null,null,"","","","",""]
[null,null,null,null,null,null,null,null,null,null,{"$f":"IF($J$19=OFFRE!$J$15,$B$40,\"\")","v":""},"","","",{"$f":"+IF(K318=\"\",\"\",1)","v":""},null,{"$f":"IF($J$19=OFFRE!$J$15,$B$36,\"\")","v":""},"","","",{"$f":"+IF(Q318=\"\",\"\",1)","v":""},null,null,null,null,null,null,null,null,null,null,null,null,null,null,null,null,null,"","","","",""]
[null,null,null,null,null,null,null,null,null,null,{"$f":"IF($J$19=OFFRE!$J$15,$B$41,\"\")","v":""},"","","","",null,{"$f":"IF($J$19=OFFRE!$J$15,$B$37,\"\")","v":""},"","","","",null,null,null,null,null,null,null,null,null,null,null,null,null,null,null,null,null,"","","","",""]
[null,null,null,null,null,null,null,null,null,null,null,{"$f":"IFERROR(VLOOKUP(K320,$B$7:$E$155,2,FALSE),\"\")","v":""},{"$f":"IFERROR(VLOOKUP(K320,$B$7:$E$155,3,FALSE),\"\")","v":""},{"$f":"IFERROR(VLOOKUP(K320,$B$7:$E$155,4,FALSE),\"\")","v":""},null,null,null,{"$f":"IFERROR(VLOOKUP(Q320,$B$7:$E$155,2,FALSE),\"\")","v":""},{"$f":"IFERROR(VLOOKUP(Q320,$B$7:$E$155,3,FALSE),\"\")","v":""},{"$f":"IFERROR(VLOOKUP(Q320,$B$7:$E$155,4,FALSE),\"\")","v":""},null,null,null,null,null,null,null,null,null,null,null,null,null,null,null,null,null,null,"","","","",""]
[null,null,null,null,null,null,null,null,null,null,null,"","","",null,null,null,"","","",null,null,null,null,null,null,null,null,null,null,null,null,null,null,null,null,null,null,"","","","",""]
[null,null,null,null,null,null,null,null,null,null,null,"","","",null,null,null,"","","",null,null,null,null,null,null,null,null,null,null,null,null,null,null,null,null,null,null,"","","","",""]
[null,null,null,null,null,null,null,null,null,null,null,"","","",null,null,null,"","","",null,null,null,null,null,null,null,null,null,null,null,null,null,null,null,null,null,null,"","","","",""]
[null,null,null,null,null,null,null,null,null,null,null,"","","",null,null,null,"","","",null,null,null,null,null,null,null,null,null,null,null,null,null,null,null,null,null,null,"","","","",""]
[null,null,null,null,null,null,null,null,null,null,null,"","","",null,null,null,"","","",null,null,null,null,null,null,null,null,null,null,null,null,null,null,null,null,null,null,"","","","",""]
[null,null,null,null,null,null,null,null,null,null,null,"","","",null,null,null,"","","",null,null,null,null,null,null,null,null,null,null,null,null,null,null,null,null,null,null,"","","","",""]
[null,null,null,null,null,null,null,null,null,null,null,"","","",null,null,null,"","","",null,null,null,null,null,null,null,null,null,null,null,null,null,null,null,null,null,null,"","","","",""]
[null,null,null,null,null,null,null,null,null,null,null,"Accessoires de mise en œuvre",null,null,null,null,null,"Accessoires de mise en œuvre",null,null,null,null,null,null,null,null,null,null,null,null,null,null,null,null,null,null,null,null,"","","","",""]
[null,null,null,null,null,null,null,null,null,null,{"$f":"IF($H$15=OFFRE!$H$16,$B$10,$B$8)","v":7694974},{"$f":"IFERROR(VLOOKUP(K329,$B$7:$E$155,2,FALSE),\"\")","v":"SUPPORT AU SOL CAOUTCHOUC 600MM"},{"$f":"IFERROR(VLOOKUP(K329,$B$7:$E$155,3,FALSE),\"\")","v":"EH879"},{"$f":"IFERROR(VLOOKUP(K329,$B$7:$E$155,4,FALSE),\"\")","v":119},1,null,{"$f":"IF($H$15=OFFRE!$H$16,$B$10,$B$8)","v":7694974},{"$f":"IFERROR(VLOOKUP(Q329,$B$7:$E$155,2,FALSE),\"\")","v":"SUPPORT AU SOL CAOUTCHOUC 600MM"},{"$f":"IFERROR(VLOOKUP(Q329,$B$7:$E$155,3,FALSE),\"\")","v":"EH879"},{"$f":"IFERROR(VLOOKUP(Q329,$B$7:$E$155,4,FALSE),\"\")","v":119},1,null,null,null,null,null,null,null,null,null,null,null,null,null,null,null,null,null,"","","","",""]
[null,null,null,null,null,null,null,null,null,null,{"$f":"$B$19","v":7636899},"KIT SILENCIEUX MODULE EXTERIEUR","EH572",66,null,null,{"$f":"$B$19","v":7636899},"KIT SILENCIEUX MODULE EXTERIEUR","EH572",66,null,null,null,null,null,null,null,null,null,null,null,null,null,null,null,null,null,null,"","","","",""]
[null,null,null,null,null,null,null,null,null,null,{"$f":"$B$22","v":7746197},"BOUTEILLE DE DECOUPLAGE 25L"," HK147",362,null,null,{"$f":"$B$22","v":7746197},"BOUTEILLE DE DECOUPLAGE 25L"," HK147",362,null,null,null,null,null,null,null,null,null,null,null,null,null,null,null,null,null,null,"","","","",""]
[null,null,null,null,null,null,null,null,null,null,{"$f":"$B$17","v":7619010},"KIT VANNE 3 VOIES","EH528",631,null,null,{"$f":"$B$17","v":7619010},"KIT VANNE 3 VOIES","EH528",631,null,null,null,null,null,null,null,null,null,null,null,null,null,null,null,null,null,null,"","","","",""]
[null,null,null,null,null,null,null,null,null,null,{"$f":"$B$18","v":7626737},"KIT ISOLATION MODE CLIMATISATION","EH567",229,null,null,{"$f":"$B$18","v":7626737},"KIT ISOLATION MODE CLIMATISATION","EH567",229,null,null,null,null,null,null,null,null,null,null,null,null,null,null,null,null,null,null,"","","","",""]
[null,null,null,null,null,null,null,null,null,null,{"$f":"$B$32","v":7746242},"SOUPAPE DIFFERENTIELLE ","HK150",59,1,null,{"$f":"$B$32","v":7746242},"SOUPAPE DIFFERENTIELLE ","HK150",59,1,null,null,null,null,null,null,null,null,null,null,null,null,null,null,null,null,null,"","","","",""]
[null,null,null,null,null,null,null,null,null,null,null,"","","",null,null,null,"","","",null,null,null,null,null,null,null,null,null,null,null,null,null,null,null,null,null,null,"","","","",""]
[null,null,null,null,null,null,null,null,null,null,null,"","","",null,null,null,"","","",null,null,null,null,null,null,null,null,null,null,null,null,null,null,null,null,null,null,"","","","",""]
[null,null,null,null,null,null,null,null,null,null,null,null,null,null,null,null,null,null,null,null,null,null,null,null,null,null,null,null,null,null,null,null,null,null,null,null,null,null,"","","","",""]
[null,null,null,null,null,null,null,null,null,null,null,"Ballons tampons",null,null,null,null,null,"Ballons tampons",null,null,null,null,null,null,null,null,null,null,null,null,null,null,null,null,null,null,null,null,"","","","",""]
[null,null,null,null,null,null,null,null,null,null,{"$f":"$B$15","v":100008841},{"$f":"IFERROR(VLOOKUP(K339,$B$7:$E$155,2,FALSE),\"\")","v":"BALLON TAMPON 80L B 80 T"},{"$f":"IFERROR(VLOOKUP(K339,$B$7:$E$155,3,FALSE),\"\")","v":"EH85"},{"$f":"IFERROR(VLOOKUP(K339,$B$7:$E$155,4,FALSE),\"\")","v":572},1,null,{"$f":"$B$15","v":100008841},{"$f":"IFERROR(VLOOKUP(Q339,$B$7:$E$155,2,FALSE),\"\")","v":"BALLON TAMPON 80L B 80 T"},{"$f":"IFERROR(VLOOKUP(Q339,$B$7:$E$155,3,FALSE),\"\")","v":"EH85"},{"$f":"IFERROR(VLOOKUP(Q339,$B$7:$E$155,4,FALSE),\"\")","v":572},1,null,null,null,null,null,null,null,null,null,null,null,null,null,null,null,null,null,"","","","",""]
[null,null,null,null,null,null,null,null,null,null,{"$f":"$B$16","v":100004415},{"$f":"IFERROR(VLOOKUP(K340,$B$7:$E$155,2,FALSE),\"\")","v":"BALLON TAMPON 160L B 150 T"},{"$f":"IFERROR(VLOOKUP(K340,$B$7:$E$155,3,FALSE),\"\")","v":"EH60"},{"$f":"IFERROR(VLOOKUP(K340,$B$7:$E$155,4,FALSE),\"\")","v":857},null,null,{"$f":"$B$16","v":100004415},{"$f":"IFERROR(VLOOKUP(Q340,$B$7:$E$155,2,FALSE),\"\")","v":"BALLON TAMPON 160L B 150 T"},{"$f":"IFERROR(VLOOKUP(Q340,$B$7:$E$155,3,FALSE),\"\")","v":"EH60"},{"$f":"IFERROR(VLOOKUP(Q340,$B$7:$E$155,4,FALSE),\"\")","v":857},null,null,null,null,null,null,null,null,null,null,null,null,null,null,null,null,null,null,"","","","",""]
[null,null,null,null,null,null,null,null,null,null,null,null,null,null,null,null,null,null,null,null,null,null,null,null,null,null,null,null,null,null,null,null,null,null,null,null,null,null,"","","","",""]
[null,null,null,null,null,null,null,null,null,null,null,"Accessoires de régulation",null,null,null,null,null,"Accessoires de régulation",null,null,null,null,null,null,null,null,null,null,null,null,null,null,null,null,null,null,null,null,"","","","",""]
[null,null,null,null,null,null,null,null,null,null,{"$f":"$B$23","v":7689751},{"$f":"IFERROR(VLOOKUP(K343,$B$7:$E$155,2,FALSE),\"\")","v":"KIT CARTE DE REGULATION 2nd CIRCUIT (VERSION B)"},{"$f":"IFERROR(VLOOKUP(K343,$B$7:$E$155,3,FALSE),\"\")","v":"EH862"},{"$f":"IFERROR(VLOOKUP(K343,$B$7:$E$155,4,FALSE),\"\")","v":113},null,null,{"$f":"$B$23","v":7689751},{"$f":"IFERROR(VLOOKUP(Q343,$B$7:$E$155,2,FALSE),\"\")","v":"KIT CARTE DE REGULATION 2nd CIRCUIT (VERSION B)"},{"$f":"IFERROR(VLOOKUP(Q343,$B$7:$E$155,3,FALSE),\"\")","v":"EH862"},{"$f":"IFERROR(VLOOKUP(Q343,$B$7:$E$155,4,FALSE),\"\")","v":113},null,null,null,null,null,null,null,null,null,null,null,null,null,null,null,null,null,null,"","","","",""]
[null,null,null,null,null,null,null,null,null,null,{"$f":"$B$24","v":88017904},"THERMOSTAT AMBIANCE PROGRAMMABLE (FILAIRE)","AD191",176,null,null,{"$f":"$B$24","v":88017904},"THERMOSTAT AMBIANCE PROGRAMMABLE (FILAIRE)","AD191",176,null,null,null,null,null,null,null,null,null,null,null,null,null,null,null,null,null,null,"","","","",""]
[null,null,null,null,null,null,null,null,null,null,{"$f":"$B$25","v":88017018},"THERMOSTAT D AMBIANCE PROGRAMMABLE SANS FILS","AD192",308,null,null,{"$f":"$B$25","v":88017018},"THERMOSTAT D AMBIANCE PROGRAMMABLE SANS FILS","AD192",308,null,null,null,null,null,null,null,null,null,null,null,null,null,null,null,null,null,null,"","","","",""]
[null,null,null,null,null,null,null,null,null,null,{"$f":"$B$26","v":88017859},"THERMOSTAT D'AMBIANCE NON PROGRAMMABLE","AD140",54,null,null,{"$f":"$B$26","v":88017859},"THERMOSTAT D'AMBIANCE NON PROGRAMMABLE","AD140",54,null,null,null,null,null,null,null,null,null,null,null,null,null,null,null,null,null,null,"","","","",""]
[null,null,null,null,null,null,null,null,null,null,{"$f":"$B$27","v":7691374},"THERMOSTAT AMBIANCE OETROSMART (R-BUS)","AD323",207,1,null,{"$f":"$B$27","v":7691374},"THERMOSTAT AMBIANCE OETROSMART (R-BUS)","AD323",207,1,null,null,null,null,null,null,null,null,null,null,null,null,null,null,null,null,null,"","","","",""]
[null,null,null,null,null,null,null,null,null,null,{"$f":"$B$28","v":7624902},"KIT CABLAGE PLANCHER CHAUFFANT DIRECT","HA255",40,null,null,{"$f":"$B$28","v":7624902},"KIT CABLAGE PLANCHER CHAUFFANT DIRECT","HA255",40,null,null,null,null,null,null,null,null,null,null,null,null,null,null,null,null,null,null,"","","","",""]
[null,null,null,null,null,null,null,null,null,null,{"$f":"$B$29","v":100019114},"KIT SONDE HYGRO RAFRAICHISSEMENT","HK27",233,null,null,{"$f":"$B$29","v":100019114},"KIT SONDE HYGRO RAFRAICHISSEMENT","HK27",233,null,null,null,null,null,null,null,null,null,null,null,null,null,null,null,null,null,null,"","","","",""]
[null,null,null,null,null,null,null,null,null,null,{"$f":"$B$30","v":7622433},"KIT SONDE CONDENSATION (0-10V)","HZ64",420,null,null,{"$f":"$B$30","v":7622433},"KIT SONDE CONDENSATION (0-10V)","HZ64",420,null,null,null,null,null,null,null,null,null,null,null,null,null,null,null,null,null,null,"","","","",""]
[null,null,null,null,null,null,null,null,null,null,{"$f":"$B$31","v":88017017},"SONDE DEPART v3v","AD199",85,null,null,{"$f":"$B$31","v":88017017},"SONDE DEPART v3v","AD199",85,null,null,null,null,null,null,null,null,null,null,null,null,null,null,null,null,null,null,"","","","",""]
[null,null,null,null,null,null,null,null,null,null,null,"","","",null,null,null,"","","",null,null,null,null,null,null,null,null,null,null,null,null,null,null,null,null,null,null,"","","","",""]
[null,null,null,null,null,null,null,null,null,null,null,"","","",null,null,null,"","","",null,null,null,null,null,null,null,null,null,null,null,null,null,null,null,null,null,null,"","","","",""]
[null,null,null,null,null,null,null,null,null,null,null,"","","",null,null,null,"","","",null,null,null,null,null,null,null,null,null,null,null,null,null,null,null,null,null,null,"","","","",""]
[null,null,null,null,null,null,null,null,null,null,null,"","","",null,null,null,"","","",null,null,null,null,null,null,null,null,null,null,null,null,null,null,null,null,null,null,"","","","",""]
[null,null,null,null,null,null,null,null,null,null,null,"","","",null,null,null,"","","",null,null,null,null,null,null,null,null,null,null,null,null,null,null,null,null,null,null,"","","","",""]
[]
[]
[]
[null,null,null,null,null,null,null,null,null,{"$f":"IF(AND($H$6=OFFRE!$B$18,'Offre Alezio O Hybrid'!$H$9=OFFRE!$K$60,$H$22=$R$5),1,0)","v":0},null,null,null,null,null,{"$f":"IF(AND($H$6=OFFRE!$B$19,'Offre Alezio O Hybrid'!$H$9=OFFRE!$K$60,$H$22=$R$5),1,0)","v":0}]
[null,null,null,null,null,null,null,null,null,"Appoint",{"$f":"OFFRE!$F$6","v":"Hydraulique par chaudière"},null,null,null,null,null,{"$f":"OFFRE!$F$6","v":"Hydraulique par chaudière"}]
[null,null,null,null,null,null,null,null,null,"Rafraichissement","\\",null,null,null,null,null,"\\"]
[null,null,null,null,null,null,null,null,null,"Montage",{"$f":"OFFRE!$H$16","v":"Au sol"},null,null,null,null,null,{"$f":"OFFRE!$H$16","v":"Au sol"}]
[null,null,null,null,null,null,null,null,null,"ECS",{"$f":"OFFRE!$D$6","v":"OUI"},null,null,null,null,null,{"$f":"OFFRE!$D$6","v":"OUI"},null,null,null,null,null,null,null,null,null,null,null,null,null,null,null,null,null,null,null,null,null,"Si 16 MR choisi + petite chaudière"]
[null,null,null,null,null,null,null,null,null,"16 MR",null,{"$f":"IF($J$13=OFFRE!$H$23,\"Kit complet : PAC + accessoires\",\"\")","v":"Kit complet : PAC + accessoires"},null,null,null,null,null,{"$f":"IF($J$13=OFFRE!$H$23,\"Kit complet : PAC + accessoires\",\"\")","v":"Kit complet : PAC + accessoires"},null,null,null,null,null,null,null,null,null,null,null,null,null,null,null,null,null,null,null,{"$f":"IF($AN379=\"\",0,1)","v":0},{"$f":"IF($J$360=1,K365,IF($P$360=1,Q365,IF($AD$360=1,AE365,IF($W$360=1,X365,\"\"))))","v":""},{"$f":"IF($J$360=1,L365,IF($P$360=1,R365,IF($AD$360=1,AF365,IF($W$360=1,Y365,\"\"))))","v":""},{"$f":"IF($J$360=1,M365,IF($P$360=1,S365,IF($AD$360=1,AG365,IF($W$360=1,Z365,\"\"))))","v":""},{"$f":"IF($J$360=1,N365,IF($P$360=1,T365,IF($AD$360=1,AH365,IF($W$360=1,AA365,\"\"))))","v":""},{"$f":"IF($J$360=1,O365,IF($P$360=1,U365,IF($AD$360=1,AI365,IF($W$360=1,AB365,\"\"))))","v":""}]
[null,null,null,null,null,null,null,null,null,null,{"$f":"IF($J$13=OFFRE!$H$23,$B$56,\"\")","v":7749815},{"$f":"IFERROR(VLOOKUP(K366,$B$7:$E$155,2,FALSE),\"\")","v":"AWHP 16MR-OFSB 22 HYBRID V200"},{"$f":"IFERROR(VLOOKUP(K366,$B$7:$E$155,3,FALSE),\"\")","v":0},{"$f":"IFERROR(VLOOKUP(K366,$B$7:$E$155,4,FALSE),\"\")","v":13092},{"$f":"+IF(K366=\"\",\"\",1)","v":1},null,{"$f":"IF($J$13=OFFRE!$H$23,$B$69,\"\")","v":7749826},{"$f":"IFERROR(VLOOKUP(Q366,$B$7:$E$155,2,FALSE),\"\")","v":"AWHP 16MR-OFSC 24 HYBRID V200"},{"$f":"IFERROR(VLOOKUP(Q366,$B$7:$E$155,3,FALSE),\"\")","v":0},{"$f":"IFERROR(VLOOKUP(Q366,$B$7:$E$155,4,FALSE),\"\")","v":14216},{"$f":"+IF(Q366=\"\",\"\",1)","v":1},null,null,null,null,null,null,null,null,null,null,null,null,null,null,null,null,null,{"$f":"IF($J$360=1,K366,IF($P$360=1,Q366,IF($AD$360=1,AE366,IF($W$360=1,X366,\"\"))))","v":""},{"$f":"IF($J$360=1,L366,IF($P$360=1,R366,IF($AD$360=1,AF366,IF($W$360=1,Y366,\"\"))))","v":""},{"$f":"IF($J$360=1,M366,IF($P$360=1,S366,IF($AD$360=1,AG366,IF($W$360=1,Z366,\"\"))))","v":""},{"$f":"IF($J$360=1,N366,IF($P$360=1,T366,IF($AD$360=1,AH366,IF($W$360=1,AA366,\"\"))))","v":""},{"$f":"IF($J$360=1,O366,IF($P$360=1,U366,IF($AD$360=1,AI366,IF($W$360=1,AB366,\"\"))))","v":""}]
[null,null,null,null,null,null,null,null,null,null,null,null,null,null,null,null,null,null,null,null,null,null,null,null,null,null,null,null,null,null,null,null,null,null,null,null,null,null,"","","","",""]
[null,null,null,null,null,null,null,null,null,null,null,{"$f":"IF($J$13=OFFRE!$H$24,\"Sélection personnalisée\",\"\")","v":""},null,null,null,null,null,{"$f":"IF($J$13=OFFRE!$H$24,\"Sélection personnalisée\",\"\")","v":""},null,null,null,null,null,null,null,null,null,null,null,null,null,null,null,null,null,null,null,null,"","","","",""]
[null,null,null,null,null,null,null,null,null,null,{"$f":"IF($J$13=OFFRE!$H$24,$B$121,\"\")","v":""},{"$f":"IFERROR(VLOOKUP(K369,$B$7:$E$155,2,FALSE),\"\")","v":""},{"$f":"IFERROR(VLOOKUP(K369,$B$7:$E$155,3,FALSE),\"\")","v":""},{"$f":"IFERROR(VLOOKUP(K369,$B$7:$E$155,4,FALSE),\"\")","v":""},{"$f":"+IF(K369=\"\",\"\",1)","v":""},null,{"$f":"IF($J$13=OFFRE!$H$24,$B$121,\"\")","v":""},{"$f":"IFERROR(VLOOKUP(Q369,$B$7:$E$155,2,FALSE),\"\")","v":""},{"$f":"IFERROR(VLOOKUP(Q369,$B$7:$E$155,3,FALSE),\"\")","v":""},{"$f":"IFERROR(VLOOKUP(Q369,$B$7:$E$155,4,FALSE),\"\")","v":""},{"$f":"+IF(Q369=\"\",\"\",1)","v":""},null,null,null,null,null,null,null,null,null,null,null,null,null,null,null,null,null,"","","","",""]
[null,null,null,null,null,null,null,null,null,null,{"$f":"IF($J$13=OFFRE!$H$24,$B$129,\"\")","v":""},{"$f":"IFERROR(VLOOKUP(K370,$B$7:$E$155,2,FALSE),\"\")","v":""},"","",{"$f":"+IF(K370=\"\",\"\",1)","v":""},null,{"$f":"IF($J$13=OFFRE!$H$24,$B$129,\"\")","v":""},{"$f":"IFERROR(VLOOKUP(Q370,$B$7:$E$155,2,FALSE),\"\")","v":""},"","",{"$f":"+IF(Q370=\"\",\"\",1)","v":""},null,null,null,null,null,null,null,null,null,null,null,null,null,null,null,null,null,"","","","",""]
[null,null,null,null,null,null,null,null,null,null,{"$f":"IF($J$13=OFFRE!$H$24,$B$136,\"\")","v":""},{"$f":"IFERROR(VLOOKUP(K371,$B$7:$E$155,2,FALSE),\"\")","v":""},"","",{"$f":"+IF(K371=\"\",\"\",1)","v":""},null,{"$f":"IF($J$13=OFFRE!$H$24,$B$136,\"\")","v":""},{"$f":"IFERROR(VLOOKUP(Q371,$B$7:$E$155,2,FALSE),\"\")","v":""},"","",{"$f":"+IF(Q371=\"\",\"\",1)","v":""},null,null,null,null,null,null,null,null,null,null,null,null,null,null,null,null,null,"","","","",""]
[null,null,null,null,null,null,null,null,null,null,{"$f":"IF($J$13=OFFRE!$H$24,$B$134,\"\")","v":""},{"$f":"IFERROR(VLOOKUP(K372,$B$7:$E$155,2,FALSE),\"\")","v":""},"","",{"$f":"+IF(K372=\"\",\"\",1)","v":""},null,{"$f":"IF($J$13=OFFRE!$H$24,$B$134,\"\")","v":""},{"$f":"IFERROR(VLOOKUP(Q372,$B$7:$E$155,2,FALSE),\"\")","v":""},"","",{"$f":"+IF(Q372=\"\",\"\",1)","v":""},null,null,null,null,null,null,null,null,null,null,null,null,null,null,null,null,null,"","","","",""]
[null,null,null,null,null,null,null,null,null,null,{"$f":"IF($J$13=OFFRE!$H$24,$B$140,\"\")","v":""},{"$f":"IFERROR(VLOOKUP(K373,$B$7:$E$155,2,FALSE),\"\")","v":""},"","",{"$f":"+IF(K373=\"\",\"\",1)","v":""},null,{"$f":"IF($J$13=OFFRE!$H$24,$B$148,\"\")","v":""},{"$f":"IFERROR(VLOOKUP(Q373,$B$7:$E$155,2,FALSE),\"\")","v":""},"","",{"$f":"+IF(Q373=\"\",\"\",1)","v":""},null,null,null,null,null,null,null,null,null,null,null,null,null,null,null,null,null,"","","","",""]
[null,null,null,null,null,null,null,null,null,null,null,null,"","",null,null,null,null,"","",null,null,null,null,null,null,null,null,null,null,null,null,null,null,null,null,null,null,"","","","",""]
[null,null,null,null,null,null,null,null,null,null,null,{"$f":"IFERROR(VLOOKUP(K375,$B$7:$E$155,2,FALSE),\"\")","v":""},"","",{"$f":"+IF(K375=\"\",\"\",1)","v":""},null,null,{"$f":"IFERROR(VLOOKUP(Q375,$B$7:$E$155,2,FALSE),\"\")","v":""},"","",{"$f":"+IF(Q375=\"\",\"\",1)","v":""},null,null,null,null,null,null,null,null,null,null,null,null,null,null,null,null,null,"","","","",""]
[null,null,null,null,null,null,null,null,null,null,null,{"$f":"IFERROR(VLOOKUP(K376,$B$7:$E$155,2,FALSE),\"\")","v":""},"","",null,null,null,{"$f":"IFERROR(VLOOKUP(Q376,$B$7:$E$155,2,FALSE),\"\")","v":""},"","",null,null,null,null,null,null,null,null,null,null,null,null,null,null,null,null,null,null,"","","","",""]
[null,null,null,null,null,null,null,null,null,null,null,null,null,null,null,null,null,null,null,null,null,null,null,null,null,null,null,null,null,null,null,null,null,null,null,null,null,null,"","","","",""]
[null,null,null,null,null,null,null,null,null,null,null,"Liaison frigorifique",null,null,null,null,null,"Liaison frigorifique",null,null,null,null,null,null,null,null,null,null,null,null,null,null,null,null,null,null,null,null,"","","","",""]
[null,null,null,null,null,null,null,null,null,null,{"$f":"+$B$11","v":100012535},{"$f":"IFERROR(VLOOKUP(K379,$B$7:$E$155,2,FALSE),\"\")","v":"LIAISON FRIGORIFIQUE PE 5/8'' 3/8'' - LG 5m"},{"$f":"IFERROR(VLOOKUP(K379,$B$7:$E$155,3,FALSE),\"\")","v":"EH114"},{"$f":"IFERROR(VLOOKUP(K379,$B$7:$E$155,4,FALSE),\"\")","v":255},1,null,{"$f":"$B$11","v":100012535},{"$f":"IFERROR(VLOOKUP(Q379,$B$7:$E$155,2,FALSE),\"\")","v":"LIAISON FRIGORIFIQUE PE 5/8'' 3/8'' - LG 5m"},{"$f":"IFERROR(VLOOKUP(Q379,$B$7:$E$155,3,FALSE),\"\")","v":"EH114"},{"$f":"IFERROR(VLOOKUP(Q379,$B$7:$E$155,4,FALSE),\"\")","v":255},1,null,null,null,null,null,null,null,null,null,null,null,null,null,null,null,null,null,"","","","",""]
[null,null,null,null,null,null,null,null,null,null,{"$f":"+$B$12","v":100012536},{"$f":"IFERROR(VLOOKUP(K380,$B$7:$E$155,2,FALSE),\"\")","v":"LIAISON FRIGORIFIQUE PE 5/8'' 3/8'' - LG 10m"},{"$f":"IFERROR(VLOOKUP(K380,$B$7:$E$155,3,FALSE),\"\")","v":"EH115"},{"$f":"IFERROR(VLOOKUP(K380,$B$7:$E$155,4,FALSE),\"\")","v":456},null,null,{"$f":"$B$12","v":100012536},{"$f":"IFERROR(VLOOKUP(Q380,$B$7:$E$155,2,FALSE),\"\")","v":"LIAISON FRIGORIFIQUE PE 5/8'' 3/8'' - LG 10m"},{"$f":"IFERROR(VLOOKUP(Q380,$B$7:$E$155,3,FALSE),\"\")","v":"EH115"},{"$f":"IFERROR(VLOOKUP(Q380,$B$7:$E$155,4,FALSE),\"\")","v":456},null,null,null,null,null,null,null,null,null,null,null,null,null,null,null,null,null,null,"","","","",""]
[null,null,null,null,null,null,null,null,null,null,{"$f":"+$B$13","v":100012537},{"$f":"IFERROR(VLOOKUP(K381,$B$7:$E$155,2,FALSE),\"\")","v":"LIAISON FRIGORIFIQUE PE 5/8'' 3/8'' - LG 20m"},{"$f":"IFERROR(VLOOKUP(K381,$B$7:$E$155,3,FALSE),\"\")","v":"EH116"},{"$f":"IFERROR(VLOOKUP(K381,$B$7:$E$155,4,FALSE),\"\")","v":823},null,null,{"$f":"$B$13","v":100012537},{"$f":"IFERROR(VLOOKUP(Q381,$B$7:$E$155,2,FALSE),\"\")","v":"LIAISON FRIGORIFIQUE PE 5/8'' 3/8'' - LG 20m"},{"$f":"IFERROR(VLOOKUP(Q381,$B$7:$E$155,3,FALSE),\"\")","v":"EH116"},{"$f":"IFERROR(VLOOKUP(Q381,$B$7:$E$155,4,FALSE),\"\")","v":823},null,null,null,null,null,null,null,null,null,null,null,null,null,null,null,null,null,null,"","","","",""]
[null,null,null,null,null,null,null,null,null,null,null,null,null,null,null,null,null,null,null,null,null,null,null,null,null,null,null,null,null,null,null,null,null,null,null,null,null,null,"","","","",""]
[null,null,null,null,null,null,null,null,null,null,null,{"$f":"IF($J$19=OFFRE!$J$15,\"Accessoires de la chaudière\",\"\")","v":""},null,null,null,null,null,{"$f":"IF($J$19=OFFRE!$J$15,\"Accessoires de la chaudière\",\"\")","v":""},null,null,null,null,null,null,null,null,null,null,null,null,null,null,null,null,null,null,null,null,"","","","",""]
[null,null,null,null,null,null,null,null,null,null,{"$f":"IF($J$19=OFFRE!$J$15,$B$39,$B$20)","v":7742057},{"$f":"IFERROR(VLOOKUP(K384,$B$7:$E$155,2,FALSE),\"\")","v":"KIT FF OFSB 22/29"},{"$f":"IFERROR(VLOOKUP(K384,$B$7:$E$155,3,FALSE),\"\")","v":"MY921"},{"$f":"IFERROR(VLOOKUP(K384,$B$7:$E$155,4,FALSE),\"\")","v":449},{"$f":"+IF(K384=\"\",\"\",1)","v":1},null,{"$f":"IF($J$19=OFFRE!$J$15,$B$35,$B$21)","v":7744610},{"$f":"IFERROR(VLOOKUP(Q384,$B$7:$E$155,2,FALSE),\"\")","v":"KIT FF 24-32+ "},{"$f":"IFERROR(VLOOKUP(Q384,$B$7:$E$155,3,FALSE),\"\")","v":"MY923"},{"$f":"IFERROR(VLOOKUP(Q384,$B$7:$E$155,4,FALSE),\"\")","v":90},{"$f":"+IF(Q384=\"\",\"\",1)","v":1},null,null,null,null,null,null,null,null,null,null,null,null,null,null,null,null,null,"","","","",""]
[null,null,null,null,null,null,null,null,null,null,{"$f":"IF($J$19=OFFRE!$J$15,$B$40,\"\")","v":""},"","","",{"$f":"+IF(K385=\"\",\"\",1)","v":""},null,{"$f":"IF($J$19=OFFRE!$J$15,$B$36,\"\")","v":""},"","","",{"$f":"+IF(Q385=\"\",\"\",1)","v":""},null,null,null,null,null,null,null,null,null,null,null,null,null,null,null,null,null,"","","","",""]
[null,null,null,null,null,null,null,null,null,null,{"$f":"IF($J$19=OFFRE!$J$15,$B$41,\"\")","v":""},"","","","",null,{"$f":"IF($J$19=OFFRE!$J$15,$B$37,\"\")","v":""},"","","","",null,null,null,null,null,null,null,null,null,null,null,null,null,null,null,null,null,"","","","",""]
[null,null,null,null,null,null,null,null,null,null,null,{"$f":"IFERROR(VLOOKUP(K387,$B$7:$E$155,2,FALSE),\"\")","v":""},{"$f":"IFERROR(VLOOKUP(K387,$B$7:$E$155,3,FALSE),\"\")","v":""},{"$f":"IFERROR(VLOOKUP(K387,$B$7:$E$155,4,FALSE),\"\")","v":""},null,null,null,{"$f":"IFERROR(VLOOKUP(Q387,$B$7:$E$155,2,FALSE),\"\")","v":""},{"$f":"IFERROR(VLOOKUP(Q387,$B$7:$E$155,3,FALSE),\"\")","v":""},{"$f":"IFERROR(VLOOKUP(Q387,$B$7:$E$155,4,FALSE),\"\")","v":""},null,null,null,null,null,null,null,null,null,null,null,null,null,null,null,null,null,null,"","","","",""]
[null,null,null,null,null,null,null,null,null,null,null,"","","",null,null,null,"","","",null,null,null,null,null,null,null,null,null,null,null,null,null,null,null,null,null,null,"","","","",""]
[null,null,null,null,null,null,null,null,null,null,null,"","","",null,null,null,"","","",null,null,null,null,null,null,null,null,null,null,null,null,null,null,null,null,null,null,"","","","",""]
[null,null,null,null,null,null,null,null,null,null,null,"","","",null,null,null,"","","",null,null,null,null,null,null,null,null,null,null,null,null,null,null,null,null,null,null,"","","","",""]
[null,null,null,null,null,null,null,null,null,null,null,"","","",null,null,null,"","","",null,null,null,null,null,null,null,null,null,null,null,null,null,null,null,null,null,null,"","","","",""]
[null,null,null,null,null,null,null,null,null,null,null,"","","",null,null,null,"","","",null,null,null,null,null,null,null,null,null,null,null,null,null,null,null,null,null,null,"","","","",""]
[null,null,null,null,null,null,null,null,null,null,null,"","","",null,null,null,"","","",null,null,null,null,null,null,null,null,null,null,null,null,null,null,null,null,null,null,"","","","",""]
[null,null,null,null,null,null,null,null,null,null,null,"","","",null,null,null,"","","",null,null,null,null,null,null,null,null,null,null,null,null,null,null,null,null,null,null,"","","","",""]
[null,null,null,null,null,null,null,null,null,null,null,"Accessoires de mise en œuvre",null,null,null,null,null,"Accessoires de mise en œuvre",null,null,null,null,null,null,null,null,null,null,null,null,null,null,null,null,null,null,null,null,"","","","",""]
[null,null,null,null,null,null,null,null,null,null,{"$f":"IF($H$15=OFFRE!$H$16,$B$10,$B$8)","v":7694974},{"$f":"IFERROR(VLOOKUP(K396,$B$7:$E$155,2,FALSE),\"\")","v":"SUPPORT AU SOL CAOUTCHOUC 600MM"},{"$f":"IFERROR(VLOOKUP(K396,$B$7:$E$155,3,FALSE),\"\")","v":"EH879"},{"$f":"IFERROR(VLOOKUP(K396,$B$7:$E$155,4,FALSE),\"\")","v":119},1,null,{"$f":"IF($H$15=OFFRE!$H$16,$B$10,$B$8)","v":7694974},{"$f":"IFERROR(VLOOKUP(Q396,$B$7:$E$155,2,FALSE),\"\")","v":"SUPPORT AU SOL CAOUTCHOUC 600MM"},{"$f":"IFERROR(VLOOKUP(Q396,$B$7:$E$155,3,FALSE),\"\")","v":"EH879"},{"$f":"IFERROR(VLOOKUP(Q396,$B$7:$E$155,4,FALSE),\"\")","v":119},1,null,null,null,null,null,null,null,null,null,null,null,null,null,null,null,null,null,"","","","",""]
[null,null,null,null,null,null,null,null,null,null,{"$f":"$B$19","v":7636899},"KIT SILENCIEUX MODULE EXTERIEUR","EH572",66,null,null,{"$f":"$B$19","v":7636899},"KIT SILENCIEUX MODULE EXTERIEUR","EH572",66,null,null,null,null,null,null,null,null,null,null,null,null,null,null,null,null,null,null,"","","","",""]
[null,null,null,null,null,null,null,null,null,null,{"$f":"$B$22","v":7746197},"BOUTEILLE DE DECOUPLAGE 25L"," HK147",362,null,null,{"$f":"$B$22","v":7746197},"BOUTEILLE DE DECOUPLAGE 25L"," HK147",362,null,null,null,null,null,null,null,null,null,null,null,null,null,null,null,null,null,null,"","","","",""]
[null,null,null,null,null,null,null,null,null,null,{"$f":"$B$17","v":7619010},"KIT VANNE 3 VOIES","EH528",631,null,null,{"$f":"$B$17","v":7619010},"KIT VANNE 3 VOIES","EH528",631,null,null,null,null,null,null,null,null,null,null,null,null,null,null,null,null,null,null,"","","","",""]
[null,null,null,null,null,null,null,null,null,null,{"$f":"$B$18","v":7626737},"KIT ISOLATION MODE CLIMATISATION","EH567",229,null,null,{"$f":"$B$18","v":7626737},"KIT ISOLATION MODE CLIMATISATION","EH567",229,null,null,null,null,null,null,null,null,null,null,null,null,null,null,null,null,null,null,"","","","",""]
[null,null,null,null,null,null,null,null,null,null,{"$f":"$B$32","v":7746242},"SOUPAPE DIFFERENTIELLE ","HK150",59,1,null,{"$f":"$B$32","v":7746242},"SOUPAPE DIFFERENTIELLE ","HK150",59,1,null,null,null,null,null,null,null,null,null,null,null,null,null,null,null,null,null,"","","","",""]
[null,null,null,null,null,null,null,null,null,null,null,"","","",null,null,null,"","","",null,null,null,null,null,null,null,null,null,null,null,null,null,null,null,null,null,null,"","","","",""]
[null,null,null,null,null,null,null,null,null,null,null,"","","",null,null,null,"","","",null,null,null,null,null,null,null,null,null,null,null,null,null,null,null,null,null,null,"","","","",""]
[null,null,null,null,null,null,null,null,null,null,null,null,null,null,null,null,null,null,null,null,null,null,null,null,null,null,null,null,null,null,null,null,null,null,null,null,null,null,"","","","",""]
[null,null,null,null,null,null,null,null,null,null,null,"Ballons tampons",null,null,null,null,null,"Ballons tampons",null,null,null,null,null,null,null,null,null,null,null,null,null,null,null,null,null,null,null,null,"","","","",""]
[null,null,null,null,null,null,null,null,null,null,{"$f":"$B$15","v":100008841},{"$f":"IFERROR(VLOOKUP(K406,$B$7:$E$155,2,FALSE),\"\")","v":"BALLON TAMPON 80L B 80 T"},{"$f":"IFERROR(VLOOKUP(K406,$B$7:$E$155,3,FALSE),\"\")","v":"EH85"},{"$f":"IFERROR(VLOOKUP(K406,$B$7:$E$155,4,FALSE),\"\")","v":572},1,null,{"$f":"$B$15","v":100008841},{"$f":"IFERROR(VLOOKUP(Q406,$B$7:$E$155,2,FALSE),\"\")","v":"BALLON TAMPON 80L B 80 T"},{"$f":"IFERROR(VLOOKUP(Q406,$B$7:$E$155,3,FALSE),\"\")","v":"EH85"},{"$f":"IFERROR(VLOOKUP(Q406,$B$7:$E$155,4,FALSE),\"\")","v":572},1,null,null,null,null,null,null,null,null,null,null,null,null,null,null,null,null,null,"","","","",""]
[null,null,null,null,null,null,null,null,null,null,{"$f":"$B$16","v":100004415},{"$f":"IFERROR(VLOOKUP(K407,$B$7:$E$155,2,FALSE),\"\")","v":"BALLON TAMPON 160L B 150 T"},{"$f":"IFERROR(VLOOKUP(K407,$B$7:$E$155,3,FALSE),\"\")","v":"EH60"},{"$f":"IFERROR(VLOOKUP(K407,$B$7:$E$155,4,FALSE),\"\")","v":857},null,null,{"$f":"$B$16","v":100004415},{"$f":"IFERROR(VLOOKUP(Q407,$B$7:$E$155,2,FALSE),\"\")","v":"BALLON TAMPON 160L B 150 T"},{"$f":"IFERROR(VLOOKUP(Q407,$B$7:$E$155,3,FALSE),\"\")","v":"EH60"},{"$f":"IFERROR(VLOOKUP(Q407,$B$7:$E$155,4,FALSE),\"\")","v":857},null,null,null,null,null,null,null,null,null,null,null,null,null,null,null,null,null,null,"","","","",""]
[null,null,null,null,null,null,null,null,null,null,null,null,null,null,null,null,null,null,null,null,null,null,null,null,null,null,null,null,null,null,null,null,null,null,null,null,null,null,"","","","",""]
[null,null,null,null,null,null,null,null,null,null,null,"Accessoires de régulation",null,null,null,null,null,"Accessoires de régulation",null,null,null,null,null,null,null,null,null,null,null,null,null,null,null,null,null,null,null,null,"","","","",""]
[null,null,null,null,null,null,null,null,null,null,{"$f":"$B$23","v":7689751},{"$f":"IFERROR(VLOOKUP(K410,$B$7:$E$155,2,FALSE),\"\")","v":"KIT CARTE DE REGULATION 2nd CIRCUIT (VERSION B)"},{"$f":"IFERROR(VLOOKUP(K410,$B$7:$E$155,3,FALSE),\"\")","v":"EH862"},{"$f":"IFERROR(VLOOKUP(K410,$B$7:$E$155,4,FALSE),\"\")","v":113},null,null,{"$f":"$B$23","v":7689751},{"$f":"IFERROR(VLOOKUP(Q410,$B$7:$E$155,2,FALSE),\"\")","v":"KIT CARTE DE REGULATION 2nd CIRCUIT (VERSION B)"},{"$f":"IFERROR(VLOOKUP(Q410,$B$7:$E$155,3,FALSE),\"\")","v":"EH862"},{"$f":"IFERROR(VLOOKUP(Q410,$B$7:$E$155,4,FALSE),\"\")","v":113},null,null,null,null,null,null,null,null,null,null,null,null,null,null,null,null,null,null,"","","","",""]
[null,null,null,null,null,null,null,null,null,null,{"$f":"$B$24","v":88017904},"THERMOSTAT AMBIANCE PROGRAMMABLE (FILAIRE)","AD191",176,null,null,{"$f":"$B$24","v":88017904},"THERMOSTAT AMBIANCE PROGRAMMABLE (FILAIRE)","AD191",176,null,null,null,null,null,null,null,null,null,null,null,null,null,null,null,null,null,null,"","","","",""]
[null,null,null,null,null,null,null,null,null,null,{"$f":"$B$25","v":88017018},"THERMOSTAT D AMBIANCE PROGRAMMABLE SANS FILS","AD192",308,null,null,{"$f":"$B$25","v":88017018},"THERMOSTAT D AMBIANCE PROGRAMMABLE SANS FILS","AD192",308,null,null,null,null,null,null,null,null,null,null,null,null,null,null,null,null,null,null,"","","","",""]
[null,null,null,null,null,null,null,null,null,null,{"$f":"$B$26","v":88017859},"THERMOSTAT D'AMBIANCE NON PROGRAMMABLE","AD140",54,null,null,{"$f":"$B$26","v":88017859},"THERMOSTAT D'AMBIANCE NON PROGRAMMABLE","AD140",54,null,null,null,null,null,null,null,null,null,null,null,null,null,null,null,null,null,null,"","","","",""]
[null,null,null,null,null,null,null,null,null,null,{"$f":"$B$27","v":7691374},"THERMOSTAT AMBIANCE OETROSMART (R-BUS)","AD323",207,1,null,{"$f":"$B$27","v":7691374},"THERMOSTAT AMBIANCE OETROSMART (R-BUS)","AD323",207,1,null,null,null,null,null,null,null,null,null,null,null,null,null,null,null,null,null,"","","","",""]
[null,null,null,null,null,null,null,null,null,null,{"$f":"$B$28","v":7624902},"KIT CABLAGE PLANCHER CHAUFFANT DIRECT","HA255",40,null,null,{"$f":"$B$28","v":7624902},"KIT CABLAGE PLANCHER CHAUFFANT DIRECT","HA255",40,null,null,null,null,null,null,null,null,null,null,null,null,null,null,null,null,null,null,"","","","",""]
[null,null,null,null,null,null,null,null,null,null,{"$f":"$B$29","v":100019114},"KIT SONDE HYGRO RAFRAICHISSEMENT","HK27",233,null,null,{"$f":"$B$29","v":100019114},"KIT SONDE HYGRO RAFRAICHISSEMENT","HK27",233,null,null,null,null,null,null,null,null,null,null,null,null,null,null,null,null,null,null,"","","","",""]
[null,null,null,null,null,null,null,null,null,null,{"$f":"$B$30","v":7622433},"KIT SONDE CONDENSATION (0-10V)","HZ64",420,null,null,{"$f":"$B$30","v":7622433},"KIT SONDE CONDENSATION (0-10V)","HZ64",420,null,null,null,null,null,null,null,null,null,null,null,null,null,null,null,null,null,null,"","","","",""]
[null,null,null,null,null,null,null,null,null,null,{"$f":"$B$31","v":88017017},"SONDE DEPART v3v","AD199",85,null,null,{"$f":"$B$31","v":88017017},"SONDE DEPART v3v","AD199",85,null,null,null,null,null,null,null,null,null,null,null,null,null,null,null,null,null,null,"","","","",""]
[null,null,null,null,null,null,null,null,null,null,null,"","","",null,null,null,"","","",null,null,null,null,null,null,null,null,null,null,null,null,null,null,null,null,null,null,"","","","",""]
[null,null,null,null,null,null,null,null,null,null,null,"","","",null,null,null,"","","",null,null,null,null,null,null,null,null,null,null,null,null,null,null,null,null,null,null,"","","","",""]
[null,null,null,null,null,null,null,null,null,null,null,"","","",null,null,null,"","","",null,null,null,null,null,null,null,null,null,null,null,null,null,null,null,null,null,null,"","","","",""]
[null,null,null,null,null,null,null,null,null,null,null,"","","",null,null,null,"","","",null,null,null,null,null,null,null,null,null,null,null,null,null,null,null,null,null,null,"","","","",""]
[null,null,null,null,null,null,null,null,null,null,null,"","","",null,null,null,"","","",null,null,null,null,null,null,null,null,null,null,null,null,null,null,null,null,null,null,"","","","",""]
[]
[]
[]
[null,null,null,null,null,null,null,null,null,{"$f":"IF(AND($H$6=OFFRE!$B$18,'Offre Alezio O Hybrid'!$H$9=OFFRE!$K$61,$H$22=$R$5),1,0)","v":0},null,null,null,null,null,{"$f":"IF(AND($H$6=OFFRE!$B$19,'Offre Alezio O Hybrid'!$H$9=OFFRE!$K$61,$H$22=$R$5),1,0)","v":0}]
[null,null,null,null,null,null,null,null,null,"Appoint",{"$f":"OFFRE!$F$6","v":"Hydraulique par chaudière"},null,null,null,null,null,{"$f":"OFFRE!$F$6","v":"Hydraulique par chaudière"}]
[null,null,null,null,null,null,null,null,null,"Rafraichissement","\\",null,null,null,null,null,"\\"]
[null,null,null,null,null,null,null,null,null,"Montage",{"$f":"OFFRE!$H$16","v":"Au sol"},null,null,null,null,null,{"$f":"OFFRE!$H$16","v":"Au sol"}]
[null,null,null,null,null,null,null,null,null,"ECS",{"$f":"OFFRE!$D$6","v":"OUI"},null,null,null,null,null,{"$f":"OFFRE!$D$6","v":"OUI"},null,null,null,null,null,null,null,null,null,null,null,null,null,null,null,null,null,null,null,null,null,"Si 16 TR choisi + petite chaudière"]
[null,null,null,null,null,null,null,null,null,"16 TR",null,{"$f":"IF($J$13=OFFRE!$H$23,\"Kit complet : PAC + accessoires\",\"\")","v":"Kit complet : PAC + accessoires"},null,null,null,null,null,{"$f":"IF($J$13=OFFRE!$H$23,\"Kit complet : PAC + accessoires\",\"\")","v":"Kit complet : PAC + accessoires"},null,null,null,null,null,null,null,null,null,null,null,null,null,null,null,null,null,null,null,{"$f":"IF($AN445=\"\",0,1)","v":0},{"$f":"IF($J$427=1,K432,IF($P$427=1,Q432,IF($AD$427=1,AE432,IF($W$427=1,X432,\"\"))))","v":""},{"$f":"IF($J$427=1,L432,IF($P$427=1,R432,IF($AD$427=1,AF432,IF($W$427=1,Y432,\"\"))))","v":""},{"$f":"IF($J$427=1,M432,IF($P$427=1,S432,IF($AD$427=1,AG432,IF($W$427=1,Z432,\"\"))))","v":""},{"$f":"IF($J$427=1,N432,IF($P$427=1,T432,IF($AD$427=1,AH432,IF($W$427=1,AA432,\"\"))))","v":""},{"$f":"IF($J$427=1,O432,IF($P$427=1,U432,IF($AD$427=1,AI432,IF($W$427=1,AB432,\"\"))))","v":""}]
[null,null,null,null,null,null,null,null,null,null,{"$f":"IF($J$13=OFFRE!$H$23,$B$57,\"\")","v":7749816},{"$f":"IFERROR(VLOOKUP(K433,$B$7:$E$155,2,FALSE),\"\")","v":"AWHP 16TR-OFSB 22 HYBRID V200"},{"$f":"IFERROR(VLOOKUP(K433,$B$7:$E$155,3,FALSE),\"\")","v":0},{"$f":"IFERROR(VLOOKUP(K433,$B$7:$E$155,4,FALSE),\"\")","v":13538},{"$f":"+IF(K433=\"\",\"\",1)","v":1},null,{"$f":"IF($J$13=OFFRE!$H$23,$B$70,\"\")","v":7749827},{"$f":"IFERROR(VLOOKUP(Q433,$B$7:$E$155,2,FALSE),\"\")","v":"AWHP 16TR-OFSC 24 HYBRID V200"},{"$f":"IFERROR(VLOOKUP(Q433,$B$7:$E$155,3,FALSE),\"\")","v":0},{"$f":"IFERROR(VLOOKUP(Q433,$B$7:$E$155,4,FALSE),\"\")","v":14662},{"$f":"+IF(Q433=\"\",\"\",1)","v":1},null,null,null,null,null,null,null,null,null,null,null,null,null,null,null,null,null,{"$f":"IF($J$427=1,K433,IF($P$427=1,Q433,IF($AD$427=1,AE433,IF($W$427=1,X433,\"\"))))","v":""},{"$f":"IF($J$427=1,L433,IF($P$427=1,R433,IF($AD$427=1,AF433,IF($W$427=1,Y433,\"\"))))","v":""},{"$f":"IF($J$427=1,M433,IF($P$427=1,S433,IF($AD$427=1,AG433,IF($W$427=1,Z433,\"\"))))","v":""},{"$f":"IF($J$427=1,N433,IF($P$427=1,T433,IF($AD$427=1,AH433,IF($W$427=1,AA433,\"\"))))","v":""},{"$f":"IF($J$427=1,O433,IF($P$427=1,U433,IF($AD$427=1,AI433,IF($W$427=1,AB433,\"\"))))","v":""}]
[null,null,null,null,null,null,null,null,null,null,null,null,null,null,null,null,null,null,null,null,null,null,null,null,null,null,null,null,null,null,null,null,null,null,null,null,null,null,"","","","",""]
[null,null,null,null,null,null,null,null,null,null,null,{"$f":"IF($J$13=OFFRE!$H$24,\"Sélection personnalisée\",\"\")","v":""},null,null,null,null,null,{"$f":"IF($J$13=OFFRE!$H$24,\"Sélection personnalisée\",\"\")","v":""},null,null,null,null,null,null,null,null,null,null,null,null,null,null,null,null,null,null,null,null,"","","","",""]
[null,null,null,null,null,null,null,null,null,null,{"$f":"IF($J$13=OFFRE!$H$24,$B$121,\"\")","v":""},{"$f":"IFERROR(VLOOKUP(K436,$B$7:$E$155,2,FALSE),\"\")","v":""},{"$f":"IFERROR(VLOOKUP(K436,$B$7:$E$155,3,FALSE),\"\")","v":""},{"$f":"IFERROR(VLOOKUP(K436,$B$7:$E$155,4,FALSE),\"\")","v":""},{"$f":"+IF(K436=\"\",\"\",1)","v":""},null,{"$f":"IF($J$13=OFFRE!$H$24,$B$121,\"\")","v":""},{"$f":"IFERROR(VLOOKUP(Q436,$B$7:$E$155,2,FALSE),\"\")","v":""},{"$f":"IFERROR(VLOOKUP(Q436,$B$7:$E$155,3,FALSE),\"\")","v":""},{"$f":"IFERROR(VLOOKUP(Q436,$B$7:$E$155,4,FALSE),\"\")","v":""},{"$f":"+IF(Q436=\"\",\"\",1)","v":""},null,null,null,null,null,null,null,null,null,null,null,null,null,null,null,null,null,"","","","",""]
[null,null,null,null,null,null,null,null,null,null,{"$f":"IF($J$13=OFFRE!$H$24,$B$130,\"\")","v":""},{"$f":"IFERROR(VLOOKUP(K437,$B$7:$E$155,2,FALSE),\"\")","v":""},"","",{"$f":"+IF(K437=\"\",\"\",1)","v":""},null,{"$f":"IF($J$13=OFFRE!$H$24,$B$130,\"\")","v":""},{"$f":"IFERROR(VLOOKUP(Q437,$B$7:$E$155,2,FALSE),\"\")","v":""},"","",{"$f":"+IF(Q437=\"\",\"\",1)","v":""},null,null,null,null,null,null,null,null,null,null,null,null,null,null,null,null,null,"","","","",""]
[null,null,null,null,null,null,null,null,null,null,{"$f":"IF($J$13=OFFRE!$H$24,$B$136,\"\")","v":""},{"$f":"IFERROR(VLOOKUP(K438,$B$7:$E$155,2,FALSE),\"\")","v":""},"","",{"$f":"+IF(K438=\"\",\"\",1)","v":""},null,{"$f":"IF($J$13=OFFRE!$H$24,$B$136,\"\")","v":""},{"$f":"IFERROR(VLOOKUP(Q438,$B$7:$E$155,2,FALSE),\"\")","v":""},"","",{"$f":"+IF(Q438=\"\",\"\",1)","v":""},null,null,null,null,null,null,null,null,null,null,null,null,null,null,null,null,null,"","","","",""]
[null,null,null,null,null,null,null,null,null,null,{"$f":"IF($J$13=OFFRE!$H$24,$B$134,\"\")","v":""},{"$f":"IFERROR(VLOOKUP(K439,$B$7:$E$155,2,FALSE),\"\")","v":""},"","",{"$f":"+IF(K439=\"\",\"\",1)","v":""},null,{"$f":"IF($J$13=OFFRE!$H$24,$B$134,\"\")","v":""},{"$f":"IFERROR(VLOOKUP(Q439,$B$7:$E$155,2,FALSE),\"\")","v":""},"","",{"$f":"+IF(Q439=\"\",\"\",1)","v":""},null,null,null,null,null,null,null,null,null,null,null,null,null,null,null,null,null,"","","","",""]
[null,null,null,null,null,null,null,null,null,null,{"$f":"IF($J$13=OFFRE!$H$24,$B$140,\"\")","v":""},{"$f":"IFERROR(VLOOKUP(K440,$B$7:$E$155,2,FALSE),\"\")","v":""},"","",{"$f":"+IF(K440=\"\",\"\",1)","v":""},null,{"$f":"IF($J$13=OFFRE!$H$24,$B$148,\"\")","v":""},{"$f":"IFERROR(VLOOKUP(Q440,$B$7:$E$155,2,FALSE),\"\")","v":""},"","",{"$f":"+IF(Q440=\"\",\"\",1)","v":""},null,null,null,null,null,null,null,null,null,null,null,null,null,null,null,null,null,"","","","",""]
[null,null,null,null,null,null,null,null,null,null,null,null,"","",null,null,null,null,"","",null,null,null,null,null,null,null,null,null,null,null,null,null,null,null,null,null,null,"","","","",""]
[null,null,null,null,null,null,null,null,null,null,null,{"$f":"IFERROR(VLOOKUP(K442,$B$7:$E$155,2,FALSE),\"\")","v":""},"","",{"$f":"+IF(K442=\"\",\"\",1)","v":""},null,null,{"$f":"IFERROR(VLOOKUP(Q442,$B$7:$E$155,2,FALSE),\"\")","v":""},"","",{"$f":"+IF(Q442=\"\",\"\",1)","v":""},null,null,null,null,null,null,null,null,null,null,null,null,null,null,null,null,null,"","","","",""]
[null,null,null,null,null,null,null,null,null,null,null,{"$f":"IFERROR(VLOOKUP(K443,$B$7:$E$155,2,FALSE),\"\")","v":""},"","",null,null,null,{"$f":"IFERROR(VLOOKUP(Q443,$B$7:$E$155,2,FALSE),\"\")","v":""},"","",null,null,null,null,null,null,null,null,null,null,null,null,null,null,null,null,null,null,"","","","",""]
[null,null,null,null,null,null,null,null,null,null,null,null,null,null,null,null,null,null,null,null,null,null,null,null,null,null,null,null,null,null,null,null,null,null,null,null,null,null,"","","","",""]
[null,null,null,null,null,null,null,null,null,null,null,"Liaison frigorifique",null,null,null,null,null,"Liaison frigorifique",null,null,null,null,null,null,null,null,null,null,null,null,null,null,null,null,null,null,null,null,"","","","",""]
[null,null,null,null,null,null,null,null,null,null,{"$f":"+$B$11","v":100012535},{"$f":"IFERROR(VLOOKUP(K446,$B$7:$E$155,2,FALSE),\"\")","v":"LIAISON FRIGORIFIQUE PE 5/8'' 3/8'' - LG 5m"},{"$f":"IFERROR(VLOOKUP(K446,$B$7:$E$155,3,FALSE),\"\")","v":"EH114"},{"$f":"IFERROR(VLOOKUP(K446,$B$7:$E$155,4,FALSE),\"\")","v":255},1,null,{"$f":"$B$11","v":100012535},{"$f":"IFERROR(VLOOKUP(Q446,$B$7:$E$155,2,FALSE),\"\")","v":"LIAISON FRIGORIFIQUE PE 5/8'' 3/8'' - LG 5m"},{"$f":"IFERROR(VLOOKUP(Q446,$B$7:$E$155,3,FALSE),\"\")","v":"EH114"},{"$f":"IFERROR(VLOOKUP(Q446,$B$7:$E$155,4,FALSE),\"\")","v":255},1,null,null,null,null,null,null,null,null,null,null,null,null,null,null,null,null,null,"","","","",""]
[null,null,null,null,null,null,null,null,null,null,{"$f":"+$B$12","v":100012536},{"$f":"IFERROR(VLOOKUP(K447,$B$7:$E$155,2,FALSE),\"\")","v":"LIAISON FRIGORIFIQUE PE 5/8'' 3/8'' - LG 10m"},{"$f":"IFERROR(VLOOKUP(K447,$B$7:$E$155,3,FALSE),\"\")","v":"EH115"},{"$f":"IFERROR(VLOOKUP(K447,$B$7:$E$155,4,FALSE),\"\")","v":456},null,null,{"$f":"$B$12","v":100012536},{"$f":"IFERROR(VLOOKUP(Q447,$B$7:$E$155,2,FALSE),\"\")","v":"LIAISON FRIGORIFIQUE PE 5/8'' 3/8'' - LG 10m"},{"$f":"IFERROR(VLOOKUP(Q447,$B$7:$E$155,3,FALSE),\"\")","v":"EH115"},{"$f":"IFERROR(VLOOKUP(Q447,$B$7:$E$155,4,FALSE),\"\")","v":456},null,null,null,null,null,null,null,null,null,null,null,null,null,null,null,null,null,null,"","","","",""]
[null,null,null,null,null,null,null,null,null,null,{"$f":"+$B$13","v":100012537},{"$f":"IFERROR(VLOOKUP(K448,$B$7:$E$155,2,FALSE),\"\")","v":"LIAISON FRIGORIFIQUE PE 5/8'' 3/8'' - LG 20m"},{"$f":"IFERROR(VLOOKUP(K448,$B$7:$E$155,3,FALSE),\"\")","v":"EH116"},{"$f":"IFERROR(VLOOKUP(K448,$B$7:$E$155,4,FALSE),\"\")","v":823},null,null,{"$f":"$B$13","v":100012537},{"$f":"IFERROR(VLOOKUP(Q448,$B$7:$E$155,2,FALSE),\"\")","v":"LIAISON FRIGORIFIQUE PE 5/8'' 3/8'' - LG 20m"},{"$f":"IFERROR(VLOOKUP(Q448,$B$7:$E$155,3,FALSE),\"\")","v":"EH116"},{"$f":"IFERROR(VLOOKUP(Q448,$B$7:$E$155,4,FALSE),\"\")","v":823},null,null,null,null,null,null,null,null,null,null,null,null,null,null,null,null,null,null,"","","","",""]
[null,null,null,null,null,null,null,null,null,null,null,null,null,null,null,null,null,null,null,null,null,null,null,null,null,null,null,null,null,null,null,null,null,null,null,null,null,null,"","","","",""]
[null,null,null,null,null,null,null,null,null,null,null,{"$f":"IF($J$19=OFFRE!$J$15,\"Accessoires de la chaudière\",\"\")","v":""},null,null,null,null,null,{"$f":"IF($J$19=OFFRE!$J$15,\"Accessoires de la chaudière\",\"\")","v":""},null,null,null,null,null,null,null,null,null,null,null,null,null,null,null,null,null,null,null,null,"","","","",""]
[null,null,null,null,null,null,null,null,null,null,{"$f":"IF($J$19=OFFRE!$J$15,$B$39,$B$20)","v":7742057},{"$f":"IFERROR(VLOOKUP(K451,$B$7:$E$155,2,FALSE),\"\")","v":"KIT FF OFSB 22/29"},{"$f":"IFERROR(VLOOKUP(K451,$B$7:$E$155,3,FALSE),\"\")","v":"MY921"},{"$f":"IFERROR(VLOOKUP(K451,$B$7:$E$155,4,FALSE),\"\")","v":449},{"$f":"+IF(K451=\"\",\"\",1)","v":1},null,{"$f":"IF($J$19=OFFRE!$J$15,$B$35,$B$21)","v":7744610},{"$f":"IFERROR(VLOOKUP(Q451,$B$7:$E$155,2,FALSE),\"\")","v":"KIT FF 24-32+ "},{"$f":"IFERROR(VLOOKUP(Q451,$B$7:$E$155,3,FALSE),\"\")","v":"MY923"},{"$f":"IFERROR(VLOOKUP(Q451,$B$7:$E$155,4,FALSE),\"\")","v":90},{"$f":"+IF(Q451=\"\",\"\",1)","v":1},null,null,null,null,null,null,null,null,null,null,null,null,null,null,null,null,null,"","","","",""]
[null,null,null,null,null,null,null,null,null,null,{"$f":"IF($J$19=OFFRE!$J$15,$B$40,\"\")","v":""},"","","",{"$f":"+IF(K452=\"\",\"\",1)","v":""},null,{"$f":"IF($J$19=OFFRE!$J$15,$B$36,\"\")","v":""},"","","",{"$f":"+IF(Q452=\"\",\"\",1)","v":""},null,null,null,null,null,null,null,null,null,null,null,null,null,null,null,null,null,"","","","",""]
[null,null,null,null,null,null,null,null,null,null,{"$f":"IF($J$19=OFFRE!$J$15,$B$41,\"\")","v":""},"","","","",null,{"$f":"IF($J$19=OFFRE!$J$15,$B$37,\"\")","v":""},"","","","",null,null,null,null,null,null,null,null,null,null,null,null,null,null,null,null,null,"","","","",""]
[null,null,null,null,null,null,null,null,null,null,null,{"$f":"IFERROR(VLOOKUP(K454,$B$7:$E$155,2,FALSE),\"\")","v":""},{"$f":"IFERROR(VLOOKUP(K454,$B$7:$E$155,3,FALSE),\"\")","v":""},{"$f":"IFERROR(VLOOKUP(K454,$B$7:$E$155,4,FALSE),\"\")","v":""},null,null,null,{"$f":"IFERROR(VLOOKUP(Q454,$B$7:$E$155,2,FALSE),\"\")","v":""},{"$f":"IFERROR(VLOOKUP(Q454,$B$7:$E$155,3,FALSE),\"\")","v":""},{"$f":"IFERROR(VLOOKUP(Q454,$B$7:$E$155,4,FALSE),\"\")","v":""},null,null,null,null,null,null,null,null,null,null,null,null,null,null,null,null,null,null,"","","","",""]
[null,null,null,null,null,null,null,null,null,null,null,"","","",null,null,null,"","","",null,null,null,null,null,null,null,null,null,null,null,null,null,null,null,null,null,null,"","","","",""]
[null,null,null,null,null,null,null,null,null,null,null,"","","",null,null,null,"","","",null,null,null,null,null,null,null,null,null,null,null,null,null,null,null,null,null,null,"","","","",""]
[null,null,null,null,null,null,null,null,null,null,null,"","","",null,null,null,"","","",null,null,null,null,null,null,null,null,null,null,null,null,null,null,null,null,null,null,"","","","",""]
[null,null,null,null,null,null,null,null,null,null,null,"","","",null,null,null,"","","",null,null,null,null,null,null,null,null,null,null,null,null,null,null,null,null,null,null,"","","","",""]
[null,null,null,null,null,null,null,null,null,null,null,"","","",null,null,null,"","","",null,null,null,null,null,null,null,null,null,null,null,null,null,null,null,null,null,null,"","","","",""]
[null,null,null,null,null,null,null,null,null,null,null,"","","",null,null,null,"","","",null,null,null,null,null,null,null,null,null,null,null,null,null,null,null,null,null,null,"","","","",""]
[null,null,null,null,null,null,null,null,null,null,null,"","","",null,null,null,"","","",null,null,null,null,null,null,null,null,null,null,null,null,null,null,null,null,null,null,"","","","",""]
[null,null,null,null,null,null,null,null,null,null,null,"Accessoires de mise en œuvre",null,null,null,null,null,"Accessoires de mise en œuvre",null,null,null,null,null,null,null,null,null,null,null,null,null,null,null,null,null,null,null,null,"","","","",""]
[null,null,null,null,null,null,null,null,null,null,{"$f":"IF($H$15=OFFRE!$H$16,$B$10,$B$8)","v":7694974},{"$f":"IFERROR(VLOOKUP(K463,$B$7:$E$155,2,FALSE),\"\")","v":"SUPPORT AU SOL CAOUTCHOUC 600MM"},{"$f":"IFERROR(VLOOKUP(K463,$B$7:$E$155,3,FALSE),\"\")","v":"EH879"},{"$f":"IFERROR(VLOOKUP(K463,$B$7:$E$155,4,FALSE),\"\")","v":119},1,null,{"$f":"IF($H$15=OFFRE!$H$16,$B$10,$B$8)","v":7694974},{"$f":"IFERROR(VLOOKUP(Q463,$B$7:$E$155,2,FALSE),\"\")","v":"SUPPORT AU SOL CAOUTCHOUC 600MM"},{"$f":"IFERROR(VLOOKUP(Q463,$B$7:$E$155,3,FALSE),\"\")","v":"EH879"},{"$f":"IFERROR(VLOOKUP(Q463,$B$7:$E$155,4,FALSE),\"\")","v":119},1,null,null,null,null,null,null,null,null,null,null,null,null,null,null,null,null,null,"","","","",""]
[null,null,null,null,null,null,null,null,null,null,{"$f":"$B$19","v":7636899},"KIT SILENCIEUX MODULE EXTERIEUR","EH572",66,null,null,{"$f":"$B$19","v":7636899},"KIT SILENCIEUX MODULE EXTERIEUR","EH572",66,null,null,null,null,null,null,null,null,null,null,null,null,null,null,null,null,null,null,"","","","",""]
[null,null,null,null,null,null,null,null,null,null,{"$f":"$B$22","v":7746197},"BOUTEILLE DE DECOUPLAGE 25L"," HK147",362,null,null,{"$f":"$B$22","v":7746197},"BOUTEILLE DE DECOUPLAGE 25L"," HK147",362,null,null,null,null,null,null,null,null,null,null,null,null,null,null,null,null,null,null,"","","","",""]
[null,null,null,null,null,null,null,null,null,null,{"$f":"$B$17","v":7619010},"KIT VANNE 3 VOIES","EH528",631,null,null,{"$f":"$B$17","v":7619010},"KIT VANNE 3 VOIES","EH528",631,null,null,null,null,null,null,null,null,null,null,null,null,null,null,null,null,null,null,"","","","",""]
[null,null,null,null,null,null,null,null,null,null,{"$f":"$B$18","v":7626737},"KIT ISOLATION MODE CLIMATISATION","EH567",229,null,null,{"$f":"$B$18","v":7626737},"KIT ISOLATION MODE CLIMATISATION","EH567",229,null,null,null,null,null,null,null,null,null,null,null,null,null,null,null,null,null,null,"","","","",""]
[null,null,null,null,null,null,null,null,null,null,{"$f":"$B$32","v":7746242},"SOUPAPE DIFFERENTIELLE ","HK150",59,1,null,{"$f":"$B$32","v":7746242},"SOUPAPE DIFFERENTIELLE ","HK150",59,1,null,null,null,null,null,null,null,null,null,null,null,null,null,null,null,null,null,"","","","",""]
[null,null,null,null,null,null,null,null,null,null,null,"","","",null,null,null,"","","",null,null,null,null,null,null,null,null,null,null,null,null,null,null,null,null,null,null,"","","","",""]
[null,null,null,null,null,null,null,null,null,null,null,"","","",null,null,null,"","","",null,null,null,null,null,null,null,null,null,null,null,null,null,null,null,null,null,null,"","","","",""]
[null,null,null,null,null,null,null,null,null,null,null,null,null,null,null,null,null,null,null,null,null,null,null,null,null,null,null,null,null,null,null,null,null,null,null,null,null,null,"","","","",""]
[null,null,null,null,null,null,null,null,null,null,null,"Ballons tampons",null,null,null,null,null,"Ballons tampons",null,null,null,null,null,null,null,null,null,null,null,null,null,null,null,null,null,null,null,null,"","","","",""]
[null,null,null,null,null,null,null,null,null,null,{"$f":"$B$15","v":100008841},{"$f":"IFERROR(VLOOKUP(K473,$B$7:$E$155,2,FALSE),\"\")","v":"BALLON TAMPON 80L B 80 T"},{"$f":"IFERROR(VLOOKUP(K473,$B$7:$E$155,3,FALSE),\"\")","v":"EH85"},{"$f":"IFERROR(VLOOKUP(K473,$B$7:$E$155,4,FALSE),\"\")","v":572},1,null,{"$f":"$B$15","v":100008841},{"$f":"IFERROR(VLOOKUP(Q473,$B$7:$E$155,2,FALSE),\"\")","v":"BALLON TAMPON 80L B 80 T"},{"$f":"IFERROR(VLOOKUP(Q473,$B$7:$E$155,3,FALSE),\"\")","v":"EH85"},{"$f":"IFERROR(VLOOKUP(Q473,$B$7:$E$155,4,FALSE),\"\")","v":572},1,null,null,null,null,null,null,null,null,null,null,null,null,null,null,null,null,null,"","","","",""]
[null,null,null,null,null,null,null,null,null,null,{"$f":"$B$16","v":100004415},{"$f":"IFERROR(VLOOKUP(K474,$B$7:$E$155,2,FALSE),\"\")","v":"BALLON TAMPON 160L B 150 T"},{"$f":"IFERROR(VLOOKUP(K474,$B$7:$E$155,3,FALSE),\"\")","v":"EH60"},{"$f":"IFERROR(VLOOKUP(K474,$B$7:$E$155,4,FALSE),\"\")","v":857},null,null,{"$f":"$B$16","v":100004415},{"$f":"IFERROR(VLOOKUP(Q474,$B$7:$E$155,2,FALSE),\"\")","v":"BALLON TAMPON 160L B 150 T"},{"$f":"IFERROR(VLOOKUP(Q474,$B$7:$E$155,3,FALSE),\"\")","v":"EH60"},{"$f":"IFERROR(VLOOKUP(Q474,$B$7:$E$155,4,FALSE),\"\")","v":857},null,null,null,null,null,null,null,null,null,null,null,null,null,null,null,null,null,null,"","","","",""]
[null,null,null,null,null,null,null,null,null,null,null,null,null,null,null,null,null,null,null,null,null,null,null,null,null,null,null,null,null,null,null,null,null,null,null,null,null,null,"","","","",""]
[null,null,null,null,null,null,null,null,null,null,null,"Accessoires de régulation",null,null,null,null,null,"Accessoires de régulation",null,null,null,null,null,null,null,null,null,null,null,null,null,null,null,null,null,null,null,null,"","","","",""]
[null,null,null,null,null,null,null,null,null,null,{"$f":"$B$23","v":7689751},{"$f":"IFERROR(VLOOKUP(K477,$B$7:$E$155,2,FALSE),\"\")","v":"KIT CARTE DE REGULATION 2nd CIRCUIT (VERSION B)"},{"$f":"IFERROR(VLOOKUP(K477,$B$7:$E$155,3,FALSE),\"\")","v":"EH862"},{"$f":"IFERROR(VLOOKUP(K477,$B$7:$E$155,4,FALSE),\"\")","v":113},null,null,{"$f":"$B$23","v":7689751},{"$f":"IFERROR(VLOOKUP(Q477,$B$7:$E$155,2,FALSE),\"\")","v":"KIT CARTE DE REGULATION 2nd CIRCUIT (VERSION B)"},{"$f":"IFERROR(VLOOKUP(Q477,$B$7:$E$155,3,FALSE),\"\")","v":"EH862"},{"$f":"IFERROR(VLOOKUP(Q477,$B$7:$E$155,4,FALSE),\"\")","v":113},null,null,null,null,null,null,null,null,null,null,null,null,null,null,null,null,null,null,"","","","",""]
[null,null,null,null,null,null,null,null,null,null,{"$f":"$B$24","v":88017904},"THERMOSTAT AMBIANCE PROGRAMMABLE (FILAIRE)","AD191",176,null,null,{"$f":"$B$24","v":88017904},"THERMOSTAT AMBIANCE PROGRAMMABLE (FILAIRE)","AD191",176,null,null,null,null,null,null,null,null,null,null,null,null,null,null,null,null,null,null,"","","","",""]
[null,null,null,null,null,null,null,null,null,null,{"$f":"$B$25","v":88017018},"THERMOSTAT D AMBIANCE PROGRAMMABLE SANS FILS","AD192",308,null,null,{"$f":"$B$25","v":88017018},"THERMOSTAT D AMBIANCE PROGRAMMABLE SANS FILS","AD192",308,null,null,null,null,null,null,null,null,null,null,null,null,null,null,null,null,null,null,"","","","",""]
[null,null,null,null,null,null,null,null,null,null,{"$f":"$B$26","v":88017859},"THERMOSTAT D'AMBIANCE NON PROGRAMMABLE","AD140",54,null,null,{"$f":"$B$26","v":88017859},"THERMOSTAT D'AMBIANCE NON PROGRAMMABLE","AD140",54,null,null,null,null,null,null,null,null,null,null,null,null,null,null,null,null,null,null,"","","","",""]
[null,null,null,null,null,null,null,null,null,null,{"$f":"$B$27","v":7691374},"THERMOSTAT AMBIANCE OETROSMART (R-BUS)","AD323",207,1,null,{"$f":"$B$27","v":7691374},"THERMOSTAT AMBIANCE OETROSMART (R-BUS)","AD323",207,1,null,null,null,null,null,null,null,null,null,null,null,null,null,null,null,null,null,"","","","",""]
[null,null,null,null,null,null,null,null,null,null,{"$f":"$B$28","v":7624902},"KIT CABLAGE PLANCHER CHAUFFANT DIRECT","HA255",40,null,null,{"$f":"$B$28","v":7624902},"KIT CABLAGE PLANCHER CHAUFFANT DIRECT","HA255",40,null,null,null,null,null,null,null,null,null,null,null,null,null,null,null,null,null,null,"","","","",""]
[null,null,null,null,null,null,null,null,null,null,{"$f":"$B$29","v":100019114},"KIT SONDE HYGRO RAFRAICHISSEMENT","HK27",233,null,null,{"$f":"$B$29","v":100019114},"KIT SONDE HYGRO RAFRAICHISSEMENT","HK27",233,null,null,null,null,null,null,null,null,null,null,null,null,null,null,null,null,null,null,"","","","",""]
[null,null,null,null,null,null,null,null,null,null,{"$f":"$B$30","v":7622433},"KIT SONDE CONDENSATION (0-10V)","HZ64",420,null,null,{"$f":"$B$30","v":7622433},"KIT SONDE CONDENSATION (0-10V)","HZ64",420,null,null,null,null,null,null,null,null,null,null,null,null,null,null,null,null,null,null,"","","","",""]
[null,null,null,null,null,null,null,null,null,null,{"$f":"$B$31","v":88017017},"SONDE DEPART v3v","AD199",85,null,null,{"$f":"$B$31","v":88017017},"SONDE DEPART v3v","AD199",85,null,null,null,null,null,null,null,null,null,null,null,null,null,null,null,null,null,null,"","","","",""]
[null,null,null,null,null,null,null,null,null,null,null,"","","",null,null,null,"","","",null,null,null,null,null,null,null,null,null,null,null,null,null,null,null,null,null,null,"","","","",""]
[null,null,null,null,null,null,null,null,null,null,null,"","","",null,null,null,"","","",null,null,null,null,null,null,null,null,null,null,null,null,null,null,null,null,null,null,"","","","",""]
[null,null,null,null,null,null,null,null,null,null,null,"","","",null,null,null,"","","",null,null,null,null,null,null,null,null,null,null,null,null,null,null,null,null,null,null,"","","","",""]
[null,null,null,null,null,null,null,null,null,null,null,"","","",null,null,null,"","","",null,null,null,null,null,null,null,null,null,null,null,null,null,null,null,null,null,null,"","","","",""]
[null,null,null,null,null,null,null,null,null,null,null,"","","",null,null,null,"","","",null,null,null,null,null,null,null,null,null,null,null,null,null,null,null,null,null,null,"","","","",""]
[]
[]
[]
[]
[]
[]
[]
[]
[]
[]
[]
[]
[null,null,null,null,null,null,null,null,null,{"$f":"IF(AND($H$6=OFFRE!$B$18,'Offre Alezio O Hybrid'!$H$9=OFFRE!$K$57,$H$22=$R$6),1,0)","v":0},null,null,null,null,null,{"$f":"IF(AND($H$6=OFFRE!$B$19,'Offre Alezio O Hybrid'!$H$9=OFFRE!$K$57,$H$22=$R$6),1,0)","v":0}]
[null,null,null,null,null,null,null,null,null,"Appoint",{"$f":"OFFRE!$F$6","v":"Hydraulique par chaudière"},null,null,null,null,null,{"$f":"OFFRE!$F$6","v":"Hydraulique par chaudière"}]
[null,null,null,null,null,null,null,null,null,"Rafraichissement","\\",null,null,null,null,null,"\\"]
[null,null,null,null,null,null,null,null,null,"Montage",{"$f":"OFFRE!$H$16","v":"Au sol"},null,null,null,null,null,{"$f":"OFFRE!$H$16","v":"Au sol"}]
[null,null,null,null,null,null,null,null,null,"ECS",{"$f":"OFFRE!$D$6","v":"OUI"},null,null,null,null,null,{"$f":"OFFRE!$D$6","v":"OUI"},null,null,null,null,null,null,null,null,null,null,null,null,null,null,null,null,null,null,null,null,null,"Si 6 MR choisi + petite chaudière"]
[null,null,null,null,null,null,null,null,null,"8 MR",null,{"$f":"IF($J$13=OFFRE!$H$23,\"Kit complet : PAC + accessoires\",\"\")","v":"Kit complet : PAC + accessoires"},null,null,null,null,null,{"$f":"IF($J$13=OFFRE!$H$23,\"Kit complet : PAC + accessoires\",\"\")","v":"Kit complet : PAC + accessoires"},null,null,null,null,null,null,null,null,null,null,null,null,null,null,null,null,null,null,null,{"$f":"IF($AN521=\"\",0,1)","v":0},{"$f":"IF($J$503=1,K508,IF($P$503=1,Q508,IF($AD$503=1,AE508,IF($W$503=1,X508,\"\"))))","v":""},{"$f":"IF($J$503=1,L508,IF($P$503=1,R508,IF($AD$503=1,AF508,IF($W$503=1,Y508,\"\"))))","v":""},{"$f":"IF($J$503=1,M508,IF($P$503=1,S508,IF($AD$503=1,AG508,IF($W$503=1,Z508,\"\"))))","v":""},{"$f":"IF($J$503=1,N508,IF($P$503=1,T508,IF($AD$503=1,AH508,IF($W$503=1,AA508,\"\"))))","v":""},{"$f":"IF($J$503=1,O508,IF($P$503=1,U508,IF($AD$503=1,AI508,IF($W$503=1,AB508,\"\"))))","v":""}]
[null,null,null,null,null,null,null,null,null,null,{"$f":"IF($J$13=OFFRE!$H$23,$B$58,\"\")","v":7749817},{"$f":"IFERROR(VLOOKUP(K509,$B$7:$E$155,2,FALSE),\"\")","v":"AWHP 8MR-OFSB 29 HYBRID V200"},{"$f":"IFERROR(VLOOKUP(K509,$B$7:$E$155,3,FALSE),\"\")","v":0},{"$f":"IFERROR(VLOOKUP(K509,$B$7:$E$155,4,FALSE),\"\")","v":10653},{"$f":"+IF(K509=\"\",\"\",1)","v":1},null,{"$f":"IF($J$13=OFFRE!$H$23,$B$71,\"\")","v":7749828},{"$f":"IFERROR(VLOOKUP(Q509,$B$7:$E$155,2,FALSE),\"\")","v":"AWHP 8MR-OFSC 32 HYBRID V200"},{"$f":"IFERROR(VLOOKUP(Q509,$B$7:$E$155,3,FALSE),\"\")","v":0},{"$f":"IFERROR(VLOOKUP(Q509,$B$7:$E$155,4,FALSE),\"\")","v":12207},{"$f":"+IF(Q509=\"\",\"\",1)","v":1},null,null,null,null,null,null,null,null,null,null,null,null,null,null,null,null,null,{"$f":"IF($J$503=1,K509,IF($P$503=1,Q509,IF($AD$503=1,AE509,IF($W$503=1,X509,\"\"))))","v":""},{"$f":"IF($J$503=1,L509,IF($P$503=1,R509,IF($AD$503=1,AF509,IF($W$503=1,Y509,\"\"))))","v":""},{"$f":"IF($J$503=1,M509,IF($P$503=1,S509,IF($AD$503=1,AG509,IF($W$503=1,Z509,\"\"))))","v":""},{"$f":"IF($J$503=1,N509,IF($P$503=1,T509,IF($AD$503=1,AH509,IF($W$503=1,AA509,\"\"))))","v":""},{"$f":"IF($J$503=1,O509,IF($P$503=1,U509,IF($AD$503=1,AI509,IF($W$503=1,AB509,\"\"))))","v":""}]
[null,null,null,null,null,null,null,null,null,null,null,null,null,null,null,null,null,null,null,null,null,null,null,null,null,null,null,null,null,null,null,null,null,null,null,null,null,null,"","","","",""]
[null,null,null,null,null,null,null,null,null,null,null,{"$f":"IF($J$13=OFFRE!$H$24,\"Sélection personnalisée\",\"\")","v":""},null,null,null,null,null,{"$f":"IF($J$13=OFFRE!$H$24,\"Sélection personnalisée\",\"\")","v":""},null,null,null,null,null,null,null,null,null,null,null,null,null,null,null,null,null,null,null,null,"","","","",""]
[null,null,null,null,null,null,null,null,null,null,{"$f":"IF($J$13=OFFRE!$H$24,$B$120,\"\")","v":""},{"$f":"IFERROR(VLOOKUP(K512,$B$7:$E$155,2,FALSE),\"\")","v":""},{"$f":"IFERROR(VLOOKUP(K512,$B$7:$E$155,3,FALSE),\"\")","v":""},{"$f":"IFERROR(VLOOKUP(K512,$B$7:$E$155,4,FALSE),\"\")","v":""},{"$f":"+IF(K512=\"\",\"\",1)","v":""},null,{"$f":"IF($J$13=OFFRE!$H$24,$B$120,\"\")","v":""},{"$f":"IFERROR(VLOOKUP(Q512,$B$7:$E$155,2,FALSE),\"\")","v":""},{"$f":"IFERROR(VLOOKUP(Q512,$B$7:$E$155,3,FALSE),\"\")","v":""},{"$f":"IFERROR(VLOOKUP(Q512,$B$7:$E$155,4,FALSE),\"\")","v":""},{"$f":"+IF(Q512=\"\",\"\",1)","v":""},null,null,null,null,null,null,null,null,null,null,null,null,null,null,null,null,null,"","","","",""]
[null,null,null,null,null,null,null,null,null,null,{"$f":"IF($J$13=OFFRE!$H$24,$B$126,\"\")","v":""},{"$f":"IFERROR(VLOOKUP(K513,$B$7:$E$155,2,FALSE),\"\")","v":""},"","",{"$f":"+IF(K513=\"\",\"\",1)","v":""},null,{"$f":"IF($J$13=OFFRE!$H$24,$B$126,\"\")","v":""},{"$f":"IFERROR(VLOOKUP(Q513,$B$7:$E$155,2,FALSE),\"\")","v":""},"","",{"$f":"+IF(Q513=\"\",\"\",1)","v":""},null,null,null,null,null,null,null,null,null,null,null,null,null,null,null,null,null,"","","","",""]
[null,null,null,null,null,null,null,null,null,null,{"$f":"IF($J$13=OFFRE!$H$24,$B$136,\"\")","v":""},{"$f":"IFERROR(VLOOKUP(K514,$B$7:$E$155,2,FALSE),\"\")","v":""},"","",{"$f":"+IF(K514=\"\",\"\",1)","v":""},null,{"$f":"IF($J$13=OFFRE!$H$24,$B$136,\"\")","v":""},{"$f":"IFERROR(VLOOKUP(Q514,$B$7:$E$155,2,FALSE),\"\")","v":""},"","",{"$f":"+IF(Q514=\"\",\"\",1)","v":""},null,null,null,null,null,null,null,null,null,null,null,null,null,null,null,null,null,"","","","",""]
[null,null,null,null,null,null,null,null,null,null,{"$f":"IF($J$13=OFFRE!$H$24,$B$134,\"\")","v":""},{"$f":"IFERROR(VLOOKUP(K515,$B$7:$E$155,2,FALSE),\"\")","v":""},"","",{"$f":"+IF(K515=\"\",\"\",1)","v":""},null,{"$f":"IF($J$13=OFFRE!$H$24,$B$134,\"\")","v":""},{"$f":"IFERROR(VLOOKUP(Q515,$B$7:$E$155,2,FALSE),\"\")","v":""},"","",{"$f":"+IF(Q515=\"\",\"\",1)","v":""},null,null,null,null,null,null,null,null,null,null,null,null,null,null,null,null,null,"","","","",""]
[null,null,null,null,null,null,null,null,null,null,{"$f":"IF($J$13=OFFRE!$H$24,$B$141,\"\")","v":""},{"$f":"IFERROR(VLOOKUP(K516,$B$7:$E$155,2,FALSE),\"\")","v":""},"","",{"$f":"+IF(K516=\"\",\"\",1)","v":""},null,{"$f":"IF($J$13=OFFRE!$H$24,$B$149,\"\")","v":""},{"$f":"IFERROR(VLOOKUP(Q516,$B$7:$E$155,2,FALSE),\"\")","v":""},"","",{"$f":"+IF(Q516=\"\",\"\",1)","v":""},null,null,null,null,null,null,null,null,null,null,null,null,null,null,null,null,null,"","","","",""]
[null,null,null,null,null,null,null,null,null,null,null,null,"","",null,null,null,null,"","",null,null,null,null,null,null,null,null,null,null,null,null,null,null,null,null,null,null,"","","","",""]
[null,null,null,null,null,null,null,null,null,null,null,{"$f":"IFERROR(VLOOKUP(K518,$B$7:$E$155,2,FALSE),\"\")","v":""},"","",{"$f":"+IF(K518=\"\",\"\",1)","v":""},null,null,{"$f":"IFERROR(VLOOKUP(Q518,$B$7:$E$155,2,FALSE),\"\")","v":""},"","",{"$f":"+IF(Q518=\"\",\"\",1)","v":""},null,null,null,null,null,null,null,null,null,null,null,null,null,null,null,null,null,"","","","",""]
[null,null,null,null,null,null,null,null,null,null,null,{"$f":"IFERROR(VLOOKUP(K519,$B$7:$E$155,2,FALSE),\"\")","v":""},"","",null,null,null,{"$f":"IFERROR(VLOOKUP(Q519,$B$7:$E$155,2,FALSE),\"\")","v":""},"","",null,null,null,null,null,null,null,null,null,null,null,null,null,null,null,null,null,null,"","","","",""]
[null,null,null,null,null,null,null,null,null,null,null,null,null,null,null,null,null,null,null,null,null,null,null,null,null,null,null,null,null,null,null,null,null,null,null,null,null,null,"","","","",""]
[null,null,null,null,null,null,null,null,null,null,null,"Liaison frigorifique",null,null,null,null,null,"Liaison frigorifique",null,null,null,null,null,null,null,null,null,null,null,null,null,null,null,null,null,null,null,null,"","","","",""]
[null,null,null,null,null,null,null,null,null,null,{"$f":"+$B$11","v":100012535},{"$f":"IFERROR(VLOOKUP(K522,$B$7:$E$155,2,FALSE),\"\")","v":"LIAISON FRIGORIFIQUE PE 5/8'' 3/8'' - LG 5m"},{"$f":"IFERROR(VLOOKUP(K522,$B$7:$E$155,3,FALSE),\"\")","v":"EH114"},{"$f":"IFERROR(VLOOKUP(K522,$B$7:$E$155,4,FALSE),\"\")","v":255},1,null,{"$f":"$B$11","v":100012535},{"$f":"IFERROR(VLOOKUP(Q522,$B$7:$E$155,2,FALSE),\"\")","v":"LIAISON FRIGORIFIQUE PE 5/8'' 3/8'' - LG 5m"},{"$f":"IFERROR(VLOOKUP(Q522,$B$7:$E$155,3,FALSE),\"\")","v":"EH114"},{"$f":"IFERROR(VLOOKUP(Q522,$B$7:$E$155,4,FALSE),\"\")","v":255},1,null,null,null,null,null,null,null,null,null,null,null,null,null,null,null,null,null,"","","","",""]
[null,null,null,null,null,null,null,null,null,null,{"$f":"+$B$12","v":100012536},{"$f":"IFERROR(VLOOKUP(K523,$B$7:$E$155,2,FALSE),\"\")","v":"LIAISON FRIGORIFIQUE PE 5/8'' 3/8'' - LG 10m"},{"$f":"IFERROR(VLOOKUP(K523,$B$7:$E$155,3,FALSE),\"\")","v":"EH115"},{"$f":"IFERROR(VLOOKUP(K523,$B$7:$E$155,4,FALSE),\"\")","v":456},null,null,{"$f":"$B$12","v":100012536},{"$f":"IFERROR(VLOOKUP(Q523,$B$7:$E$155,2,FALSE),\"\")","v":"LIAISON FRIGORIFIQUE PE 5/8'' 3/8'' - LG 10m"},{"$f":"IFERROR(VLOOKUP(Q523,$B$7:$E$155,3,FALSE),\"\")","v":"EH115"},{"$f":"IFERROR(VLOOKUP(Q523,$B$7:$E$155,4,FALSE),\"\")","v":456},null,null,null,null,null,null,null,null,null,null,null,null,null,null,null,null,null,null,"","","","",""]
[null,null,null,null,null,null,null,null,null,null,{"$f":"+$B$13","v":100012537},{"$f":"IFERROR(VLOOKUP(K524,$B$7:$E$155,2,FALSE),\"\")","v":"LIAISON FRIGORIFIQUE PE 5/8'' 3/8'' - LG 20m"},{"$f":"IFERROR(VLOOKUP(K524,$B$7:$E$155,3,FALSE),\"\")","v":"EH116"},{"$f":"IFERROR(VLOOKUP(K524,$B$7:$E$155,4,FALSE),\"\")","v":823},null,null,{"$f":"$B$13","v":100012537},{"$f":"IFERROR(VLOOKUP(Q524,$B$7:$E$155,2,FALSE),\"\")","v":"LIAISON FRIGORIFIQUE PE 5/8'' 3/8'' - LG 20m"},{"$f":"IFERROR(VLOOKUP(Q524,$B$7:$E$155,3,FALSE),\"\")","v":"EH116"},{"$f":"IFERROR(VLOOKUP(Q524,$B$7:$E$155,4,FALSE),\"\")","v":823},null,null,null,null,null,null,null,null,null,null,null,null,null,null,null,null,null,null,"","","","",""]
[null,null,null,null,null,null,null,null,null,null,null,null,null,null,null,null,null,null,null,null,null,null,null,null,null,null,null,null,null,null,null,null,null,null,null,null,null,null,"","","","",""]
[null,null,null,null,null,null,null,null,null,null,null,{"$f":"IF($J$19=OFFRE!$J$15,\"Accessoires de la chaudière\",\"\")","v":""},null,null,null,null,null,{"$f":"IF($J$19=OFFRE!$J$15,\"Accessoires de la chaudière\",\"\")","v":""},null,null,null,null,null,null,null,null,null,null,null,null,null,null,null,null,null,null,null,null,"","","","",""]
[null,null,null,null,null,null,null,null,null,null,{"$f":"IF($J$19=OFFRE!$J$15,$B$39,$B$20)","v":7742057},{"$f":"IFERROR(VLOOKUP(K527,$B$7:$E$155,2,FALSE),\"\")","v":"KIT FF OFSB 22/29"},{"$f":"IFERROR(VLOOKUP(K527,$B$7:$E$155,3,FALSE),\"\")","v":"MY921"},{"$f":"IFERROR(VLOOKUP(K527,$B$7:$E$155,4,FALSE),\"\")","v":449},{"$f":"+IF(K527=\"\",\"\",1)","v":1},null,{"$f":"IF($J$19=OFFRE!$J$15,$B$35,$B$21)","v":7744610},{"$f":"IFERROR(VLOOKUP(Q527,$B$7:$E$155,2,FALSE),\"\")","v":"KIT FF 24-32+ "},{"$f":"IFERROR(VLOOKUP(Q527,$B$7:$E$155,3,FALSE),\"\")","v":"MY923"},{"$f":"IFERROR(VLOOKUP(Q527,$B$7:$E$155,4,FALSE),\"\")","v":90},{"$f":"+IF(Q527=\"\",\"\",1)","v":1},null,null,null,null,null,null,null,null,null,null,null,null,null,null,null,null,null,"","","","",""]
[null,null,null,null,null,null,null,null,null,null,{"$f":"IF($J$19=OFFRE!$J$15,$B$40,\"\")","v":""},"","","",{"$f":"+IF(K528=\"\",\"\",1)","v":""},null,{"$f":"IF($J$19=OFFRE!$J$15,$B$36,\"\")","v":""},"","","",{"$f":"+IF(Q528=\"\",\"\",1)","v":""},null,null,null,null,null,null,null,null,null,null,null,null,null,null,null,null,null,"","","","",""]
[null,null,null,null,null,null,null,null,null,null,{"$f":"IF($J$19=OFFRE!$J$15,$B$41,\"\")","v":""},"","","","",null,{"$f":"IF($J$19=OFFRE!$J$15,$B$37,\"\")","v":""},"","","","",null,null,null,null,null,null,null,null,null,null,null,null,null,null,null,null,null,"","","","",""]
[null,null,null,null,null,null,null,null,null,null,null,{"$f":"IFERROR(VLOOKUP(K530,$B$7:$E$155,2,FALSE),\"\")","v":""},{"$f":"IFERROR(VLOOKUP(K530,$B$7:$E$155,3,FALSE),\"\")","v":""},{"$f":"IFERROR(VLOOKUP(K530,$B$7:$E$155,4,FALSE),\"\")","v":""},null,null,null,{"$f":"IFERROR(VLOOKUP(Q530,$B$7:$E$155,2,FALSE),\"\")","v":""},{"$f":"IFERROR(VLOOKUP(Q530,$B$7:$E$155,3,FALSE),\"\")","v":""},{"$f":"IFERROR(VLOOKUP(Q530,$B$7:$E$155,4,FALSE),\"\")","v":""},null,null,null,null,null,null,null,null,null,null,null,null,null,null,null,null,null,null,"","","","",""]
[null,null,null,null,null,null,null,null,null,null,null,"","","",null,null,null,"","","",null,null,null,null,null,null,null,null,null,null,null,null,null,null,null,null,null,null,"","","","",""]
[null,null,null,null,null,null,null,null,null,null,null,"","","",null,null,null,"","","",null,null,null,null,null,null,null,null,null,null,null,null,null,null,null,null,null,null,"","","","",""]
[null,null,null,null,null,null,null,null,null,null,null,"","","",null,null,null,"","","",null,null,null,null,null,null,null,null,null,null,null,null,null,null,null,null,null,null,"","","","",""]
[null,null,null,null,null,null,null,null,null,null,null,"","","",null,null,null,"","","",null,null,null,null,null,null,null,null,null,null,null,null,null,null,null,null,null,null,"","","","",""]
[null,null,null,null,null,null,null,null,null,null,null,"","","",null,null,null,"","","",null,null,null,null,null,null,null,null,null,null,null,null,null,null,null,null,null,null,"","","","",""]
[null,null,null,null,null,null,null,null,null,null,null,"","","",null,null,null,"","","",null,null,null,null,null,null,null,null,null,null,null,null,null,null,null,null,null,null,"","","","",""]
[null,null,null,null,null,null,null,null,null,null,null,"","","",null,null,null,"","","",null,null,null,null,null,null,null,null,null,null,null,null,null,null,null,null,null,null,"","","","",""]
[null,null,null,null,null,null,null,null,null,null,null,"Accessoires de mise en œuvre",null,null,null,null,null,"Accessoires de mise en œuvre",null,null,null,null,null,null,null,null,null,null,null,null,null,null,null,null,null,null,null,null,"","","","",""]
[null,null,null,null,null,null,null,null,null,null,{"$f":"IF($H$15=OFFRE!$H$16,$B$10,$B$7)","v":7694974},{"$f":"IFERROR(VLOOKUP(K539,$B$7:$E$155,2,FALSE),\"\")","v":"SUPPORT AU SOL CAOUTCHOUC 600MM"},{"$f":"IFERROR(VLOOKUP(K539,$B$7:$E$155,3,FALSE),\"\")","v":"EH879"},{"$f":"IFERROR(VLOOKUP(K539,$B$7:$E$155,4,FALSE),\"\")","v":119},1,null,{"$f":"IF($H$15=OFFRE!$H$16,$B$10,$B$7)","v":7694974},{"$f":"IFERROR(VLOOKUP(Q539,$B$7:$E$155,2,FALSE),\"\")","v":"SUPPORT AU SOL CAOUTCHOUC 600MM"},{"$f":"IFERROR(VLOOKUP(Q539,$B$7:$E$155,3,FALSE),\"\")","v":"EH879"},{"$f":"IFERROR(VLOOKUP(Q539,$B$7:$E$155,4,FALSE),\"\")","v":119},1,null,null,null,null,null,null,null,null,null,null,null,null,null,null,null,null,null,"","","","",""]
[null,null,null,null,null,null,null,null,null,null,{"$f":"$B$19","v":7636899},"KIT SILENCIEUX MODULE EXTERIEUR","EH572",66,null,null,{"$f":"$B$19","v":7636899},"KIT SILENCIEUX MODULE EXTERIEUR","EH572",66,null,null,null,null,null,null,null,null,null,null,null,null,null,null,null,null,null,null,"","","","",""]
[null,null,null,null,null,null,null,null,null,null,{"$f":"$B$22","v":7746197},"BOUTEILLE DE DECOUPLAGE 25L"," HK147",362,null,null,{"$f":"$B$22","v":7746197},"BOUTEILLE DE DECOUPLAGE 25L"," HK147",362,null,null,null,null,null,null,null,null,null,null,null,null,null,null,null,null,null,null,"","","","",""]
[null,null,null,null,null,null,null,null,null,null,{"$f":"$B$17","v":7619010},"KIT VANNE 3 VOIES","EH528",631,null,null,{"$f":"$B$17","v":7619010},"KIT VANNE 3 VOIES","EH528",631,null,null,null,null,null,null,null,null,null,null,null,null,null,null,null,null,null,null,"","","","",""]
[null,null,null,null,null,null,null,null,null,null,{"$f":"$B$18","v":7626737},"KIT ISOLATION MODE CLIMATISATION","EH567",229,null,null,{"$f":"$B$18","v":7626737},"KIT ISOLATION MODE CLIMATISATION","EH567",229,null,null,null,null,null,null,null,null,null,null,null,null,null,null,null,null,null,null,"","","","",""]
[null,null,null,null,null,null,null,null,null,null,{"$f":"$B$32","v":7746242},"SOUPAPE DIFFERENTIELLE ","HK150",59,1,null,{"$f":"$B$32","v":7746242},"SOUPAPE DIFFERENTIELLE ","HK150",59,1,null,null,null,null,null,null,null,null,null,null,null,null,null,null,null,null,null,"","","","",""]
[null,null,null,null,null,null,null,null,null,null,null,"","","",null,null,null,"","","",null,null,null,null,null,null,null,null,null,null,null,null,null,null,null,null,null,null,"","","","",""]
[null,null,null,null,null,null,null,null,null,null,null,"","","",null,null,null,"","","",null,null,null,null,null,null,null,null,null,null,null,null,null,null,null,null,null,null,"","","","",""]
[null,null,null,null,null,null,null,null,null,null,null,null,null,null,null,null,null,null,null,null,null,null,null,null,null,null,null,null,null,null,null,null,null,null,null,null,null,null,"","","","",""]
[null,null,null,null,null,null,null,null,null,null,null,"Ballons tampons",null,null,null,null,null,"Ballons tampons",null,null,null,null,null,null,null,null,null,null,null,null,null,null,null,null,null,null,null,null,"","","","",""]
[null,null,null,null,null,null,null,null,null,null,{"$f":"$B$15","v":100008841},{"$f":"IFERROR(VLOOKUP(K549,$B$7:$E$155,2,FALSE),\"\")","v":"BALLON TAMPON 80L B 80 T"},{"$f":"IFERROR(VLOOKUP(K549,$B$7:$E$155,3,FALSE),\"\")","v":"EH85"},{"$f":"IFERROR(VLOOKUP(K549,$B$7:$E$155,4,FALSE),\"\")","v":572},1,null,{"$f":"$B$15","v":100008841},{"$f":"IFERROR(VLOOKUP(Q549,$B$7:$E$155,2,FALSE),\"\")","v":"BALLON TAMPON 80L B 80 T"},{"$f":"IFERROR(VLOOKUP(Q549,$B$7:$E$155,3,FALSE),\"\")","v":"EH85"},{"$f":"IFERROR(VLOOKUP(Q549,$B$7:$E$155,4,FALSE),\"\")","v":572},1,null,null,null,null,null,null,null,null,null,null,null,null,null,null,null,null,null,"","","","",""]
[null,null,null,null,null,null,null,null,null,null,{"$f":"$B$16","v":100004415},{"$f":"IFERROR(VLOOKUP(K550,$B$7:$E$155,2,FALSE),\"\")","v":"BALLON TAMPON 160L B 150 T"},{"$f":"IFERROR(VLOOKUP(K550,$B$7:$E$155,3,FALSE),\"\")","v":"EH60"},{"$f":"IFERROR(VLOOKUP(K550,$B$7:$E$155,4,FALSE),\"\")","v":857},null,null,{"$f":"$B$16","v":100004415},{"$f":"IFERROR(VLOOKUP(Q550,$B$7:$E$155,2,FALSE),\"\")","v":"BALLON TAMPON 160L B 150 T"},{"$f":"IFERROR(VLOOKUP(Q550,$B$7:$E$155,3,FALSE),\"\")","v":"EH60"},{"$f":"IFERROR(VLOOKUP(Q550,$B$7:$E$155,4,FALSE),\"\")","v":857},null,null,null,null,null,null,null,null,null,null,null,null,null,null,null,null,null,null,"","","","",""]
[null,null,null,null,null,null,null,null,null,null,null,null,null,null,null,null,null,null,null,null,null,null,null,null,null,null,null,null,null,null,null,null,null,null,null,null,null,null,"","","","",""]
[null,null,null,null,null,null,null,null,null,null,null,"Accessoires de régulation",null,null,null,null,null,"Accessoires de régulation",null,null,null,null,null,null,null,null,null,null,null,null,null,null,null,null,null,null,null,null,"","","","",""]
[null,null,null,null,null,null,null,null,null,null,{"$f":"$B$23","v":7689751},{"$f":"IFERROR(VLOOKUP(K553,$B$7:$E$155,2,FALSE),\"\")","v":"KIT CARTE DE REGULATION 2nd CIRCUIT (VERSION B)"},{"$f":"IFERROR(VLOOKUP(K553,$B$7:$E$155,3,FALSE),\"\")","v":"EH862"},{"$f":"IFERROR(VLOOKUP(K553,$B$7:$E$155,4,FALSE),\"\")","v":113},null,null,{"$f":"$B$23","v":7689751},{"$f":"IFERROR(VLOOKUP(Q553,$B$7:$E$155,2,FALSE),\"\")","v":"KIT CARTE DE REGULATION 2nd CIRCUIT (VERSION B)"},{"$f":"IFERROR(VLOOKUP(Q553,$B$7:$E$155,3,FALSE),\"\")","v":"EH862"},{"$f":"IFERROR(VLOOKUP(Q553,$B$7:$E$155,4,FALSE),\"\")","v":113},null,null,null,null,null,null,null,null,null,null,null,null,null,null,null,null,null,null,"","","","",""]
[null,null,null,null,null,null,null,null,null,null,{"$f":"$B$24","v":88017904},"THERMOSTAT AMBIANCE PROGRAMMABLE (FILAIRE)","AD191",176,null,null,{"$f":"$B$24","v":88017904},"THERMOSTAT AMBIANCE PROGRAMMABLE (FILAIRE)","AD191",176,null,null,null,null,null,null,null,null,null,null,null,null,null,null,null,null,null,null,"","","","",""]
[null,null,null,null,null,null,null,null,null,null,{"$f":"$B$25","v":88017018},"THERMOSTAT D AMBIANCE PROGRAMMABLE SANS FILS","AD192",308,null,null,{"$f":"$B$25","v":88017018},"THERMOSTAT D AMBIANCE PROGRAMMABLE SANS FILS","AD192",308,null,null,null,null,null,null,null,null,null,null,null,null,null,null,null,null,null,null,"","","","",""]
[null,null,null,null,null,null,null,null,null,null,{"$f":"$B$26","v":88017859},"THERMOSTAT D'AMBIANCE NON PROGRAMMABLE","AD140",54,null,null,{"$f":"$B$26","v":88017859},"THERMOSTAT D'AMBIANCE NON PROGRAMMABLE","AD140",54,null,null,null,null,null,null,null,null,null,null,null,null,null,null,null,null,null,null,"","","","",""]
[null,null,null,null,null,null,null,null,null,null,{"$f":"$B$27","v":7691374},"THERMOSTAT AMBIANCE OETROSMART (R-BUS)","AD323",207,1,null,{"$f":"$B$27","v":7691374},"THERMOSTAT AMBIANCE OETROSMART (R-BUS)","AD323",207,1,null,null,null,null,null,null,null,null,null,null,null,null,null,null,null,null,null,"","","","",""]
[null,null,null,null,null,null,null,null,null,null,{"$f":"$B$28","v":7624902},"KIT CABLAGE PLANCHER CHAUFFANT DIRECT","HA255",40,null,null,{"$f":"$B$28","v":7624902},"KIT CABLAGE PLANCHER CHAUFFANT DIRECT","HA255",40,null,null,null,null,null,null,null,null,null,null,null,null,null,null,null,null,null,null,"","","","",""]
[null,null,null,null,null,null,null,null,null,null,{"$f":"$B$29","v":100019114},"KIT SONDE HYGRO RAFRAICHISSEMENT","HK27",233,null,null,{"$f":"$B$29","v":100019114},"KIT SONDE HYGRO RAFRAICHISSEMENT","HK27",233,null,null,null,null,null,null,null,null,null,null,null,null,null,null,null,null,null,null,"","","","",""]
[null,null,null,null,null,null,null,null,null,null,{"$f":"$B$30","v":7622433},"KIT SONDE CONDENSATION (0-10V)","HZ64",420,null,null,{"$f":"$B$30","v":7622433},"KIT SONDE CONDENSATION (0-10V)","HZ64",420,null,null,null,null,null,null,null,null,null,null,null,null,null,null,null,null,null,null,"","","","",""]
[null,null,null,null,null,null,null,null,null,null,{"$f":"$B$31","v":88017017},"SONDE DEPART v3v","AD199",85,null,null,{"$f":"$B$31","v":88017017},"SONDE DEPART v3v","AD199",85,null,null,null,null,null,null,null,null,null,null,null,null,null,null,null,null,null,null,"","","","",""]
[null,null,null,null,null,null,null,null,null,null,null,"","","",null,null,null,"","","",null,null,null,null,null,null,null,null,null,null,null,null,null,null,null,null,null,null,"","","","",""]
[null,null,null,null,null,null,null,null,null,null,null,"","","",null,null,null,"","","",null,null,null,null,null,null,null,null,null,null,null,null,null,null,null,null,null,null,"","","","",""]
[null,null,null,null,null,null,null,null,null,null,null,"","","",null,null,null,"","","",null,null,null,null,null,null,null,null,null,null,null,null,null,null,null,null,null,null,"","","","",""]
[null,null,null,null,null,null,null,null,null,null,null,"","","",null,null,null,"","","",null,null,null,null,null,null,null,null,null,null,null,null,null,null,null,null,null,null,"","","","",""]
[null,null,null,null,null,null,null,null,null,null,null,"","","",null,null,null,"","","",null,null,null,null,null,null,null,null,null,null,null,null,null,null,null,null,null,null,"","","","",""]
[]
[]
[]
[]
[]
[]
[null,null,null,null,null,null,null,null,null,{"$f":"IF(AND($H$6=OFFRE!$B$18,'Offre Alezio O Hybrid'!$H$9=OFFRE!$K$58,$H$22=$R$6),1,0)","v":0},null,null,null,null,null,{"$f":"IF(AND($H$6=OFFRE!$B$19,'Offre Alezio O Hybrid'!$H$9=OFFRE!$K$58,$H$22=$R$6),1,0)","v":0}]
[null,null,null,null,null,null,null,null,null,"Appoint",{"$f":"OFFRE!$F$6","v":"Hydraulique par chaudière"},null,null,null,null,null,{"$f":"OFFRE!$F$6","v":"Hydraulique par chaudière"}]
[null,null,null,null,null,null,null,null,null,"Rafraichissement","\\",null,null,null,null,null,"\\"]
[null,null,null,null,null,null,null,null,null,"Montage",{"$f":"OFFRE!$H$16","v":"Au sol"},null,null,null,null,null,{"$f":"OFFRE!$H$16","v":"Au sol"}]
[null,null,null,null,null,null,null,null,null,"ECS",{"$f":"OFFRE!$D$6","v":"OUI"},null,null,null,null,null,{"$f":"OFFRE!$D$6","v":"OUI"},null,null,null,null,null,null,null,null,null,null,null,null,null,null,null,null,null,null,null,null,null,"Si 8 MR choisi + MOYENNE chaudière"]
[null,null,null,null,null,null,null,null,null,"11 MR",null,{"$f":"IF($J$13=OFFRE!$H$23,\"Kit complet : PAC + accessoires\",\"\")","v":"Kit complet : PAC + accessoires"},null,null,null,null,null,{"$f":"IF($J$13=OFFRE!$H$23,\"Kit complet : PAC + accessoires\",\"\")","v":"Kit complet : PAC + accessoires"},null,null,null,null,null,null,null,null,null,null,null,null,null,null,null,null,null,null,null,{"$f":"IF($AN591=\"\",0,1)","v":0},{"$f":"IF($J$573=1,K578,IF($P$573=1,Q578,IF($AD$573=1,AE578,IF($W$573=1,X578,\"\"))))","v":""},{"$f":"IF($J$573=1,L578,IF($P$573=1,R578,IF($AD$573=1,AF578,IF($W$573=1,Y578,\"\"))))","v":""},{"$f":"IF($J$573=1,M578,IF($P$573=1,S578,IF($AD$573=1,AG578,IF($W$573=1,Z578,\"\"))))","v":""},{"$f":"IF($J$573=1,N578,IF($P$573=1,T578,IF($AD$573=1,AH578,IF($W$573=1,AA578,\"\"))))","v":""},{"$f":"IF($J$573=1,O578,IF($P$573=1,U578,IF($AD$573=1,AI578,IF($W$573=1,AB578,\"\"))))","v":""}]
[null,null,null,null,null,null,null,null,null,null,{"$f":"IF($J$13=OFFRE!$H$23,$B$59,\"\")","v":7749818},{"$f":"IFERROR(VLOOKUP(K579,$B$7:$E$155,2,FALSE),\"\")","v":"AWHP 11MR-OFSB 29 HYBRID V200"},{"$f":"IFERROR(VLOOKUP(K579,$B$7:$E$155,3,FALSE),\"\")","v":0},{"$f":"IFERROR(VLOOKUP(K579,$B$7:$E$155,4,FALSE),\"\")","v":12123},{"$f":"+IF(K579=\"\",\"\",1)","v":1},null,{"$f":"IF($J$13=OFFRE!$H$23,$B$72,\"\")","v":7749829},{"$f":"IFERROR(VLOOKUP(Q579,$B$7:$E$155,2,FALSE),\"\")","v":"AWHP 11MR-OFSC 32 HYBRID V200"},{"$f":"IFERROR(VLOOKUP(Q579,$B$7:$E$155,3,FALSE),\"\")","v":0},{"$f":"IFERROR(VLOOKUP(Q579,$B$7:$E$155,4,FALSE),\"\")","v":13372},{"$f":"+IF(Q579=\"\",\"\",1)","v":1},null,null,null,null,null,null,null,null,null,null,null,null,null,null,null,null,null,{"$f":"IF($J$573=1,K579,IF($P$573=1,Q579,IF($AD$573=1,AE579,IF($W$573=1,X579,\"\"))))","v":""},{"$f":"IF($J$573=1,L579,IF($P$573=1,R579,IF($AD$573=1,AF579,IF($W$573=1,Y579,\"\"))))","v":""},{"$f":"IF($J$573=1,M579,IF($P$573=1,S579,IF($AD$573=1,AG579,IF($W$573=1,Z579,\"\"))))","v":""},{"$f":"IF($J$573=1,N579,IF($P$573=1,T579,IF($AD$573=1,AH579,IF($W$573=1,AA579,\"\"))))","v":""},{"$f":"IF($J$573=1,O579,IF($P$573=1,U579,IF($AD$573=1,AI579,IF($W$573=1,AB579,\"\"))))","v":""}]
[null,null,null,null,null,null,null,null,null,null,null,null,null,null,null,null,null,null,null,null,null,null,null,null,null,null,null,null,null,null,null,null,null,null,null,null,null,null,"","","","",""]
[null,null,null,null,null,null,null,null,null,null,null,{"$f":"IF($J$13=OFFRE!$H$24,\"Sélection personnalisée\",\"\")","v":""},null,null,null,null,null,{"$f":"IF($J$13=OFFRE!$H$24,\"Sélection personnalisée\",\"\")","v":""},null,null,null,null,null,null,null,null,null,null,null,null,null,null,null,null,null,null,null,null,"","","","",""]
[null,null,null,null,null,null,null,null,null,null,{"$f":"IF($J$13=OFFRE!$H$24,$B$121,\"\")","v":""},{"$f":"IFERROR(VLOOKUP(K582,$B$7:$E$155,2,FALSE),\"\")","v":""},{"$f":"IFERROR(VLOOKUP(K582,$B$7:$E$155,3,FALSE),\"\")","v":""},{"$f":"IFERROR(VLOOKUP(K582,$B$7:$E$155,4,FALSE),\"\")","v":""},{"$f":"+IF(K582=\"\",\"\",1)","v":""},null,{"$f":"IF($J$13=OFFRE!$H$24,$B$121,\"\")","v":""},{"$f":"IFERROR(VLOOKUP(Q582,$B$7:$E$155,2,FALSE),\"\")","v":""},{"$f":"IFERROR(VLOOKUP(Q582,$B$7:$E$155,3,FALSE),\"\")","v":""},{"$f":"IFERROR(VLOOKUP(Q582,$B$7:$E$155,4,FALSE),\"\")","v":""},{"$f":"+IF(Q582=\"\",\"\",1)","v":""},null,null,null,null,null,null,null,null,null,null,null,null,null,null,null,null,null,"","","","",""]
[null,null,null,null,null,null,null,null,null,null,{"$f":"IF($J$13=OFFRE!$H$24,$B$127,\"\")","v":""},{"$f":"IFERROR(VLOOKUP(K583,$B$7:$E$155,2,FALSE),\"\")","v":""},"","",{"$f":"+IF(K583=\"\",\"\",1)","v":""},null,{"$f":"IF($J$13=OFFRE!$H$24,$B$127,\"\")","v":""},{"$f":"IFERROR(VLOOKUP(Q583,$B$7:$E$155,2,FALSE),\"\")","v":""},"","",{"$f":"+IF(Q583=\"\",\"\",1)","v":""},null,null,null,null,null,null,null,null,null,null,null,null,null,null,null,null,null,"","","","",""]
[null,null,null,null,null,null,null,null,null,null,{"$f":"IF($J$13=OFFRE!$H$24,$B$136,\"\")","v":""},{"$f":"IFERROR(VLOOKUP(K584,$B$7:$E$155,2,FALSE),\"\")","v":""},"","",{"$f":"+IF(K584=\"\",\"\",1)","v":""},null,{"$f":"IF($J$13=OFFRE!$H$24,$B$136,\"\")","v":""},{"$f":"IFERROR(VLOOKUP(Q584,$B$7:$E$155,2,FALSE),\"\")","v":""},"","",{"$f":"+IF(Q584=\"\",\"\",1)","v":""},null,null,null,null,null,null,null,null,null,null,null,null,null,null,null,null,null,"","","","",""]
[null,null,null,null,null,null,null,null,null,null,{"$f":"IF($J$13=OFFRE!$H$24,$B$134,\"\")","v":""},{"$f":"IFERROR(VLOOKUP(K585,$B$7:$E$155,2,FALSE),\"\")","v":""},"","",{"$f":"+IF(K585=\"\",\"\",1)","v":""},null,{"$f":"IF($J$13=OFFRE!$H$24,$B$134,\"\")","v":""},{"$f":"IFERROR(VLOOKUP(Q585,$B$7:$E$155,2,FALSE),\"\")","v":""},"","",{"$f":"+IF(Q585=\"\",\"\",1)","v":""},null,null,null,null,null,null,null,null,null,null,null,null,null,null,null,null,null,"","","","",""]
[null,null,null,null,null,null,null,null,null,null,{"$f":"IF($J$13=OFFRE!$H$24,$B$141,\"\")","v":""},{"$f":"IFERROR(VLOOKUP(K586,$B$7:$E$155,2,FALSE),\"\")","v":""},"","",{"$f":"+IF(K586=\"\",\"\",1)","v":""},null,{"$f":"IF($J$13=OFFRE!$H$24,$B$149,\"\")","v":""},{"$f":"IFERROR(VLOOKUP(Q586,$B$7:$E$155,2,FALSE),\"\")","v":""},"","",{"$f":"+IF(Q586=\"\",\"\",1)","v":""},null,null,null,null,null,null,null,null,null,null,null,null,null,null,null,null,null,"","","","",""]
[null,null,null,null,null,null,null,null,null,null,null,null,"","",null,null,null,null,"","",null,null,null,null,null,null,null,null,null,null,null,null,null,null,null,null,null,null,"","","","",""]
[null,null,null,null,null,null,null,null,null,null,null,{"$f":"IFERROR(VLOOKUP(K588,$B$7:$E$155,2,FALSE),\"\")","v":""},"","",{"$f":"+IF(K588=\"\",\"\",1)","v":""},null,null,{"$f":"IFERROR(VLOOKUP(Q588,$B$7:$E$155,2,FALSE),\"\")","v":""},"","",{"$f":"+IF(Q588=\"\",\"\",1)","v":""},null,null,null,null,null,null,null,null,null,null,null,null,null,null,null,null,null,"","","","",""]
[null,null,null,null,null,null,null,null,null,null,null,{"$f":"IFERROR(VLOOKUP(K589,$B$7:$E$155,2,FALSE),\"\")","v":""},"","",null,null,null,{"$f":"IFERROR(VLOOKUP(Q589,$B$7:$E$155,2,FALSE),\"\")","v":""},"","",null,null,null,null,null,null,null,null,null,null,null,null,null,null,null,null,null,null,"","","","",""]
[null,null,null,null,null,null,null,null,null,null,null,null,null,null,null,null,null,null,null,null,null,null,null,null,null,null,null,null,null,null,null,null,null,null,null,null,null,null,"","","","",""]
[null,null,null,null,null,null,null,null,null,null,null,"Liaison frigorifique",null,null,null,null,null,"Liaison frigorifique",null,null,null,null,null,null,null,null,null,null,null,null,null,null,null,null,null,null,null,null,"","","","",""]
[null,null,null,null,null,null,null,null,null,null,{"$f":"+$B$11","v":100012535},{"$f":"IFERROR(VLOOKUP(K592,$B$7:$E$155,2,FALSE),\"\")","v":"LIAISON FRIGORIFIQUE PE 5/8'' 3/8'' - LG 5m"},{"$f":"IFERROR(VLOOKUP(K592,$B$7:$E$155,3,FALSE),\"\")","v":"EH114"},{"$f":"IFERROR(VLOOKUP(K592,$B$7:$E$155,4,FALSE),\"\")","v":255},1,null,{"$f":"$B$11","v":100012535},{"$f":"IFERROR(VLOOKUP(Q592,$B$7:$E$155,2,FALSE),\"\")","v":"LIAISON FRIGORIFIQUE PE 5/8'' 3/8'' - LG 5m"},{"$f":"IFERROR(VLOOKUP(Q592,$B$7:$E$155,3,FALSE),\"\")","v":"EH114"},{"$f":"IFERROR(VLOOKUP(Q592,$B$7:$E$155,4,FALSE),\"\")","v":255},1,null,null,null,null,null,null,null,null,null,null,null,null,null,null,null,null,null,"","","","",""]
[null,null,null,null,null,null,null,null,null,null,{"$f":"+$B$12","v":100012536},{"$f":"IFERROR(VLOOKUP(K593,$B$7:$E$155,2,FALSE),\"\")","v":"LIAISON FRIGORIFIQUE PE 5/8'' 3/8'' - LG 10m"},{"$f":"IFERROR(VLOOKUP(K593,$B$7:$E$155,3,FALSE),\"\")","v":"EH115"},{"$f":"IFERROR(VLOOKUP(K593,$B$7:$E$155,4,FALSE),\"\")","v":456},null,null,{"$f":"$B$12","v":100012536},{"$f":"IFERROR(VLOOKUP(Q593,$B$7:$E$155,2,FALSE),\"\")","v":"LIAISON FRIGORIFIQUE PE 5/8'' 3/8'' - LG 10m"},{"$f":"IFERROR(VLOOKUP(Q593,$B$7:$E$155,3,FALSE),\"\")","v":"EH115"},{"$f":"IFERROR(VLOOKUP(Q593,$B$7:$E$155,4,FALSE),\"\")","v":456},null,null,null,null,null,null,null,null,null,null,null,null,null,null,null,null,null,null,"","","","",""]
[null,null,null,null,null,null,null,null,null,null,{"$f":"+$B$13","v":100012537},{"$f":"IFERROR(VLOOKUP(K594,$B$7:$E$155,2,FALSE),\"\")","v":"LIAISON FRIGORIFIQUE PE 5/8'' 3/8'' - LG 20m"},{"$f":"IFERROR(VLOOKUP(K594,$B$7:$E$155,3,FALSE),\"\")","v":"EH116"},{"$f":"IFERROR(VLOOKUP(K594,$B$7:$E$155,4,FALSE),\"\")","v":823},null,null,{"$f":"$B$13","v":100012537},{"$f":"IFERROR(VLOOKUP(Q594,$B$7:$E$155,2,FALSE),\"\")","v":"LIAISON FRIGORIFIQUE PE 5/8'' 3/8'' - LG 20m"},{"$f":"IFERROR(VLOOKUP(Q594,$B$7:$E$155,3,FALSE),\"\")","v":"EH116"},{"$f":"IFERROR(VLOOKUP(Q594,$B$7:$E$155,4,FALSE),\"\")","v":823},null,null,null,null,null,null,null,null,null,null,null,null,null,null,null,null,null,null,"","","","",""]
[null,null,null,null,null,null,null,null,null,null,null,null,null,null,null,null,null,null,null,null,null,null,null,null,null,null,null,null,null,null,null,null,null,null,null,null,null,null,"","","","",""]
[null,null,null,null,null,null,null,null,null,null,null,{"$f":"IF($J$19=OFFRE!$J$15,\"Accessoires de la chaudière\",\"\")","v":""},null,null,null,null,null,{"$f":"IF($J$19=OFFRE!$J$15,\"Accessoires de la chaudière\",\"\")","v":""},null,null,null,null,null,null,null,null,null,null,null,null,null,null,null,null,null,null,null,null,"","","","",""]
[null,null,null,null,null,null,null,null,null,null,{"$f":"IF($J$19=OFFRE!$J$15,$B$39,$B$20)","v":7742057},{"$f":"IFERROR(VLOOKUP(K597,$B$7:$E$155,2,FALSE),\"\")","v":"KIT FF OFSB 22/29"},{"$f":"IFERROR(VLOOKUP(K597,$B$7:$E$155,3,FALSE),\"\")","v":"MY921"},{"$f":"IFERROR(VLOOKUP(K597,$B$7:$E$155,4,FALSE),\"\")","v":449},{"$f":"+IF(K597=\"\",\"\",1)","v":1},null,{"$f":"IF($J$19=OFFRE!$J$15,$B$35,$B$21)","v":7744610},{"$f":"IFERROR(VLOOKUP(Q597,$B$7:$E$155,2,FALSE),\"\")","v":"KIT FF 24-32+ "},{"$f":"IFERROR(VLOOKUP(Q597,$B$7:$E$155,3,FALSE),\"\")","v":"MY923"},{"$f":"IFERROR(VLOOKUP(Q597,$B$7:$E$155,4,FALSE),\"\")","v":90},{"$f":"+IF(Q597=\"\",\"\",1)","v":1},null,null,null,null,null,null,null,null,null,null,null,null,null,null,null,null,null,"","","","",""]
[null,null,null,null,null,null,null,null,null,null,{"$f":"IF($J$19=OFFRE!$J$15,$B$40,\"\")","v":""},"","","",{"$f":"+IF(K598=\"\",\"\",1)","v":""},null,{"$f":"IF($J$19=OFFRE!$J$15,$B$36,\"\")","v":""},"","","",{"$f":"+IF(Q598=\"\",\"\",1)","v":""},null,null,null,null,null,null,null,null,null,null,null,null,null,null,null,null,null,"","","","",""]
[null,null,null,null,null,null,null,null,null,null,{"$f":"IF($J$19=OFFRE!$J$15,$B$41,\"\")","v":""},"","","","",null,{"$f":"IF($J$19=OFFRE!$J$15,$B$37,\"\")","v":""},"","","","",null,null,null,null,null,null,null,null,null,null,null,null,null,null,null,null,null,"","","","",""]
[null,null,null,null,null,null,null,null,null,null,null,{"$f":"IFERROR(VLOOKUP(K600,$B$7:$E$155,2,FALSE),\"\")","v":""},{"$f":"IFERROR(VLOOKUP(K600,$B$7:$E$155,3,FALSE),\"\")","v":""},{"$f":"IFERROR(VLOOKUP(K600,$B$7:$E$155,4,FALSE),\"\")","v":""},null,null,null,{"$f":"IFERROR(VLOOKUP(Q600,$B$7:$E$155,2,FALSE),\"\")","v":""},{"$f":"IFERROR(VLOOKUP(Q600,$B$7:$E$155,3,FALSE),\"\")","v":""},{"$f":"IFERROR(VLOOKUP(Q600,$B$7:$E$155,4,FALSE),\"\")","v":""},null,null,null,null,null,null,null,null,null,null,null,null,null,null,null,null,null,null,"","","","",""]
[null,null,null,null,null,null,null,null,null,null,null,"","","",null,null,null,"","","",null,null,null,null,null,null,null,null,null,null,null,null,null,null,null,null,null,null,"","","","",""]
[null,null,null,null,null,null,null,null,null,null,null,"","","",null,null,null,"","","",null,null,null,null,null,null,null,null,null,null,null,null,null,null,null,null,null,null,"","","","",""]
[null,null,null,null,null,null,null,null,null,null,null,"","","",null,null,null,"","","",null,null,null,null,null,null,null,null,null,null,null,null,null,null,null,null,null,null,"","","","",""]
[null,null,null,null,null,null,null,null,null,null,null,"","","",null,null,null,"","","",null,null,null,null,null,null,null,null,null,null,null,null,null,null,null,null,null,null,"","","","",""]
[null,null,null,null,null,null,null,null,null,null,null,"","","",null,null,null,"","","",null,null,null,null,null,null,null,null,null,null,null,null,null,null,null,null,null,null,"","","","",""]
[null,null,null,null,null,null,null,null,null,null,null,"","","",null,null,null,"","","",null,null,null,null,null,null,null,null,null,null,null,null,null,null,null,null,null,null,"","","","",""]
[null,null,null,null,null,null,null,null,null,null,null,"","","",null,null,null,"","","",null,null,null,null,null,null,null,null,null,null,null,null,null,null,null,null,null,null,"","","","",""]
[null,null,null,null,null,null,null,null,null,null,null,"Accessoires de mise en œuvre",null,null,null,null,null,"Accessoires de mise en œuvre",null,null,null,null,null,null,null,null,null,null,null,null,null,null,null,null,null,null,null,null,"","","","",""]
[null,null,null,null,null,null,null,null,null,null,{"$f":"IF($H$15=OFFRE!$H$16,$B$10,$B$8)","v":7694974},{"$f":"IFERROR(VLOOKUP(K609,$B$7:$E$155,2,FALSE),\"\")","v":"SUPPORT AU SOL CAOUTCHOUC 600MM"},{"$f":"IFERROR(VLOOKUP(K609,$B$7:$E$155,3,FALSE),\"\")","v":"EH879"},{"$f":"IFERROR(VLOOKUP(K609,$B$7:$E$155,4,FALSE),\"\")","v":119},1,null,{"$f":"IF($H$15=OFFRE!$H$16,$B$10,$B$8)","v":7694974},{"$f":"IFERROR(VLOOKUP(Q609,$B$7:$E$155,2,FALSE),\"\")","v":"SUPPORT AU SOL CAOUTCHOUC 600MM"},{"$f":"IFERROR(VLOOKUP(Q609,$B$7:$E$155,3,FALSE),\"\")","v":"EH879"},{"$f":"IFERROR(VLOOKUP(Q609,$B$7:$E$155,4,FALSE),\"\")","v":119},1,null,null,null,null,null,null,null,null,null,null,null,null,null,null,null,null,null,"","","","",""]
[null,null,null,null,null,null,null,null,null,null,{"$f":"$B$19","v":7636899},"KIT SILENCIEUX MODULE EXTERIEUR","EH572",66,null,null,{"$f":"$B$19","v":7636899},"KIT SILENCIEUX MODULE EXTERIEUR","EH572",66,null,null,null,null,null,null,null,null,null,null,null,null,null,null,null,null,null,null,"","","","",""]
[null,null,null,null,null,null,null,null,null,null,{"$f":"$B$22","v":7746197},"BOUTEILLE DE DECOUPLAGE 25L"," HK147",362,null,null,{"$f":"$B$22","v":7746197},"BOUTEILLE DE DECOUPLAGE 25L"," HK147",362,null,null,null,null,null,null,null,null,null,null,null,null,null,null,null,null,null,null,"","","","",""]
[null,null,null,null,null,null,null,null,null,null,{"$f":"$B$17","v":7619010},"KIT VANNE 3 VOIES","EH528",631,null,null,{"$f":"$B$17","v":7619010},"KIT VANNE 3 VOIES","EH528",631,null,null,null,null,null,null,null,null,null,null,null,null,null,null,null,null,null,null,"","","","",""]
[null,null,null,null,null,null,null,null,null,null,{"$f":"$B$18","v":7626737},"KIT ISOLATION MODE CLIMATISATION","EH567",229,null,null,{"$f":"$B$18","v":7626737},"KIT ISOLATION MODE CLIMATISATION","EH567",229,null,null,null,null,null,null,null,null,null,null,null,null,null,null,null,null,null,null,"","","","",""]
[null,null,null,null,null,null,null,null,null,null,{"$f":"$B$32","v":7746242},"SOUPAPE DIFFERENTIELLE ","HK150",59,1,null,{"$f":"$B$32","v":7746242},"SOUPAPE DIFFERENTIELLE ","HK150",59,1,null,null,null,null,null,null,null,null,null,null,null,null,null,null,null,null,null,"","","","",""]
[null,null,null,null,null,null,null,null,null,null,null,"","","",null,null,null,"","","",null,null,null,null,null,null,null,null,null,null,null,null,null,null,null,null,null,null,"","","","",""]
[null,null,null,null,null,null,null,null,null,null,null,"","","",null,null,null,"","","",null,null,null,null,null,null,null,null,null,null,null,null,null,null,null,null,null,null,"","","","",""]
[null,null,null,null,null,null,null,null,null,null,null,null,null,null,null,null,null,null,null,null,null,null,null,null,null,null,null,null,null,null,null,null,null,null,null,null,null,null,"","","","",""]
[null,null,null,null,null,null,null,null,null,null,null,"Ballons tampons",null,null,null,null,null,"Ballons tampons",null,null,null,null,null,null,null,null,null,null,null,null,null,null,null,null,null,null,null,null,"","","","",""]
[null,null,null,null,null,null,null,null,null,null,{"$f":"$B$15","v":100008841},{"$f":"IFERROR(VLOOKUP(K619,$B$7:$E$155,2,FALSE),\"\")","v":"BALLON TAMPON 80L B 80 T"},{"$f":"IFERROR(VLOOKUP(K619,$B$7:$E$155,3,FALSE),\"\")","v":"EH85"},{"$f":"IFERROR(VLOOKUP(K619,$B$7:$E$155,4,FALSE),\"\")","v":572},1,null,{"$f":"$B$15","v":100008841},{"$f":"IFERROR(VLOOKUP(Q619,$B$7:$E$155,2,FALSE),\"\")","v":"BALLON TAMPON 80L B 80 T"},{"$f":"IFERROR(VLOOKUP(Q619,$B$7:$E$155,3,FALSE),\"\")","v":"EH85"},{"$f":"IFERROR(VLOOKUP(Q619,$B$7:$E$155,4,FALSE),\"\")","v":572},1,null,null,null,null,null,null,null,null,null,null,null,null,null,null,null,null,null,"","","","",""]
[null,null,null,null,null,null,null,null,null,null,{"$f":"$B$16","v":100004415},{"$f":"IFERROR(VLOOKUP(K620,$B$7:$E$155,2,FALSE),\"\")","v":"BALLON TAMPON 160L B 150 T"},{"$f":"IFERROR(VLOOKUP(K620,$B$7:$E$155,3,FALSE),\"\")","v":"EH60"},{"$f":"IFERROR(VLOOKUP(K620,$B$7:$E$155,4,FALSE),\"\")","v":857},null,null,{"$f":"$B$16","v":100004415},{"$f":"IFERROR(VLOOKUP(Q620,$B$7:$E$155,2,FALSE),\"\")","v":"BALLON TAMPON 160L B 150 T"},{"$f":"IFERROR(VLOOKUP(Q620,$B$7:$E$155,3,FALSE),\"\")","v":"EH60"},{"$f":"IFERROR(VLOOKUP(Q620,$B$7:$E$155,4,FALSE),\"\")","v":857},null,null,null,null,null,null,null,null,null,null,null,null,null,null,null,null,null,null,"","","","",""]
[null,null,null,null,null,null,null,null,null,null,null,null,null,null,null,null,null,null,null,null,null,null,null,null,null,null,null,null,null,null,null,null,null,null,null,null,null,null,"","","","",""]
[null,null,null,null,null,null,null,null,null,null,null,"Accessoires de régulation",null,null,null,null,null,"Accessoires de régulation",null,null,null,null,null,null,null,null,null,null,null,null,null,null,null,null,null,null,null,null,"","","","",""]
[null,null,null,null,null,null,null,null,null,null,{"$f":"$B$23","v":7689751},{"$f":"IFERROR(VLOOKUP(K623,$B$7:$E$155,2,FALSE),\"\")","v":"KIT CARTE DE REGULATION 2nd CIRCUIT (VERSION B)"},{"$f":"IFERROR(VLOOKUP(K623,$B$7:$E$155,3,FALSE),\"\")","v":"EH862"},{"$f":"IFERROR(VLOOKUP(K623,$B$7:$E$155,4,FALSE),\"\")","v":113},null,null,{"$f":"$B$23","v":7689751},{"$f":"IFERROR(VLOOKUP(Q623,$B$7:$E$155,2,FALSE),\"\")","v":"KIT CARTE DE REGULATION 2nd CIRCUIT (VERSION B)"},{"$f":"IFERROR(VLOOKUP(Q623,$B$7:$E$155,3,FALSE),\"\")","v":"EH862"},{"$f":"IFERROR(VLOOKUP(Q623,$B$7:$E$155,4,FALSE),\"\")","v":113},null,null,null,null,null,null,null,null,null,null,null,null,null,null,null,null,null,null,"","","","",""]
[null,null,null,null,null,null,null,null,null,null,{"$f":"$B$24","v":88017904},"THERMOSTAT AMBIANCE PROGRAMMABLE (FILAIRE)","AD191",176,null,null,{"$f":"$B$24","v":88017904},"THERMOSTAT AMBIANCE PROGRAMMABLE (FILAIRE)","AD191",176,null,null,null,null,null,null,null,null,null,null,null,null,null,null,null,null,null,null,"","","","",""]
[null,null,null,null,null,null,null,null,null,null,{"$f":"$B$25","v":88017018},"THERMOSTAT D AMBIANCE PROGRAMMABLE SANS FILS","AD192",308,null,null,{"$f":"$B$25","v":88017018},"THERMOSTAT D AMBIANCE PROGRAMMABLE SANS FILS","AD192",308,null,null,null,null,null,null,null,null,null,null,null,null,null,null,null,null,null,null,"","","","",""]
[null,null,null,null,null,null,null,null,null,null,{"$f":"$B$26","v":88017859},"THERMOSTAT D'AMBIANCE NON PROGRAMMABLE","AD140",54,null,null,{"$f":"$B$26","v":88017859},"THERMOSTAT D'AMBIANCE NON PROGRAMMABLE","AD140",54,null,null,null,null,null,null,null,null,null,null,null,null,null,null,null,null,null,null,"","","","",""]
[null,null,null,null,null,null,null,null,null,null,{"$f":"$B$27","v":7691374},"THERMOSTAT AMBIANCE OETROSMART (R-BUS)","AD323",207,1,null,{"$f":"$B$27","v":7691374},"THERMOSTAT AMBIANCE OETROSMART (R-BUS)","AD323",207,1,null,null,null,null,null,null,null,null,null,null,null,null,null,null,null,null,null,"","","","",""]
[null,null,null,null,null,null,null,null,null,null,{"$f":"$B$28","v":7624902},"KIT CABLAGE PLANCHER CHAUFFANT DIRECT","HA255",40,null,null,{"$f":"$B$28","v":7624902},"KIT CABLAGE PLANCHER CHAUFFANT DIRECT","HA255",40,null,null,null,null,null,null,null,null,null,null,null,null,null,null,null,null,null,null,"","","","",""]
[null,null,null,null,null,null,null,null,null,null,{"$f":"$B$29","v":100019114},"KIT SONDE HYGRO RAFRAICHISSEMENT","HK27",233,null,null,{"$f":"$B$29","v":100019114},"KIT SONDE HYGRO RAFRAICHISSEMENT","HK27",233,null,null,null,null,null,null,null,null,null,null,null,null,null,null,null,null,null,null,"","","","",""]
[null,null,null,null,null,null,null,null,null,null,{"$f":"$B$30","v":7622433},"KIT SONDE CONDENSATION (0-10V)","HZ64",420,null,null,{"$f":"$B$30","v":7622433},"KIT SONDE CONDENSATION (0-10V)","HZ64",420,null,null,null,null,null,null,null,null,null,null,null,null,null,null,null,null,null,null,"","","","",""]
[null,null,null,null,null,null,null,null,null,null,{"$f":"$B$31","v":88017017},"SONDE DEPART v3v","AD199",85,null,null,{"$f":"$B$31","v":88017017},"SONDE DEPART v3v","AD199",85,null,null,null,null,null,null,null,null,null,null,null,null,null,null,null,null,null,null,"","","","",""]
[null,null,null,null,null,null,null,null,null,null,null,"","","",null,null,null,"","","",null,null,null,null,null,null,null,null,null,null,null,null,null,null,null,null,null,null,"","","","",""]
[null,null,null,null,null,null,null,null,null,null,null,"","","",null,null,null,"","","",null,null,null,null,null,null,null,null,null,null,null,null,null,null,null,null,null,null,"","","","",""]
[null,null,null,null,null,null,null,null,null,null,null,"","","",null,null,null,"","","",null,null,null,null,null,null,null,null,null,null,null,null,null,null,null,null,null,null,"","","","",""]
[null,null,null,null,null,null,null,null,null,null,null,"","","",null,null,null,"","","",null,null,null,null,null,null,null,null,null,null,null,null,null,null,null,null,null,null,"","","","",""]
[null,null,null,null,null,null,null,null,null,null,null,"","","",null,null,null,"","","",null,null,null,null,null,null,null,null,null,null,null,null,null,null,null,null,null,null,"","","","",""]
[]
[]
[]
[]
[]
[]
[null,null,null,null,null,null,null,null,null,{"$f":"IF(AND($H$6=OFFRE!$B$18,'Offre Alezio O Hybrid'!$H$9=OFFRE!$K$59,$H$22=$R$6),1,0)","v":0},null,null,null,null,null,{"$f":"IF(AND($H$6=OFFRE!$B$19,'Offre Alezio O Hybrid'!$H$9=OFFRE!$K$59,$H$22=$R$6),1,0)","v":0}]
[null,null,null,null,null,null,null,null,null,"Appoint",{"$f":"OFFRE!$F$6","v":"Hydraulique par chaudière"},null,null,null,null,null,{"$f":"OFFRE!$F$6","v":"Hydraulique par chaudière"}]
[null,null,null,null,null,null,null,null,null,"Rafraichissement","\\",null,null,null,null,null,"\\"]
[null,null,null,null,null,null,null,null,null,"Montage",{"$f":"OFFRE!$H$16","v":"Au sol"},null,null,null,null,null,{"$f":"OFFRE!$H$16","v":"Au sol"}]
[null,null,null,null,null,null,null,null,null,"ECS",{"$f":"OFFRE!$D$6","v":"OUI"},null,null,null,null,null,{"$f":"OFFRE!$D$6","v":"OUI"},null,null,null,null,null,null,null,null,null,null,null,null,null,null,null,null,null,null,null,null,null,"Si 11 MR choisi + MOYENNE chaudière"]
[null,null,null,null,null,null,null,null,null,"11 TR",null,{"$f":"IF($J$13=OFFRE!$H$23,\"Kit complet : PAC + accessoires\",\"\")","v":"Kit complet : PAC + accessoires"},null,null,null,null,null,{"$f":"IF($J$13=OFFRE!$H$23,\"Kit complet : PAC + accessoires\",\"\")","v":"Kit complet : PAC + accessoires"},null,null,null,null,null,null,null,null,null,null,null,null,null,null,null,null,null,null,null,{"$f":"IF($AN661=\"\",0,1)","v":0},{"$f":"IF($J$643=1,K648,IF($P$643=1,Q648,IF($AD$643=1,AE648,IF($W$643=1,X648,\"\"))))","v":""},{"$f":"IF($J$643=1,L648,IF($P$643=1,R648,IF($AD$643=1,AF648,IF($W$643=1,Y648,\"\"))))","v":""},{"$f":"IF($J$643=1,M648,IF($P$643=1,S648,IF($AD$643=1,AG648,IF($W$643=1,Z648,\"\"))))","v":""},{"$f":"IF($J$643=1,N648,IF($P$643=1,T648,IF($AD$643=1,AH648,IF($W$643=1,AA648,\"\"))))","v":""},{"$f":"IF($J$643=1,O648,IF($P$643=1,U648,IF($AD$643=1,AI648,IF($W$643=1,AB648,\"\"))))","v":""}]
[null,null,null,null,null,null,null,null,null,null,{"$f":"IF($J$13=OFFRE!$H$23,$B$60,\"\")","v":7749819},{"$f":"IFERROR(VLOOKUP(K649,$B$7:$E$155,2,FALSE),\"\")","v":"AWHP 11TR-OFSB 29 HYBRID V200"},{"$f":"IFERROR(VLOOKUP(K649,$B$7:$E$155,3,FALSE),\"\")","v":0},{"$f":"IFERROR(VLOOKUP(K649,$B$7:$E$155,4,FALSE),\"\")","v":12454},{"$f":"+IF(K649=\"\",\"\",1)","v":1},null,{"$f":"IF($J$13=OFFRE!$H$23,$B$73,\"\")","v":7749830},{"$f":"IFERROR(VLOOKUP(Q649,$B$7:$E$155,2,FALSE),\"\")","v":"AWHP 11TR-OFSC 32 HYBRID V200"},{"$f":"IFERROR(VLOOKUP(Q649,$B$7:$E$155,3,FALSE),\"\")","v":0},{"$f":"IFERROR(VLOOKUP(Q649,$B$7:$E$155,4,FALSE),\"\")","v":14008},{"$f":"+IF(Q649=\"\",\"\",1)","v":1},null,null,null,null,null,null,null,null,null,null,null,null,null,null,null,null,null,{"$f":"IF($J$643=1,K649,IF($P$643=1,Q649,IF($AD$643=1,AE649,IF($W$643=1,X649,\"\"))))","v":""},{"$f":"IF($J$643=1,L649,IF($P$643=1,R649,IF($AD$643=1,AF649,IF($W$643=1,Y649,\"\"))))","v":""},{"$f":"IF($J$643=1,M649,IF($P$643=1,S649,IF($AD$643=1,AG649,IF($W$643=1,Z649,\"\"))))","v":""},{"$f":"IF($J$643=1,N649,IF($P$643=1,T649,IF($AD$643=1,AH649,IF($W$643=1,AA649,\"\"))))","v":""},{"$f":"IF($J$643=1,O649,IF($P$643=1,U649,IF($AD$643=1,AI649,IF($W$643=1,AB649,\"\"))))","v":""}]
[null,null,null,null,null,null,null,null,null,null,null,null,null,null,null,null,null,null,null,null,null,null,null,null,null,null,null,null,null,null,null,null,null,null,null,null,null,null,"","","","",""]
[null,null,null,null,null,null,null,null,null,null,null,{"$f":"IF($J$13=OFFRE!$H$24,\"Sélection personnalisée\",\"\")","v":""},null,null,null,null,null,{"$f":"IF($J$13=OFFRE!$H$24,\"Sélection personnalisée\",\"\")","v":""},null,null,null,null,null,null,null,null,null,null,null,null,null,null,null,null,null,null,null,null,"","","","",""]
[null,null,null,null,null,null,null,null,null,null,{"$f":"IF($J$13=OFFRE!$H$24,$B$121,\"\")","v":""},{"$f":"IFERROR(VLOOKUP(K652,$B$7:$E$155,2,FALSE),\"\")","v":""},{"$f":"IFERROR(VLOOKUP(K652,$B$7:$E$155,3,FALSE),\"\")","v":""},{"$f":"IFERROR(VLOOKUP(K652,$B$7:$E$155,4,FALSE),\"\")","v":""},{"$f":"+IF(K652=\"\",\"\",1)","v":""},null,{"$f":"IF($J$13=OFFRE!$H$24,$B$121,\"\")","v":""},{"$f":"IFERROR(VLOOKUP(Q652,$B$7:$E$155,2,FALSE),\"\")","v":""},{"$f":"IFERROR(VLOOKUP(Q652,$B$7:$E$155,3,FALSE),\"\")","v":""},{"$f":"IFERROR(VLOOKUP(Q652,$B$7:$E$155,4,FALSE),\"\")","v":""},{"$f":"+IF(Q652=\"\",\"\",1)","v":""},null,null,null,null,null,null,null,null,null,null,null,null,null,null,null,null,null,"","","","",""]
[null,null,null,null,null,null,null,null,null,null,{"$f":"IF($J$13=OFFRE!$H$24,$B$128,\"\")","v":""},{"$f":"IFERROR(VLOOKUP(K653,$B$7:$E$155,2,FALSE),\"\")","v":""},"","",{"$f":"+IF(K653=\"\",\"\",1)","v":""},null,{"$f":"IF($J$13=OFFRE!$H$24,$B$128,\"\")","v":""},{"$f":"IFERROR(VLOOKUP(Q653,$B$7:$E$155,2,FALSE),\"\")","v":""},"","",{"$f":"+IF(Q653=\"\",\"\",1)","v":""},null,null,null,null,null,null,null,null,null,null,null,null,null,null,null,null,null,"","","","",""]
[null,null,null,null,null,null,null,null,null,null,{"$f":"IF($J$13=OFFRE!$H$24,$B$136,\"\")","v":""},{"$f":"IFERROR(VLOOKUP(K654,$B$7:$E$155,2,FALSE),\"\")","v":""},"","",{"$f":"+IF(K654=\"\",\"\",1)","v":""},null,{"$f":"IF($J$13=OFFRE!$H$24,$B$136,\"\")","v":""},{"$f":"IFERROR(VLOOKUP(Q654,$B$7:$E$155,2,FALSE),\"\")","v":""},"","",{"$f":"+IF(Q654=\"\",\"\",1)","v":""},null,null,null,null,null,null,null,null,null,null,null,null,null,null,null,null,null,"","","","",""]
[null,null,null,null,null,null,null,null,null,null,{"$f":"IF($J$13=OFFRE!$H$24,$B$134,\"\")","v":""},{"$f":"IFERROR(VLOOKUP(K655,$B$7:$E$155,2,FALSE),\"\")","v":""},"","",{"$f":"+IF(K655=\"\",\"\",1)","v":""},null,{"$f":"IF($J$13=OFFRE!$H$24,$B$134,\"\")","v":""},{"$f":"IFERROR(VLOOKUP(Q655,$B$7:$E$155,2,FALSE),\"\")","v":""},"","",{"$f":"+IF(Q655=\"\",\"\",1)","v":""},null,null,null,null,null,null,null,null,null,null,null,null,null,null,null,null,null,"","","","",""]
[null,null,null,null,null,null,null,null,null,null,{"$f":"IF($J$13=OFFRE!$H$24,$B$141,\"\")","v":""},{"$f":"IFERROR(VLOOKUP(K656,$B$7:$E$155,2,FALSE),\"\")","v":""},"","",{"$f":"+IF(K656=\"\",\"\",1)","v":""},null,{"$f":"IF($J$13=OFFRE!$H$24,$B$149,\"\")","v":""},{"$f":"IFERROR(VLOOKUP(Q656,$B$7:$E$155,2,FALSE),\"\")","v":""},"","",{"$f":"+IF(Q656=\"\",\"\",1)","v":""},null,null,null,null,null,null,null,null,null,null,null,null,null,null,null,null,null,"","","","",""]
[null,null,null,null,null,null,null,null,null,null,null,null,"","",null,null,null,null,"","",null,null,null,null,null,null,null,null,null,null,null,null,null,null,null,null,null,null,"","","","",""]
[null,null,null,null,null,null,null,null,null,null,null,{"$f":"IFERROR(VLOOKUP(K658,$B$7:$E$155,2,FALSE),\"\")","v":""},"","",{"$f":"+IF(K658=\"\",\"\",1)","v":""},null,null,{"$f":"IFERROR(VLOOKUP(Q658,$B$7:$E$155,2,FALSE),\"\")","v":""},"","",{"$f":"+IF(Q658=\"\",\"\",1)","v":""},null,null,null,null,null,null,null,null,null,null,null,null,null,null,null,null,null,"","","","",""]
[null,null,null,null,null,null,null,null,null,null,null,{"$f":"IFERROR(VLOOKUP(K659,$B$7:$E$155,2,FALSE),\"\")","v":""},"","",null,null,null,{"$f":"IFERROR(VLOOKUP(Q659,$B$7:$E$155,2,FALSE),\"\")","v":""},"","",null,null,null,null,null,null,null,null,null,null,null,null,null,null,null,null,null,null,"","","","",""]
[null,null,null,null,null,null,null,null,null,null,null,null,null,null,null,null,null,null,null,null,null,null,null,null,null,null,null,null,null,null,null,null,null,null,null,null,null,null,"","","","",""]
[null,null,null,null,null,null,null,null,null,null,null,"Liaison frigorifique",null,null,null,null,null,"Liaison frigorifique",null,null,null,null,null,null,null,null,null,null,null,null,null,null,null,null,null,null,null,null,"","","","",""]
[null,null,null,null,null,null,null,null,null,null,{"$f":"+$B$11","v":100012535},{"$f":"IFERROR(VLOOKUP(K662,$B$7:$E$155,2,FALSE),\"\")","v":"LIAISON FRIGORIFIQUE PE 5/8'' 3/8'' - LG 5m"},{"$f":"IFERROR(VLOOKUP(K662,$B$7:$E$155,3,FALSE),\"\")","v":"EH114"},{"$f":"IFERROR(VLOOKUP(K662,$B$7:$E$155,4,FALSE),\"\")","v":255},1,null,{"$f":"$B$11","v":100012535},{"$f":"IFERROR(VLOOKUP(Q662,$B$7:$E$155,2,FALSE),\"\")","v":"LIAISON FRIGORIFIQUE PE 5/8'' 3/8'' - LG 5m"},{"$f":"IFERROR(VLOOKUP(Q662,$B$7:$E$155,3,FALSE),\"\")","v":"EH114"},{"$f":"IFERROR(VLOOKUP(Q662,$B$7:$E$155,4,FALSE),\"\")","v":255},1,null,null,null,null,null,null,null,null,null,null,null,null,null,null,null,null,null,"","","","",""]
[null,null,null,null,null,null,null,null,null,null,{"$f":"+$B$12","v":100012536},{"$f":"IFERROR(VLOOKUP(K663,$B$7:$E$155,2,FALSE),\"\")","v":"LIAISON FRIGORIFIQUE PE 5/8'' 3/8'' - LG 10m"},{"$f":"IFERROR(VLOOKUP(K663,$B$7:$E$155,3,FALSE),\"\")","v":"EH115"},{"$f":"IFERROR(VLOOKUP(K663,$B$7:$E$155,4,FALSE),\"\")","v":456},null,null,{"$f":"$B$12","v":100012536},{"$f":"IFERROR(VLOOKUP(Q663,$B$7:$E$155,2,FALSE),\"\")","v":"LIAISON FRIGORIFIQUE PE 5/8'' 3/8'' - LG 10m"},{"$f":"IFERROR(VLOOKUP(Q663,$B$7:$E$155,3,FALSE),\"\")","v":"EH115"},{"$f":"IFERROR(VLOOKUP(Q663,$B$7:$E$155,4,FALSE),\"\")","v":456},null,null,null,null,null,null,null,null,null,null,null,null,null,null,null,null,null,null,"","","","",""]
[null,null,null,null,null,null,null,null,null,null,{"$f":"+$B$13","v":100012537},{"$f":"IFERROR(VLOOKUP(K664,$B$7:$E$155,2,FALSE),\"\")","v":"LIAISON FRIGORIFIQUE PE 5/8'' 3/8'' - LG 20m"},{"$f":"IFERROR(VLOOKUP(K664,$B$7:$E$155,3,FALSE),\"\")","v":"EH116"},{"$f":"IFERROR(VLOOKUP(K664,$B$7:$E$155,4,FALSE),\"\")","v":823},null,null,{"$f":"$B$13","v":100012537},{"$f":"IFERROR(VLOOKUP(Q664,$B$7:$E$155,2,FALSE),\"\")","v":"LIAISON FRIGORIFIQUE PE 5/8'' 3/8'' - LG 20m"},{"$f":"IFERROR(VLOOKUP(Q664,$B$7:$E$155,3,FALSE),\"\")","v":"EH116"},{"$f":"IFERROR(VLOOKUP(Q664,$B$7:$E$155,4,FALSE),\"\")","v":823},null,null,null,null,null,null,null,null,null,null,null,null,null,null,null,null,null,null,"","","","",""]
[null,null,null,null,null,null,null,null,null,null,null,null,null,null,null,null,null,null,null,null,null,null,null,null,null,null,null,null,null,null,null,null,null,null,null,null,null,null,"","","","",""]
[null,null,null,null,null,null,null,null,null,null,null,{"$f":"IF($J$19=OFFRE!$J$15,\"Accessoires de la chaudière\",\"\")","v":""},null,null,null,null,null,{"$f":"IF($J$19=OFFRE!$J$15,\"Accessoires de la chaudière\",\"\")","v":""},null,null,null,null,null,null,null,null,null,null,null,null,null,null,null,null,null,null,null,null,"","","","",""]
[null,null,null,null,null,null,null,null,null,null,{"$f":"IF($J$19=OFFRE!$J$15,$B$39,$B$20)","v":7742057},{"$f":"IFERROR(VLOOKUP(K667,$B$7:$E$155,2,FALSE),\"\")","v":"KIT FF OFSB 22/29"},{"$f":"IFERROR(VLOOKUP(K667,$B$7:$E$155,3,FALSE),\"\")","v":"MY921"},{"$f":"IFERROR(VLOOKUP(K667,$B$7:$E$155,4,FALSE),\"\")","v":449},{"$f":"+IF(K667=\"\",\"\",1)","v":1},null,{"$f":"IF($J$19=OFFRE!$J$15,$B$35,$B$21)","v":7744610},{"$f":"IFERROR(VLOOKUP(Q667,$B$7:$E$155,2,FALSE),\"\")","v":"KIT FF 24-32+ "},{"$f":"IFERROR(VLOOKUP(Q667,$B$7:$E$155,3,FALSE),\"\")","v":"MY923"},{"$f":"IFERROR(VLOOKUP(Q667,$B$7:$E$155,4,FALSE),\"\")","v":90},{"$f":"+IF(Q667=\"\",\"\",1)","v":1},null,null,null,null,null,null,null,null,null,null,null,null,null,null,null,null,null,"","","","",""]
[null,null,null,null,null,null,null,null,null,null,{"$f":"IF($J$19=OFFRE!$J$15,$B$40,\"\")","v":""},"","","",{"$f":"+IF(K668=\"\",\"\",1)","v":""},null,{"$f":"IF($J$19=OFFRE!$J$15,$B$36,\"\")","v":""},"","","",{"$f":"+IF(Q668=\"\",\"\",1)","v":""},null,null,null,null,null,null,null,null,null,null,null,null,null,null,null,null,null,"","","","",""]
[null,null,null,null,null,null,null,null,null,null,{"$f":"IF($J$19=OFFRE!$J$15,$B$41,\"\")","v":""},"","","","",null,{"$f":"IF($J$19=OFFRE!$J$15,$B$37,\"\")","v":""},"","","","",null,null,null,null,null,null,null,null,null,null,null,null,null,null,null,null,null,"","","","",""]
[null,null,null,null,null,null,null,null,null,null,null,{"$f":"IFERROR(VLOOKUP(K670,$B$7:$E$155,2,FALSE),\"\")","v":""},{"$f":"IFERROR(VLOOKUP(K670,$B$7:$E$155,3,FALSE),\"\")","v":""},{"$f":"IFERROR(VLOOKUP(K670,$B$7:$E$155,4,FALSE),\"\")","v":""},null,null,null,{"$f":"IFERROR(VLOOKUP(Q670,$B$7:$E$155,2,FALSE),\"\")","v":""},{"$f":"IFERROR(VLOOKUP(Q670,$B$7:$E$155,3,FALSE),\"\")","v":""},{"$f":"IFERROR(VLOOKUP(Q670,$B$7:$E$155,4,FALSE),\"\")","v":""},null,null,null,null,null,null,null,null,null,null,null,null,null,null,null,null,null,null,"","","","",""]
[null,null,null,null,null,null,null,null,null,null,null,"","","",null,null,null,"","","",null,null,null,null,null,null,null,null,null,null,null,null,null,null,null,null,null,null,"","","","",""]
[null,null,null,null,null,null,null,null,null,null,null,"","","",null,null,null,"","","",null,null,null,null,null,null,null,null,null,null,null,null,null,null,null,null,null,null,"","","","",""]
[null,null,null,null,null,null,null,null,null,null,null,"","","",null,null,null,"","","",null,null,null,null,null,null,null,null,null,null,null,null,null,null,null,null,null,null,"","","","",""]
[null,null,null,null,null,null,null,null,null,null,null,"","","",null,null,null,"","","",null,null,null,null,null,null,null,null,null,null,null,null,null,null,null,null,null,null,"","","","",""]
[null,null,null,null,null,null,null,null,null,null,null,"","","",null,null,null,"","","",null,null,null,null,null,null,null,null,null,null,null,null,null,null,null,null,null,null,"","","","",""]
[null,null,null,null,null,null,null,null,null,null,null,"","","",null,null,null,"","","",null,null,null,null,null,null,null,null,null,null,null,null,null,null,null,null,null,null,"","","","",""]
[null,null,null,null,null,null,null,null,null,null,null,"","","",null,null,null,"","","",null,null,null,null,null,null,null,null,null,null,null,null,null,null,null,null,null,null,"","","","",""]
[null,null,null,null,null,null,null,null,null,null,null,"Accessoires de mise en œuvre",null,null,null,null,null,"Accessoires de mise en œuvre",null,null,null,null,null,null,null,null,null,null,null,null,null,null,null,null,null,null,null,null,"","","","",""]
[null,null,null,null,null,null,null,null,null,null,{"$f":"IF($H$15=OFFRE!$H$16,$B$10,$B$8)","v":7694974},{"$f":"IFERROR(VLOOKUP(K679,$B$7:$E$155,2,FALSE),\"\")","v":"SUPPORT AU SOL CAOUTCHOUC 600MM"},{"$f":"IFERROR(VLOOKUP(K679,$B$7:$E$155,3,FALSE),\"\")","v":"EH879"},{"$f":"IFERROR(VLOOKUP(K679,$B$7:$E$155,4,FALSE),\"\")","v":119},1,null,{"$f":"IF($H$15=OFFRE!$H$16,$B$10,$B$8)","v":7694974},{"$f":"IFERROR(VLOOKUP(Q679,$B$7:$E$155,2,FALSE),\"\")","v":"SUPPORT AU SOL CAOUTCHOUC 600MM"},{"$f":"IFERROR(VLOOKUP(Q679,$B$7:$E$155,3,FALSE),\"\")","v":"EH879"},{"$f":"IFERROR(VLOOKUP(Q679,$B$7:$E$155,4,FALSE),\"\")","v":119},1,null,null,null,null,null,null,null,null,null,null,null,null,null,null,null,null,null,"","","","",""]
[null,null,null,null,null,null,null,null,null,null,{"$f":"$B$19","v":7636899},"KIT SILENCIEUX MODULE EXTERIEUR","EH572",66,null,null,{"$f":"$B$19","v":7636899},"KIT SILENCIEUX MODULE EXTERIEUR","EH572",66,null,null,null,null,null,null,null,null,null,null,null,null,null,null,null,null,null,null,"","","","",""]
[null,null,null,null,null,null,null,null,null,null,{"$f":"$B$22","v":7746197},"BOUTEILLE DE DECOUPLAGE 25L"," HK147",362,null,null,{"$f":"$B$22","v":7746197},"BOUTEILLE DE DECOUPLAGE 25L"," HK147",362,null,null,null,null,null,null,null,null,null,null,null,null,null,null,null,null,null,null,"","","","",""]
[null,null,null,null,null,null,null,null,null,null,{"$f":"$B$17","v":7619010},"KIT VANNE 3 VOIES","EH528",631,null,null,{"$f":"$B$17","v":7619010},"KIT VANNE 3 VOIES","EH528",631,null,null,null,null,null,null,null,null,null,null,null,null,null,null,null,null,null,null,"","","","",""]
[null,null,null,null,null,null,null,null,null,null,{"$f":"$B$18","v":7626737},"KIT ISOLATION MODE CLIMATISATION","EH567",229,null,null,{"$f":"$B$18","v":7626737},"KIT ISOLATION MODE CLIMATISATION","EH567",229,null,null,null,null,null,null,null,null,null,null,null,null,null,null,null,null,null,null,"","","","",""]
[null,null,null,null,null,null,null,null,null,null,{"$f":"$B$32","v":7746242},"SOUPAPE DIFFERENTIELLE ","HK150",59,1,null,{"$f":"$B$32","v":7746242},"SOUPAPE DIFFERENTIELLE ","HK150",59,1,null,null,null,null,null,null,null,null,null,null,null,null,null,null,null,null,null,"","","","",""]
[null,null,null,null,null,null,null,null,null,null,null,"","","",null,null,null,"","","",null,null,null,null,null,null,null,null,null,null,null,null,null,null,null,null,null,null,"","","","",""]
[null,null,null,null,null,null,null,null,null,null,null,"","","",null,null,null,"","","",null,null,null,null,null,null,null,null,null,null,null,null,null,null,null,null,null,null,"","","","",""]
[null,null,null,null,null,null,null,null,null,null,null,null,null,null,null,null,null,null,null,null,null,null,null,null,null,null,null,null,null,null,null,null,null,null,null,null,null,null,"","","","",""]
[null,null,null,null,null,null,null,null,null,null,null,"Ballons tampons",null,null,null,null,null,"Ballons tampons",null,null,null,null,null,null,null,null,null,null,null,null,null,null,null,null,null,null,null,null,"","","","",""]
[null,null,null,null,null,null,null,null,null,null,{"$f":"$B$15","v":100008841},{"$f":"IFERROR(VLOOKUP(K689,$B$7:$E$155,2,FALSE),\"\")","v":"BALLON TAMPON 80L B 80 T"},{"$f":"IFERROR(VLOOKUP(K689,$B$7:$E$155,3,FALSE),\"\")","v":"EH85"},{"$f":"IFERROR(VLOOKUP(K689,$B$7:$E$155,4,FALSE),\"\")","v":572},1,null,{"$f":"$B$15","v":100008841},{"$f":"IFERROR(VLOOKUP(Q689,$B$7:$E$155,2,FALSE),\"\")","v":"BALLON TAMPON 80L B 80 T"},{"$f":"IFERROR(VLOOKUP(Q689,$B$7:$E$155,3,FALSE),\"\")","v":"EH85"},{"$f":"IFERROR(VLOOKUP(Q689,$B$7:$E$155,4,FALSE),\"\")","v":572},1,null,null,null,null,null,null,null,null,null,null,null,null,null,null,null,null,null,"","","","",""]
[null,null,null,null,null,null,null,null,null,null,{"$f":"$B$16","v":100004415},{"$f":"IFERROR(VLOOKUP(K690,$B$7:$E$155,2,FALSE),\"\")","v":"BALLON TAMPON 160L B 150 T"},{"$f":"IFERROR(VLOOKUP(K690,$B$7:$E$155,3,FALSE),\"\")","v":"EH60"},{"$f":"IFERROR(VLOOKUP(K690,$B$7:$E$155,4,FALSE),\"\")","v":857},null,null,{"$f":"$B$16","v":100004415},{"$f":"IFERROR(VLOOKUP(Q690,$B$7:$E$155,2,FALSE),\"\")","v":"BALLON TAMPON 160L B 150 T"},{"$f":"IFERROR(VLOOKUP(Q690,$B$7:$E$155,3,FALSE),\"\")","v":"EH60"},{"$f":"IFERROR(VLOOKUP(Q690,$B$7:$E$155,4,FALSE),\"\")","v":857},null,null,null,null,null,null,null,null,null,null,null,null,null,null,null,null,null,null,"","","","",""]
[null,null,null,null,null,null,null,null,null,null,null,null,null,null,null,null,null,null,null,null,null,null,null,null,null,null,null,null,null,null,null,null,null,null,null,null,null,null,"","","","",""]
[null,null,null,null,null,null,null,null,null,null,null,"Accessoires de régulation",null,null,null,null,null,"Accessoires de régulation",null,null,null,null,null,null,null,null,null,null,null,null,null,null,null,null,null,null,null,null,"","","","",""]
[null,null,null,null,null,null,null,null,null,null,{"$f":"$B$23","v":7689751},{"$f":"IFERROR(VLOOKUP(K693,$B$7:$E$155,2,FALSE),\"\")","v":"KIT CARTE DE REGULATION 2nd CIRCUIT (VERSION B)"},{"$f":"IFERROR(VLOOKUP(K693,$B$7:$E$155,3,FALSE),\"\")","v":"EH862"},{"$f":"IFERROR(VLOOKUP(K693,$B$7:$E$155,4,FALSE),\"\")","v":113},null,null,{"$f":"$B$23","v":7689751},{"$f":"IFERROR(VLOOKUP(Q693,$B$7:$E$155,2,FALSE),\"\")","v":"KIT CARTE DE REGULATION 2nd CIRCUIT (VERSION B)"},{"$f":"IFERROR(VLOOKUP(Q693,$B$7:$E$155,3,FALSE),\"\")","v":"EH862"},{"$f":"IFERROR(VLOOKUP(Q693,$B$7:$E$155,4,FALSE),\"\")","v":113},null,null,null,null,null,null,null,null,null,null,null,null,null,null,null,null,null,null,"","","","",""]
[null,null,null,null,null,null,null,null,null,null,{"$f":"$B$24","v":88017904},"THERMOSTAT AMBIANCE PROGRAMMABLE (FILAIRE)","AD191",176,null,null,{"$f":"$B$24","v":88017904},"THERMOSTAT AMBIANCE PROGRAMMABLE (FILAIRE)","AD191",176,null,null,null,null,null,null,null,null,null,null,null,null,null,null,null,null,null,null,"","","","",""]
[null,null,null,null,null,null,null,null,null,null,{"$f":"$B$25","v":88017018},"THERMOSTAT D AMBIANCE PROGRAMMABLE SANS FILS","AD192",308,null,null,{"$f":"$B$25","v":88017018},"THERMOSTAT D AMBIANCE PROGRAMMABLE SANS FILS","AD192",308,null,null,null,null,null,null,null,null,null,null,null,null,null,null,null,null,null,null,"","","","",""]
[null,null,null,null,null,null,null,null,null,null,{"$f":"$B$26","v":88017859},"THERMOSTAT D'AMBIANCE NON PROGRAMMABLE","AD140",54,null,null,{"$f":"$B$26","v":88017859},"THERMOSTAT D'AMBIANCE NON PROGRAMMABLE","AD140",54,null,null,null,null,null,null,null,null,null,null,null,null,null,null,null,null,null,null,"","","","",""]
[null,null,null,null,null,null,null,null,null,null,{"$f":"$B$27","v":7691374},"THERMOSTAT AMBIANCE OETROSMART (R-BUS)","AD323",207,1,null,{"$f":"$B$27","v":7691374},"THERMOSTAT AMBIANCE OETROSMART (R-BUS)","AD323",207,1,null,null,null,null,null,null,null,null,null,null,null,null,null,null,null,null,null,"","","","",""]
[null,null,null,null,null,null,null,null,null,null,{"$f":"$B$28","v":7624902},"KIT CABLAGE PLANCHER CHAUFFANT DIRECT","HA255",40,null,null,{"$f":"$B$28","v":7624902},"KIT CABLAGE PLANCHER CHAUFFANT DIRECT","HA255",40,null,null,null,null,null,null,null,null,null,null,null,null,null,null,null,null,null,null,"","","","",""]
[null,null,null,null,null,null,null,null,null,null,{"$f":"$B$29","v":100019114},"KIT SONDE HYGRO RAFRAICHISSEMENT","HK27",233,null,null,{"$f":"$B$29","v":100019114},"KIT SONDE HYGRO RAFRAICHISSEMENT","HK27",233,null,null,null,null,null,null,null,null,null,null,null,null,null,null,null,null,null,null,"","","","",""]
[null,null,null,null,null,null,null,null,null,null,{"$f":"$B$30","v":7622433},"KIT SONDE CONDENSATION (0-10V)","HZ64",420,null,null,{"$f":"$B$30","v":7622433},"KIT SONDE CONDENSATION (0-10V)","HZ64",420,null,null,null,null,null,null,null,null,null,null,null,null,null,null,null,null,null,null,"","","","",""]
[null,null,null,null,null,null,null,null,null,null,{"$f":"$B$31","v":88017017},"SONDE DEPART v3v","AD199",85,null,null,{"$f":"$B$31","v":88017017},"SONDE DEPART v3v","AD199",85,null,null,null,null,null,null,null,null,null,null,null,null,null,null,null,null,null,null,"","","","",""]
[null,null,null,null,null,null,null,null,null,null,null,"","","",null,null,null,"","","",null,null,null,null,null,null,null,null,null,null,null,null,null,null,null,null,null,null,"","","","",""]
[null,null,null,null,null,null,null,null,null,null,null,"","","",null,null,null,"","","",null,null,null,null,null,null,null,null,null,null,null,null,null,null,null,null,null,null,"","","","",""]
[null,null,null,null,null,null,null,null,null,null,null,"","","",null,null,null,"","","",null,null,null,null,null,null,null,null,null,null,null,null,null,null,null,null,null,null,"","","","",""]
[null,null,null,null,null,null,null,null,null,null,null,"","","",null,null,null,"","","",null,null,null,null,null,null,null,null,null,null,null,null,null,null,null,null,null,null,"","","","",""]
[null,null,null,null,null,null,null,null,null,null,null,"","","",null,null,null,"","","",null,null,null,null,null,null,null,null,null,null,null,null,null,null,null,null,null,null,"","","","",""]
[]
[]
[]
[]
[]
[]
[null,null,null,null,null,null,null,null,null,{"$f":"IF(AND($H$6=OFFRE!$B$18,'Offre Alezio O Hybrid'!$H$9=OFFRE!$K$60,$H$22=$R$6),1,0)","v":0},null,null,null,null,null,{"$f":"IF(AND($H$6=OFFRE!$B$19,'Offre Alezio O Hybrid'!$H$9=OFFRE!$K$60,$H$22=$R$6),1,0)","v":0}]
[null,null,null,null,null,null,null,null,null,"Appoint",{"$f":"OFFRE!$F$6","v":"Hydraulique par chaudière"},null,null,null,null,null,{"$f":"OFFRE!$F$6","v":"Hydraulique par chaudière"}]
[null,null,null,null,null,null,null,null,null,"Rafraichissement","\\",null,null,null,null,null,"\\"]
[null,null,null,null,null,null,null,null,null,"Montage",{"$f":"OFFRE!$H$16","v":"Au sol"},null,null,null,null,null,{"$f":"OFFRE!$H$16","v":"Au sol"}]
[null,null,null,null,null,null,null,null,null,"ECS",{"$f":"OFFRE!$D$6","v":"OUI"},null,null,null,null,null,{"$f":"OFFRE!$D$6","v":"OUI"},null,null,null,null,null,null,null,null,null,null,null,null,null,null,null,null,null,null,null,null,null,"Si 11 TR choisi + MOYENNE chaudière"]
[null,null,null,null,null,null,null,null,null,"16 MR",null,{"$f":"IF($J$13=OFFRE!$H$23,\"Kit complet : PAC + accessoires\",\"\")","v":"Kit complet : PAC + accessoires"},null,null,null,null,null,{"$f":"IF($J$13=OFFRE!$H$23,\"Kit complet : PAC + accessoires\",\"\")","v":"Kit complet : PAC + accessoires"},null,null,null,null,null,null,null,null,null,null,null,null,null,null,null,null,null,null,null,{"$f":"IF($AN731=\"\",0,1)","v":0},{"$f":"IF($J$713=1,K718,IF($P$713=1,Q718,IF($AD$713=1,AE718,IF($W$713=1,X718,\"\"))))","v":""},{"$f":"IF($J$713=1,L718,IF($P$713=1,R718,IF($AD$713=1,AF718,IF($W$713=1,Y718,\"\"))))","v":""},{"$f":"IF($J$713=1,M718,IF($P$713=1,S718,IF($AD$713=1,AG718,IF($W$713=1,Z718,\"\"))))","v":""},{"$f":"IF($J$713=1,N718,IF($P$713=1,T718,IF($AD$713=1,AH718,IF($W$713=1,AA718,\"\"))))","v":""},{"$f":"IF($J$713=1,O718,IF($P$713=1,U718,IF($AD$713=1,AI718,IF($W$713=1,AB718,\"\"))))","v":""}]
[null,null,null,null,null,null,null,null,null,null,{"$f":"IF($J$13=OFFRE!$H$23,$B$61,\"\")","v":7749820},{"$f":"IFERROR(VLOOKUP(K719,$B$7:$E$155,2,FALSE),\"\")","v":"AWHP 16MR-OFSB 29 HYBRID V200"},{"$f":"IFERROR(VLOOKUP(K719,$B$7:$E$155,3,FALSE),\"\")","v":0},{"$f":"IFERROR(VLOOKUP(K719,$B$7:$E$155,4,FALSE),\"\")","v":13264},{"$f":"+IF(K719=\"\",\"\",1)","v":1},null,{"$f":"IF($J$13=OFFRE!$H$23,$B$74,\"\")","v":7749831},{"$f":"IFERROR(VLOOKUP(Q719,$B$7:$E$155,2,FALSE),\"\")","v":"AWHP 16MR-OFSC 32 HYBRID V200"},{"$f":"IFERROR(VLOOKUP(Q719,$B$7:$E$155,3,FALSE),\"\")","v":0},{"$f":"IFERROR(VLOOKUP(Q719,$B$7:$E$155,4,FALSE),\"\")","v":14818},{"$f":"+IF(Q719=\"\",\"\",1)","v":1},null,null,null,null,null,null,null,null,null,null,null,null,null,null,null,null,null,{"$f":"IF($J$713=1,K719,IF($P$713=1,Q719,IF($AD$713=1,AE719,IF($W$713=1,X719,\"\"))))","v":""},{"$f":"IF($J$713=1,L719,IF($P$713=1,R719,IF($AD$713=1,AF719,IF($W$713=1,Y719,\"\"))))","v":""},{"$f":"IF($J$713=1,M719,IF($P$713=1,S719,IF($AD$713=1,AG719,IF($W$713=1,Z719,\"\"))))","v":""},{"$f":"IF($J$713=1,N719,IF($P$713=1,T719,IF($AD$713=1,AH719,IF($W$713=1,AA719,\"\"))))","v":""},{"$f":"IF($J$713=1,O719,IF($P$713=1,U719,IF($AD$713=1,AI719,IF($W$713=1,AB719,\"\"))))","v":""}]
[null,null,null,null,null,null,null,null,null,null,null,null,null,null,null,null,null,null,null,null,null,null,null,null,null,null,null,null,null,null,null,null,null,null,null,null,null,null,"","","","",""]
[null,null,null,null,null,null,null,null,null,null,null,{"$f":"IF($J$13=OFFRE!$H$24,\"Sélection personnalisée\",\"\")","v":""},null,null,null,null,null,{"$f":"IF($J$13=OFFRE!$H$24,\"Sélection personnalisée\",\"\")","v":""},null,null,null,null,null,null,null,null,null,null,null,null,null,null,null,null,null,null,null,null,"","","","",""]
[null,null,null,null,null,null,null,null,null,null,{"$f":"IF($J$13=OFFRE!$H$24,$B$121,\"\")","v":""},{"$f":"IFERROR(VLOOKUP(K722,$B$7:$E$155,2,FALSE),\"\")","v":""},{"$f":"IFERROR(VLOOKUP(K722,$B$7:$E$155,3,FALSE),\"\")","v":""},{"$f":"IFERROR(VLOOKUP(K722,$B$7:$E$155,4,FALSE),\"\")","v":""},{"$f":"+IF(K722=\"\",\"\",1)","v":""},null,{"$f":"IF($J$13=OFFRE!$H$24,$B$121,\"\")","v":""},{"$f":"IFERROR(VLOOKUP(Q722,$B$7:$E$155,2,FALSE),\"\")","v":""},{"$f":"IFERROR(VLOOKUP(Q722,$B$7:$E$155,3,FALSE),\"\")","v":""},{"$f":"IFERROR(VLOOKUP(Q722,$B$7:$E$155,4,FALSE),\"\")","v":""},{"$f":"+IF(Q722=\"\",\"\",1)","v":""},null,null,null,null,null,null,null,null,null,null,null,null,null,null,null,null,null,"","","","",""]
[null,null,null,null,null,null,null,null,null,null,{"$f":"IF($J$13=OFFRE!$H$24,$B$129,\"\")","v":""},{"$f":"IFERROR(VLOOKUP(K723,$B$7:$E$155,2,FALSE),\"\")","v":""},"","",{"$f":"+IF(K723=\"\",\"\",1)","v":""},null,{"$f":"IF($J$13=OFFRE!$H$24,$B$129,\"\")","v":""},{"$f":"IFERROR(VLOOKUP(Q723,$B$7:$E$155,2,FALSE),\"\")","v":""},"","",{"$f":"+IF(Q723=\"\",\"\",1)","v":""},null,null,null,null,null,null,null,null,null,null,null,null,null,null,null,null,null,"","","","",""]
[null,null,null,null,null,null,null,null,null,null,{"$f":"IF($J$13=OFFRE!$H$24,$B$136,\"\")","v":""},{"$f":"IFERROR(VLOOKUP(K724,$B$7:$E$155,2,FALSE),\"\")","v":""},"","",{"$f":"+IF(K724=\"\",\"\",1)","v":""},null,{"$f":"IF($J$13=OFFRE!$H$24,$B$136,\"\")","v":""},{"$f":"IFERROR(VLOOKUP(Q724,$B$7:$E$155,2,FALSE),\"\")","v":""},"","",{"$f":"+IF(Q724=\"\",\"\",1)","v":""},null,null,null,null,null,null,null,null,null,null,null,null,null,null,null,null,null,"","","","",""]
[null,null,null,null,null,null,null,null,null,null,{"$f":"IF($J$13=OFFRE!$H$24,$B$134,\"\")","v":""},{"$f":"IFERROR(VLOOKUP(K725,$B$7:$E$155,2,FALSE),\"\")","v":""},"","",{"$f":"+IF(K725=\"\",\"\",1)","v":""},null,{"$f":"IF($J$13=OFFRE!$H$24,$B$134,\"\")","v":""},{"$f":"IFERROR(VLOOKUP(Q725,$B$7:$E$155,2,FALSE),\"\")","v":""},"","",{"$f":"+IF(Q725=\"\",\"\",1)","v":""},null,null,null,null,null,null,null,null,null,null,null,null,null,null,null,null,null,"","","","",""]
[null,null,null,null,null,null,null,null,null,null,{"$f":"IF($J$13=OFFRE!$H$24,$B$141,\"\")","v":""},{"$f":"IFERROR(VLOOKUP(K726,$B$7:$E$155,2,FALSE),\"\")","v":""},"","",{"$f":"+IF(K726=\"\",\"\",1)","v":""},null,{"$f":"IF($J$13=OFFRE!$H$24,$B$149,\"\")","v":""},{"$f":"IFERROR(VLOOKUP(Q726,$B$7:$E$155,2,FALSE),\"\")","v":""},"","",{"$f":"+IF(Q726=\"\",\"\",1)","v":""},null,null,null,null,null,null,null,null,null,null,null,null,null,null,null,null,null,"","","","",""]
[null,null,null,null,null,null,null,null,null,null,null,null,"","",null,null,null,null,"","",null,null,null,null,null,null,null,null,null,null,null,null,null,null,null,null,null,null,"","","","",""]
[null,null,null,null,null,null,null,null,null,null,null,{"$f":"IFERROR(VLOOKUP(K728,$B$7:$E$155,2,FALSE),\"\")","v":""},"","",{"$f":"+IF(K728=\"\",\"\",1)","v":""},null,null,{"$f":"IFERROR(VLOOKUP(Q728,$B$7:$E$155,2,FALSE),\"\")","v":""},"","",{"$f":"+IF(Q728=\"\",\"\",1)","v":""},null,null,null,null,null,null,null,null,null,null,null,null,null,null,null,null,null,"","","","",""]
[null,null,null,null,null,null,null,null,null,null,null,{"$f":"IFERROR(VLOOKUP(K729,$B$7:$E$155,2,FALSE),\"\")","v":""},"","",null,null,null,{"$f":"IFERROR(VLOOKUP(Q729,$B$7:$E$155,2,FALSE),\"\")","v":""},"","",null,null,null,null,null,null,null,null,null,null,null,null,null,null,null,null,null,null,"","","","",""]
[null,null,null,null,null,null,null,null,null,null,null,null,null,null,null,null,null,null,null,null,null,null,null,null,null,null,null,null,null,null,null,null,null,null,null,null,null,null,"","","","",""]
[null,null,null,null,null,null,null,null,null,null,null,"Liaison frigorifique",null,null,null,null,null,"Liaison frigorifique",null,null,null,null,null,null,null,null,null,null,null,null,null,null,null,null,null,null,null,null,"","","","",""]
[null,null,null,null,null,null,null,null,null,null,{"$f":"+$B$11","v":100012535},{"$f":"IFERROR(VLOOKUP(K732,$B$7:$E$155,2,FALSE),\"\")","v":"LIAISON FRIGORIFIQUE PE 5/8'' 3/8'' - LG 5m"},{"$f":"IFERROR(VLOOKUP(K732,$B$7:$E$155,3,FALSE),\"\")","v":"EH114"},{"$f":"IFERROR(VLOOKUP(K732,$B$7:$E$155,4,FALSE),\"\")","v":255},1,null,{"$f":"$B$11","v":100012535},{"$f":"IFERROR(VLOOKUP(Q732,$B$7:$E$155,2,FALSE),\"\")","v":"LIAISON FRIGORIFIQUE PE 5/8'' 3/8'' - LG 5m"},{"$f":"IFERROR(VLOOKUP(Q732,$B$7:$E$155,3,FALSE),\"\")","v":"EH114"},{"$f":"IFERROR(VLOOKUP(Q732,$B$7:$E$155,4,FALSE),\"\")","v":255},1,null,null,null,null,null,null,null,null,null,null,null,null,null,null,null,null,null,"","","","",""]
[null,null,null,null,null,null,null,null,null,null,{"$f":"+$B$12","v":100012536},{"$f":"IFERROR(VLOOKUP(K733,$B$7:$E$155,2,FALSE),\"\")","v":"LIAISON FRIGORIFIQUE PE 5/8'' 3/8'' - LG 10m"},{"$f":"IFERROR(VLOOKUP(K733,$B$7:$E$155,3,FALSE),\"\")","v":"EH115"},{"$f":"IFERROR(VLOOKUP(K733,$B$7:$E$155,4,FALSE),\"\")","v":456},null,null,{"$f":"$B$12","v":100012536},{"$f":"IFERROR(VLOOKUP(Q733,$B$7:$E$155,2,FALSE),\"\")","v":"LIAISON FRIGORIFIQUE PE 5/8'' 3/8'' - LG 10m"},{"$f":"IFERROR(VLOOKUP(Q733,$B$7:$E$155,3,FALSE),\"\")","v":"EH115"},{"$f":"IFERROR(VLOOKUP(Q733,$B$7:$E$155,4,FALSE),\"\")","v":456},null,null,null,null,null,null,null,null,null,null,null,null,null,null,null,null,null,null,"","","","",""]
[null,null,null,null,null,null,null,null,null,null,{"$f":"+$B$13","v":100012537},{"$f":"IFERROR(VLOOKUP(K734,$B$7:$E$155,2,FALSE),\"\")","v":"LIAISON FRIGORIFIQUE PE 5/8'' 3/8'' - LG 20m"},{"$f":"IFERROR(VLOOKUP(K734,$B$7:$E$155,3,FALSE),\"\")","v":"EH116"},{"$f":"IFERROR(VLOOKUP(K734,$B$7:$E$155,4,FALSE),\"\")","v":823},null,null,{"$f":"$B$13","v":100012537},{"$f":"IFERROR(VLOOKUP(Q734,$B$7:$E$155,2,FALSE),\"\")","v":"LIAISON FRIGORIFIQUE PE 5/8'' 3/8'' - LG 20m"},{"$f":"IFERROR(VLOOKUP(Q734,$B$7:$E$155,3,FALSE),\"\")","v":"EH116"},{"$f":"IFERROR(VLOOKUP(Q734,$B$7:$E$155,4,FALSE),\"\")","v":823},null,null,null,null,null,null,null,null,null,null,null,null,null,null,null,null,null,null,"","","","",""]
[null,null,null,null,null,null,null,null,null,null,null,null,null,null,null,null,null,null,null,null,null,null,null,null,null,null,null,null,null,null,null,null,null,null,null,null,null,null,"","","","",""]
[null,null,null,null,null,null,null,null,null,null,null,{"$f":"IF($J$19=OFFRE!$J$15,\"Accessoires de la chaudière\",\"\")","v":""},null,null,null,null,null,{"$f":"IF($J$19=OFFRE!$J$15,\"Accessoires de la chaudière\",\"\")","v":""},null,null,null,null,null,null,null,null,null,null,null,null,null,null,null,null,null,null,null,null,"","","","",""]
[null,null,null,null,null,null,null,null,null,null,{"$f":"IF($J$19=OFFRE!$J$15,$B$39,$B$20)","v":7742057},{"$f":"IFERROR(VLOOKUP(K737,$B$7:$E$155,2,FALSE),\"\")","v":"KIT FF OFSB 22/29"},{"$f":"IFERROR(VLOOKUP(K737,$B$7:$E$155,3,FALSE),\"\")","v":"MY921"},{"$f":"IFERROR(VLOOKUP(K737,$B$7:$E$155,4,FALSE),\"\")","v":449},{"$f":"+IF(K737=\"\",\"\",1)","v":1},null,{"$f":"IF($J$19=OFFRE!$J$15,$B$35,$B$21)","v":7744610},{"$f":"IFERROR(VLOOKUP(Q737,$B$7:$E$155,2,FALSE),\"\")","v":"KIT FF 24-32+ "},{"$f":"IFERROR(VLOOKUP(Q737,$B$7:$E$155,3,FALSE),\"\")","v":"MY923"},{"$f":"IFERROR(VLOOKUP(Q737,$B$7:$E$155,4,FALSE),\"\")","v":90},{"$f":"+IF(Q737=\"\",\"\",1)","v":1},null,null,null,null,null,null,null,null,null,null,null,null,null,null,null,null,null,"","","","",""]
[null,null,null,null,null,null,null,null,null,null,{"$f":"IF($J$19=OFFRE!$J$15,$B$40,\"\")","v":""},"","","",{"$f":"+IF(K738=\"\",\"\",1)","v":""},null,{"$f":"IF($J$19=OFFRE!$J$15,$B$36,\"\")","v":""},"","","",{"$f":"+IF(Q738=\"\",\"\",1)","v":""},null,null,null,null,null,null,null,null,null,null,null,null,null,null,null,null,null,"","","","",""]
[null,null,null,null,null,null,null,null,null,null,{"$f":"IF($J$19=OFFRE!$J$15,$B$41,\"\")","v":""},"","","","",null,{"$f":"IF($J$19=OFFRE!$J$15,$B$37,\"\")","v":""},"","","","",null,null,null,null,null,null,null,null,null,null,null,null,null,null,null,null,null,"","","","",""]
[null,null,null,null,null,null,null,null,null,null,null,{"$f":"IFERROR(VLOOKUP(K740,$B$7:$E$155,2,FALSE),\"\")","v":""},{"$f":"IFERROR(VLOOKUP(K740,$B$7:$E$155,3,FALSE),\"\")","v":""},{"$f":"IFERROR(VLOOKUP(K740,$B$7:$E$155,4,FALSE),\"\")","v":""},null,null,null,{"$f":"IFERROR(VLOOKUP(Q740,$B$7:$E$155,2,FALSE),\"\")","v":""},{"$f":"IFERROR(VLOOKUP(Q740,$B$7:$E$155,3,FALSE),\"\")","v":""},{"$f":"IFERROR(VLOOKUP(Q740,$B$7:$E$155,4,FALSE),\"\")","v":""},null,null,null,null,null,null,null,null,null,null,null,null,null,null,null,null,null,null,"","","","",""]
[null,null,null,null,null,null,null,null,null,null,null,"","","",null,null,null,"","","",null,null,null,null,null,null,null,null,null,null,null,null,null,null,null,null,null,null,"","","","",""]
[null,null,null,null,null,null,null,null,null,null,null,"","","",null,null,null,"","","",null,null,null,null,null,null,null,null,null,null,null,null,null,null,null,null,null,null,"","","","",""]
[null,null,null,null,null,null,null,null,null,null,null,"","","",null,null,null,"","","",null,null,null,null,null,null,null,null,null,null,null,null,null,null,null,null,null,null,"","","","",""]
[null,null,null,null,null,null,null,null,null,null,null,"","","",null,null,null,"","","",null,null,null,null,null,null,null,null,null,null,null,null,null,null,null,null,null,null,"","","","",""]
[null,null,null,null,null,null,null,null,null,null,null,"","","",null,null,null,"","","",null,null,null,null,null,null,null,null,null,null,null,null,null,null,null,null,null,null,"","","","",""]
[null,null,null,null,null,null,null,null,null,null,null,"","","",null,null,null,"","","",null,null,null,null,null,null,null,null,null,null,null,null,null,null,null,null,null,null,"","","","",""]
[null,null,null,null,null,null,null,null,null,null,null,"","","",null,null,null,"","","",null,null,null,null,null,null,null,null,null,null,null,null,null,null,null,null,null,null,"","","","",""]
[null,null,null,null,null,null,null,null,null,null,null,"Accessoires de mise en œuvre",null,null,null,null,null,"Accessoires de mise en œuvre",null,null,null,null,null,null,null,null,null,null,null,null,null,null,null,null,null,null,null,null,"","","","",""]
[null,null,null,null,null,null,null,null,null,null,{"$f":"IF($H$15=OFFRE!$H$16,$B$10,$B$8)","v":7694974},{"$f":"IFERROR(VLOOKUP(K749,$B$7:$E$155,2,FALSE),\"\")","v":"SUPPORT AU SOL CAOUTCHOUC 600MM"},{"$f":"IFERROR(VLOOKUP(K749,$B$7:$E$155,3,FALSE),\"\")","v":"EH879"},{"$f":"IFERROR(VLOOKUP(K749,$B$7:$E$155,4,FALSE),\"\")","v":119},1,null,{"$f":"IF($H$15=OFFRE!$H$16,$B$10,$B$8)","v":7694974},{"$f":"IFERROR(VLOOKUP(Q749,$B$7:$E$155,2,FALSE),\"\")","v":"SUPPORT AU SOL CAOUTCHOUC 600MM"},{"$f":"IFERROR(VLOOKUP(Q749,$B$7:$E$155,3,FALSE),\"\")","v":"EH879"},{"$f":"IFERROR(VLOOKUP(Q749,$B$7:$E$155,4,FALSE),\"\")","v":119},1,null,null,null,null,null,null,null,null,null,null,null,null,null,null,null,null,null,"","","","",""]
[null,null,null,null,null,null,null,null,null,null,{"$f":"$B$19","v":7636899},"KIT SILENCIEUX MODULE EXTERIEUR","EH572",66,null,null,{"$f":"$B$19","v":7636899},"KIT SILENCIEUX MODULE EXTERIEUR","EH572",66,null,null,null,null,null,null,null,null,null,null,null,null,null,null,null,null,null,null,"","","","",""]
[null,null,null,null,null,null,null,null,null,null,{"$f":"$B$22","v":7746197},"BOUTEILLE DE DECOUPLAGE 25L"," HK147",362,null,null,{"$f":"$B$22","v":7746197},"BOUTEILLE DE DECOUPLAGE 25L"," HK147",362,null,null,null,null,null,null,null,null,null,null,null,null,null,null,null,null,null,null,"","","","",""]
[null,null,null,null,null,null,null,null,null,null,{"$f":"$B$17","v":7619010},"KIT VANNE 3 VOIES","EH528",631,null,null,{"$f":"$B$17","v":7619010},"KIT VANNE 3 VOIES","EH528",631,null,null,null,null,null,null,null,null,null,null,null,null,null,null,null,null,null,null,"","","","",""]
[null,null,null,null,null,null,null,null,null,null,{"$f":"$B$18","v":7626737},"KIT ISOLATION MODE CLIMATISATION","EH567",229,null,null,{"$f":"$B$18","v":7626737},"KIT ISOLATION MODE CLIMATISATION","EH567",229,null,null,null,null,null,null,null,null,null,null,null,null,null,null,null,null,null,null,"","","","",""]
[null,null,null,null,null,null,null,null,null,null,{"$f":"$B$32","v":7746242},"SOUPAPE DIFFERENTIELLE ","HK150",59,1,null,{"$f":"$B$32","v":7746242},"SOUPAPE DIFFERENTIELLE ","HK150",59,1,null,null,null,null,null,null,null,null,null,null,null,null,null,null,null,null,null,"","","","",""]
[null,null,null,null,null,null,null,null,null,null,null,"","","",null,null,null,"","","",null,null,null,null,null,null,null,null,null,null,null,null,null,null,null,null,null,null,"","","","",""]
[null,null,null,null,null,null,null,null,null,null,null,"","","",null,null,null,"","","",null,null,null,null,null,null,null,null,null,null,null,null,null,null,null,null,null,null,"","","","",""]
[null,null,null,null,null,null,null,null,null,null,null,null,null,null,null,null,null,null,null,null,null,null,null,null,null,null,null,null,null,null,null,null,null,null,null,null,null,null,"","","","",""]
[null,null,null,null,null,null,null,null,null,null,null,"Ballons tampons",null,null,null,null,null,"Ballons tampons",null,null,null,null,null,null,null,null,null,null,null,null,null,null,null,null,null,null,null,null,"","","","",""]
[null,null,null,null,null,null,null,null,null,null,{"$f":"$B$15","v":100008841},{"$f":"IFERROR(VLOOKUP(K759,$B$7:$E$155,2,FALSE),\"\")","v":"BALLON TAMPON 80L B 80 T"},{"$f":"IFERROR(VLOOKUP(K759,$B$7:$E$155,3,FALSE),\"\")","v":"EH85"},{"$f":"IFERROR(VLOOKUP(K759,$B$7:$E$155,4,FALSE),\"\")","v":572},1,null,{"$f":"$B$15","v":100008841},{"$f":"IFERROR(VLOOKUP(Q759,$B$7:$E$155,2,FALSE),\"\")","v":"BALLON TAMPON 80L B 80 T"},{"$f":"IFERROR(VLOOKUP(Q759,$B$7:$E$155,3,FALSE),\"\")","v":"EH85"},{"$f":"IFERROR(VLOOKUP(Q759,$B$7:$E$155,4,FALSE),\"\")","v":572},1,null,null,null,null,null,null,null,null,null,null,null,null,null,null,null,null,null,"","","","",""]
[null,null,null,null,null,null,null,null,null,null,{"$f":"$B$16","v":100004415},{"$f":"IFERROR(VLOOKUP(K760,$B$7:$E$155,2,FALSE),\"\")","v":"BALLON TAMPON 160L B 150 T"},{"$f":"IFERROR(VLOOKUP(K760,$B$7:$E$155,3,FALSE),\"\")","v":"EH60"},{"$f":"IFERROR(VLOOKUP(K760,$B$7:$E$155,4,FALSE),\"\")","v":857},null,null,{"$f":"$B$16","v":100004415},{"$f":"IFERROR(VLOOKUP(Q760,$B$7:$E$155,2,FALSE),\"\")","v":"BALLON TAMPON 160L B 150 T"},{"$f":"IFERROR(VLOOKUP(Q760,$B$7:$E$155,3,FALSE),\"\")","v":"EH60"},{"$f":"IFERROR(VLOOKUP(Q760,$B$7:$E$155,4,FALSE),\"\")","v":857},null,null,null,null,null,null,null,null,null,null,null,null,null,null,null,null,null,null,"","","","",""]
[null,null,null,null,null,null,null,null,null,null,null,null,null,null,null,null,null,null,null,null,null,null,null,null,null,null,null,null,null,null,null,null,null,null,null,null,null,null,"","","","",""]
[null,null,null,null,null,null,null,null,null,null,null,"Accessoires de régulation",null,null,null,null,null,"Accessoires de régulation",null,null,null,null,null,null,null,null,null,null,null,null,null,null,null,null,null,null,null,null,"","","","",""]
[null,null,null,null,null,null,null,null,null,null,{"$f":"$B$23","v":7689751},{"$f":"IFERROR(VLOOKUP(K763,$B$7:$E$155,2,FALSE),\"\")","v":"KIT CARTE DE REGULATION 2nd CIRCUIT (VERSION B)"},{"$f":"IFERROR(VLOOKUP(K763,$B$7:$E$155,3,FALSE),\"\")","v":"EH862"},{"$f":"IFERROR(VLOOKUP(K763,$B$7:$E$155,4,FALSE),\"\")","v":113},null,null,{"$f":"$B$23","v":7689751},{"$f":"IFERROR(VLOOKUP(Q763,$B$7:$E$155,2,FALSE),\"\")","v":"KIT CARTE DE REGULATION 2nd CIRCUIT (VERSION B)"},{"$f":"IFERROR(VLOOKUP(Q763,$B$7:$E$155,3,FALSE),\"\")","v":"EH862"},{"$f":"IFERROR(VLOOKUP(Q763,$B$7:$E$155,4,FALSE),\"\")","v":113},null,null,null,null,null,null,null,null,null,null,null,null,null,null,null,null,null,null,"","","","",""]
[null,null,null,null,null,null,null,null,null,null,{"$f":"$B$24","v":88017904},"THERMOSTAT AMBIANCE PROGRAMMABLE (FILAIRE)","AD191",176,null,null,{"$f":"$B$24","v":88017904},"THERMOSTAT AMBIANCE PROGRAMMABLE (FILAIRE)","AD191",176,null,null,null,null,null,null,null,null,null,null,null,null,null,null,null,null,null,null,"","","","",""]
[null,null,null,null,null,null,null,null,null,null,{"$f":"$B$25","v":88017018},"THERMOSTAT D AMBIANCE PROGRAMMABLE SANS FILS","AD192",308,null,null,{"$f":"$B$25","v":88017018},"THERMOSTAT D AMBIANCE PROGRAMMABLE SANS FILS","AD192",308,null,null,null,null,null,null,null,null,null,null,null,null,null,null,null,null,null,null,"","","","",""]
[null,null,null,null,null,null,null,null,null,null,{"$f":"$B$26","v":88017859},"THERMOSTAT D'AMBIANCE NON PROGRAMMABLE","AD140",54,null,null,{"$f":"$B$26","v":88017859},"THERMOSTAT D'AMBIANCE NON PROGRAMMABLE","AD140",54,null,null,null,null,null,null,null,null,null,null,null,null,null,null,null,null,null,null,"","","","",""]
[null,null,null,null,null,null,null,null,null,null,{"$f":"$B$27","v":7691374},"THERMOSTAT AMBIANCE OETROSMART (R-BUS)","AD323",207,1,null,{"$f":"$B$27","v":7691374},"THERMOSTAT AMBIANCE OETROSMART (R-BUS)","AD323",207,1,null,null,null,null,null,null,null,null,null,null,null,null,null,null,null,null,null,"","","","",""]
[null,null,null,null,null,null,null,null,null,null,{"$f":"$B$28","v":7624902},"KIT CABLAGE PLANCHER CHAUFFANT DIRECT","HA255",40,null,null,{"$f":"$B$28","v":7624902},"KIT CABLAGE PLANCHER CHAUFFANT DIRECT","HA255",40,null,null,null,null,null,null,null,null,null,null,null,null,null,null,null,null,null,null,"","","","",""]
[null,null,null,null,null,null,null,null,null,null,{"$f":"$B$29","v":100019114},"KIT SONDE HYGRO RAFRAICHISSEMENT","HK27",233,null,null,{"$f":"$B$29","v":100019114},"KIT SONDE HYGRO RAFRAICHISSEMENT","HK27",233,null,null,null,null,null,null,null,null,null,null,null,null,null,null,null,null,null,null,"","","","",""]
[null,null,null,null,null,null,null,null,null,null,{"$f":"$B$30","v":7622433},"KIT SONDE CONDENSATION (0-10V)","HZ64",420,null,null,{"$f":"$B$30","v":7622433},"KIT SONDE CONDENSATION (0-10V)","HZ64",420,null,null,null,null,null,null,null,null,null,null,null,null,null,null,null,null,null,null,"","","","",""]
[null,null,null,null,null,null,null,null,null,null,{"$f":"$B$31","v":88017017},"SONDE DEPART v3v","AD199",85,null,null,{"$f":"$B$31","v":88017017},"SONDE DEPART v3v","AD199",85,null,null,null,null,null,null,null,null,null,null,null,null,null,null,null,null,null,null,"","","","",""]
[null,null,null,null,null,null,null,null,null,null,null,"","","",null,null,null,"","","",null,null,null,null,null,null,null,null,null,null,null,null,null,null,null,null,null,null,"","","","",""]
[null,null,null,null,null,null,null,null,null,null,null,"","","",null,null,null,"","","",null,null,null,null,null,null,null,null,null,null,null,null,null,null,null,null,null,null,"","","","",""]
[null,null,null,null,null,null,null,null,null,null,null,"","","",null,null,null,"","","",null,null,null,null,null,null,null,null,null,null,null,null,null,null,null,null,null,null,"","","","",""]
[null,null,null,null,null,null,null,null,null,null,null,"","","",null,null,null,"","","",null,null,null,null,null,null,null,null,null,null,null,null,null,null,null,null,null,null,"","","","",""]
[null,null,null,null,null,null,null,null,null,null,null,"","","",null,null,null,"","","",null,null,null,null,null,null,null,null,null,null,null,null,null,null,null,null,null,null,"","","","",""]
[]
[]
[]
[]
[]
[]
[null,null,null,null,null,null,null,null,null,{"$f":"IF(AND($H$6=OFFRE!$B$18,'Offre Alezio O Hybrid'!$H$9=OFFRE!$K$61,$H$22=$R$6),1,0)","v":0},null,null,null,null,null,{"$f":"IF(AND($H$6=OFFRE!$B$19,'Offre Alezio O Hybrid'!$H$9=OFFRE!$K$61,$H$22=$R$6),1,0)","v":0}]
[null,null,null,null,null,null,null,null,null,"Appoint",{"$f":"OFFRE!$F$6","v":"Hydraulique par chaudière"},null,null,null,null,null,{"$f":"OFFRE!$F$6","v":"Hydraulique par chaudière"}]
[null,null,null,null,null,null,null,null,null,"Rafraichissement","\\",null,null,null,null,null,"\\"]
[null,null,null,null,null,null,null,null,null,"Montage",{"$f":"OFFRE!$H$16","v":"Au sol"},null,null,null,null,null,{"$f":"OFFRE!$H$16","v":"Au sol"}]
[null,null,null,null,null,null,null,null,null,"ECS",{"$f":"OFFRE!$D$6","v":"OUI"},null,null,null,null,null,{"$f":"OFFRE!$D$6","v":"OUI"},null,null,null,null,null,null,null,null,null,null,null,null,null,null,null,null,null,null,null,null,null,"Si 16 MR choisi + MOYENNE chaudière"]
[null,null,null,null,null,null,null,null,null,"16 TR",null,{"$f":"IF($J$13=OFFRE!$H$23,\"Kit complet : PAC + accessoires\",\"\")","v":"Kit complet : PAC + accessoires"},null,null,null,null,null,{"$f":"IF($J$13=OFFRE!$H$23,\"Kit complet : PAC + accessoires\",\"\")","v":"Kit complet : PAC + accessoires"},null,null,null,null,null,null,null,null,null,null,null,null,null,null,null,null,null,null,null,{"$f":"IF($AN801=\"\",0,1)","v":0},{"$f":"IF($J$783=1,K788,IF($P$783=1,Q788,IF($AD$783=1,AE788,IF($W$783=1,X788,\"\"))))","v":""},{"$f":"IF($J$783=1,L788,IF($P$783=1,R788,IF($AD$783=1,AF788,IF($W$783=1,Y788,\"\"))))","v":""},{"$f":"IF($J$783=1,M788,IF($P$783=1,S788,IF($AD$783=1,AG788,IF($W$783=1,Z788,\"\"))))","v":""},{"$f":"IF($J$783=1,N788,IF($P$783=1,T788,IF($AD$783=1,AH788,IF($W$783=1,AA788,\"\"))))","v":""},{"$f":"IF($J$783=1,O788,IF($P$783=1,U788,IF($AD$783=1,AI788,IF($W$783=1,AB788,\"\"))))","v":""}]
[null,null,null,null,null,null,null,null,null,null,{"$f":"IF($J$13=OFFRE!$H$23,$B$62,\"\")","v":7749821},{"$f":"IFERROR(VLOOKUP(K789,$B$7:$E$155,2,FALSE),\"\")","v":"AWHP 16TR-OFSB 29 HYBRID V200"},{"$f":"IFERROR(VLOOKUP(K789,$B$7:$E$155,3,FALSE),\"\")","v":0},{"$f":"IFERROR(VLOOKUP(K789,$B$7:$E$155,4,FALSE),\"\")","v":13710},{"$f":"+IF(K789=\"\",\"\",1)","v":1},null,{"$f":"IF($J$13=OFFRE!$H$23,$B$75,\"\")","v":7749832},{"$f":"IFERROR(VLOOKUP(Q789,$B$7:$E$155,2,FALSE),\"\")","v":"AWHP 16TR-OFSC 32 HYBRID V200"},{"$f":"IFERROR(VLOOKUP(Q789,$B$7:$E$155,3,FALSE),\"\")","v":0},{"$f":"IFERROR(VLOOKUP(Q789,$B$7:$E$155,4,FALSE),\"\")","v":15264},{"$f":"+IF(Q789=\"\",\"\",1)","v":1},null,null,null,null,null,null,null,null,null,null,null,null,null,null,null,null,null,{"$f":"IF($J$783=1,K789,IF($P$783=1,Q789,IF($AD$783=1,AE789,IF($W$783=1,X789,\"\"))))","v":""},{"$f":"IF($J$783=1,L789,IF($P$783=1,R789,IF($AD$783=1,AF789,IF($W$783=1,Y789,\"\"))))","v":""},{"$f":"IF($J$783=1,M789,IF($P$783=1,S789,IF($AD$783=1,AG789,IF($W$783=1,Z789,\"\"))))","v":""},{"$f":"IF($J$783=1,N789,IF($P$783=1,T789,IF($AD$783=1,AH789,IF($W$783=1,AA789,\"\"))))","v":""},{"$f":"IF($J$783=1,O789,IF($P$783=1,U789,IF($AD$783=1,AI789,IF($W$783=1,AB789,\"\"))))","v":""}]
[null,null,null,null,null,null,null,null,null,null,null,null,null,null,null,null,null,null,null,null,null,null,null,null,null,null,null,null,null,null,null,null,null,null,null,null,null,null,"","","","",""]
[null,null,null,null,null,null,null,null,null,null,null,{"$f":"IF($J$13=OFFRE!$H$24,\"Sélection personnalisée\",\"\")","v":""},null,null,null,null,null,{"$f":"IF($J$13=OFFRE!$H$24,\"Sélection personnalisée\",\"\")","v":""},null,null,null,null,null,null,null,null,null,null,null,null,null,null,null,null,null,null,null,null,"","","","",""]
[null,null,null,null,null,null,null,null,null,null,{"$f":"IF($J$13=OFFRE!$H$24,$B$121,\"\")","v":""},{"$f":"IFERROR(VLOOKUP(K792,$B$7:$E$155,2,FALSE),\"\")","v":""},{"$f":"IFERROR(VLOOKUP(K792,$B$7:$E$155,3,FALSE),\"\")","v":""},{"$f":"IFERROR(VLOOKUP(K792,$B$7:$E$155,4,FALSE),\"\")","v":""},{"$f":"+IF(K792=\"\",\"\",1)","v":""},null,{"$f":"IF($J$13=OFFRE!$H$24,$B$121,\"\")","v":""},{"$f":"IFERROR(VLOOKUP(Q792,$B$7:$E$155,2,FALSE),\"\")","v":""},{"$f":"IFERROR(VLOOKUP(Q792,$B$7:$E$155,3,FALSE),\"\")","v":""},{"$f":"IFERROR(VLOOKUP(Q792,$B$7:$E$155,4,FALSE),\"\")","v":""},{"$f":"+IF(Q792=\"\",\"\",1)","v":""},null,null,null,null,null,null,null,null,null,null,null,null,null,null,null,null,null,"","","","",""]
[null,null,null,null,null,null,null,null,null,null,{"$f":"IF($J$13=OFFRE!$H$24,$B$130,\"\")","v":""},{"$f":"IFERROR(VLOOKUP(K793,$B$7:$E$155,2,FALSE),\"\")","v":""},"","",{"$f":"+IF(K793=\"\",\"\",1)","v":""},null,{"$f":"IF($J$13=OFFRE!$H$24,$B$130,\"\")","v":""},{"$f":"IFERROR(VLOOKUP(Q793,$B$7:$E$155,2,FALSE),\"\")","v":""},"","",{"$f":"+IF(Q793=\"\",\"\",1)","v":""},null,null,null,null,null,null,null,null,null,null,null,null,null,null,null,null,null,"","","","",""]
[null,null,null,null,null,null,null,null,null,null,{"$f":"IF($J$13=OFFRE!$H$24,$B$136,\"\")","v":""},{"$f":"IFERROR(VLOOKUP(K794,$B$7:$E$155,2,FALSE),\"\")","v":""},"","",{"$f":"+IF(K794=\"\",\"\",1)","v":""},null,{"$f":"IF($J$13=OFFRE!$H$24,$B$136,\"\")","v":""},{"$f":"IFERROR(VLOOKUP(Q794,$B$7:$E$155,2,FALSE),\"\")","v":""},"","",{"$f":"+IF(Q794=\"\",\"\",1)","v":""},null,null,null,null,null,null,null,null,null,null,null,null,null,null,null,null,null,"","","","",""]
[null,null,null,null,null,null,null,null,null,null,{"$f":"IF($J$13=OFFRE!$H$24,$B$134,\"\")","v":""},{"$f":"IFERROR(VLOOKUP(K795,$B$7:$E$155,2,FALSE),\"\")","v":""},"","",{"$f":"+IF(K795=\"\",\"\",1)","v":""},null,{"$f":"IF($J$13=OFFRE!$H$24,$B$134,\"\")","v":""},{"$f":"IFERROR(VLOOKUP(Q795,$B$7:$E$155,2,FALSE),\"\")","v":""},"","",{"$f":"+IF(Q795=\"\",\"\",1)","v":""},null,null,null,null,null,null,null,null,null,null,null,null,null,null,null,null,null,"","","","",""]
[null,null,null,null,null,null,null,null,null,null,{"$f":"IF($J$13=OFFRE!$H$24,$B$141,\"\")","v":""},{"$f":"IFERROR(VLOOKUP(K796,$B$7:$E$155,2,FALSE),\"\")","v":""},"","",{"$f":"+IF(K796=\"\",\"\",1)","v":""},null,{"$f":"IF($J$13=OFFRE!$H$24,$B$149,\"\")","v":""},{"$f":"IFERROR(VLOOKUP(Q796,$B$7:$E$155,2,FALSE),\"\")","v":""},"","",{"$f":"+IF(Q796=\"\",\"\",1)","v":""},null,null,null,null,null,null,null,null,null,null,null,null,null,null,null,null,null,"","","","",""]
[null,null,null,null,null,null,null,null,null,null,null,null,"","",null,null,null,null,"","",null,null,null,null,null,null,null,null,null,null,null,null,null,null,null,null,null,null,"","","","",""]
[null,null,null,null,null,null,null,null,null,null,null,{"$f":"IFERROR(VLOOKUP(K798,$B$7:$E$155,2,FALSE),\"\")","v":""},"","",{"$f":"+IF(K798=\"\",\"\",1)","v":""},null,null,{"$f":"IFERROR(VLOOKUP(Q798,$B$7:$E$155,2,FALSE),\"\")","v":""},"","",{"$f":"+IF(Q798=\"\",\"\",1)","v":""},null,null,null,null,null,null,null,null,null,null,null,null,null,null,null,null,null,"","","","",""]
[null,null,null,null,null,null,null,null,null,null,null,{"$f":"IFERROR(VLOOKUP(K799,$B$7:$E$155,2,FALSE),\"\")","v":""},"","",null,null,null,{"$f":"IFERROR(VLOOKUP(Q799,$B$7:$E$155,2,FALSE),\"\")","v":""},"","",null,null,null,null,null,null,null,null,null,null,null,null,null,null,null,null,null,null,"","","","",""]
[null,null,null,null,null,null,null,null,null,null,null,null,null,null,null,null,null,null,null,null,null,null,null,null,null,null,null,null,null,null,null,null,null,null,null,null,null,null,"","","","",""]
[null,null,null,null,null,null,null,null,null,null,null,"Liaison frigorifique",null,null,null,null,null,"Liaison frigorifique",null,null,null,null,null,null,null,null,null,null,null,null,null,null,null,null,null,null,null,null,"","","","",""]
[null,null,null,null,null,null,null,null,null,null,{"$f":"+$B$11","v":100012535},{"$f":"IFERROR(VLOOKUP(K802,$B$7:$E$155,2,FALSE),\"\")","v":"LIAISON FRIGORIFIQUE PE 5/8'' 3/8'' - LG 5m"},{"$f":"IFERROR(VLOOKUP(K802,$B$7:$E$155,3,FALSE),\"\")","v":"EH114"},{"$f":"IFERROR(VLOOKUP(K802,$B$7:$E$155,4,FALSE),\"\")","v":255},1,null,{"$f":"$B$11","v":100012535},{"$f":"IFERROR(VLOOKUP(Q802,$B$7:$E$155,2,FALSE),\"\")","v":"LIAISON FRIGORIFIQUE PE 5/8'' 3/8'' - LG 5m"},{"$f":"IFERROR(VLOOKUP(Q802,$B$7:$E$155,3,FALSE),\"\")","v":"EH114"},{"$f":"IFERROR(VLOOKUP(Q802,$B$7:$E$155,4,FALSE),\"\")","v":255},1,null,null,null,null,null,null,null,null,null,null,null,null,null,null,null,null,null,"","","","",""]
[null,null,null,null,null,null,null,null,null,null,{"$f":"+$B$12","v":100012536},{"$f":"IFERROR(VLOOKUP(K803,$B$7:$E$155,2,FALSE),\"\")","v":"LIAISON FRIGORIFIQUE PE 5/8'' 3/8'' - LG 10m"},{"$f":"IFERROR(VLOOKUP(K803,$B$7:$E$155,3,FALSE),\"\")","v":"EH115"},{"$f":"IFERROR(VLOOKUP(K803,$B$7:$E$155,4,FALSE),\"\")","v":456},null,null,{"$f":"$B$12","v":100012536},{"$f":"IFERROR(VLOOKUP(Q803,$B$7:$E$155,2,FALSE),\"\")","v":"LIAISON FRIGORIFIQUE PE 5/8'' 3/8'' - LG 10m"},{"$f":"IFERROR(VLOOKUP(Q803,$B$7:$E$155,3,FALSE),\"\")","v":"EH115"},{"$f":"IFERROR(VLOOKUP(Q803,$B$7:$E$155,4,FALSE),\"\")","v":456},null,null,null,null,null,null,null,null,null,null,null,null,null,null,null,null,null,null,"","","","",""]
[null,null,null,null,null,null,null,null,null,null,{"$f":"+$B$13","v":100012537},{"$f":"IFERROR(VLOOKUP(K804,$B$7:$E$155,2,FALSE),\"\")","v":"LIAISON FRIGORIFIQUE PE 5/8'' 3/8'' - LG 20m"},{"$f":"IFERROR(VLOOKUP(K804,$B$7:$E$155,3,FALSE),\"\")","v":"EH116"},{"$f":"IFERROR(VLOOKUP(K804,$B$7:$E$155,4,FALSE),\"\")","v":823},null,null,{"$f":"$B$13","v":100012537},{"$f":"IFERROR(VLOOKUP(Q804,$B$7:$E$155,2,FALSE),\"\")","v":"LIAISON FRIGORIFIQUE PE 5/8'' 3/8'' - LG 20m"},{"$f":"IFERROR(VLOOKUP(Q804,$B$7:$E$155,3,FALSE),\"\")","v":"EH116"},{"$f":"IFERROR(VLOOKUP(Q804,$B$7:$E$155,4,FALSE),\"\")","v":823},null,null,null,null,null,null,null,null,null,null,null,null,null,null,null,null,null,null,"","","","",""]
[null,null,null,null,null,null,null,null,null,null,null,null,null,null,null,null,null,null,null,null,null,null,null,null,null,null,null,null,null,null,null,null,null,null,null,null,null,null,"","","","",""]
[null,null,null,null,null,null,null,null,null,null,null,{"$f":"IF($J$19=OFFRE!$J$15,\"Accessoires de la chaudière\",\"\")","v":""},null,null,null,null,null,{"$f":"IF($J$19=OFFRE!$J$15,\"Accessoires de la chaudière\",\"\")","v":""},null,null,null,null,null,null,null,null,null,null,null,null,null,null,null,null,null,null,null,null,"","","","",""]
[null,null,null,null,null,null,null,null,null,null,{"$f":"IF($J$19=OFFRE!$J$15,$B$39,$B$20)","v":7742057},{"$f":"IFERROR(VLOOKUP(K807,$B$7:$E$155,2,FALSE),\"\")","v":"KIT FF OFSB 22/29"},{"$f":"IFERROR(VLOOKUP(K807,$B$7:$E$155,3,FALSE),\"\")","v":"MY921"},{"$f":"IFERROR(VLOOKUP(K807,$B$7:$E$155,4,FALSE),\"\")","v":449},{"$f":"+IF(K807=\"\",\"\",1)","v":1},null,{"$f":"IF($J$19=OFFRE!$J$15,$B$35,$B$21)","v":7744610},{"$f":"IFERROR(VLOOKUP(Q807,$B$7:$E$155,2,FALSE),\"\")","v":"KIT FF 24-32+ "},{"$f":"IFERROR(VLOOKUP(Q807,$B$7:$E$155,3,FALSE),\"\")","v":"MY923"},{"$f":"IFERROR(VLOOKUP(Q807,$B$7:$E$155,4,FALSE),\"\")","v":90},{"$f":"+IF(Q807=\"\",\"\",1)","v":1},null,null,null,null,null,null,null,null,null,null,null,null,null,null,null,null,null,"","","","",""]
[null,null,null,null,null,null,null,null,null,null,{"$f":"IF($J$19=OFFRE!$J$15,$B$40,\"\")","v":""},"","","",{"$f":"+IF(K808=\"\",\"\",1)","v":""},null,{"$f":"IF($J$19=OFFRE!$J$15,$B$36,\"\")","v":""},"","","",{"$f":"+IF(Q808=\"\",\"\",1)","v":""},null,null,null,null,null,null,null,null,null,null,null,null,null,null,null,null,null,"","","","",""]
[null,null,null,null,null,null,null,null,null,null,{"$f":"IF($J$19=OFFRE!$J$15,$B$41,\"\")","v":""},"","","","",null,{"$f":"IF($J$19=OFFRE!$J$15,$B$37,\"\")","v":""},"","","","",null,null,null,null,null,null,null,null,null,null,null,null,null,null,null,null,null,"","","","",""]
[null,null,null,null,null,null,null,null,null,null,null,{"$f":"IFERROR(VLOOKUP(K810,$B$7:$E$155,2,FALSE),\"\")","v":""},{"$f":"IFERROR(VLOOKUP(K810,$B$7:$E$155,3,FALSE),\"\")","v":""},{"$f":"IFERROR(VLOOKUP(K810,$B$7:$E$155,4,FALSE),\"\")","v":""},null,null,null,{"$f":"IFERROR(VLOOKUP(Q810,$B$7:$E$155,2,FALSE),\"\")","v":""},{"$f":"IFERROR(VLOOKUP(Q810,$B$7:$E$155,3,FALSE),\"\")","v":""},{"$f":"IFERROR(VLOOKUP(Q810,$B$7:$E$155,4,FALSE),\"\")","v":""},null,null,null,null,null,null,null,null,null,null,null,null,null,null,null,null,null,null,"","","","",""]
[null,null,null,null,null,null,null,null,null,null,null,"","","",null,null,null,"","","",null,null,null,null,null,null,null,null,null,null,null,null,null,null,null,null,null,null,"","","","",""]
[null,null,null,null,null,null,null,null,null,null,null,"","","",null,null,null,"","","",null,null,null,null,null,null,null,null,null,null,null,null,null,null,null,null,null,null,"","","","",""]
[null,null,null,null,null,null,null,null,null,null,null,"","","",null,null,null,"","","",null,null,null,null,null,null,null,null,null,null,null,null,null,null,null,null,null,null,"","","","",""]
[null,null,null,null,null,null,null,null,null,null,null,"","","",null,null,null,"","","",null,null,null,null,null,null,null,null,null,null,null,null,null,null,null,null,null,null,"","","","",""]
[null,null,null,null,null,null,null,null,null,null,null,"","","",null,null,null,"","","",null,null,null,null,null,null,null,null,null,null,null,null,null,null,null,null,null,null,"","","","",""]
[null,null,null,null,null,null,null,null,null,null,null,"","","",null,null,null,"","","",null,null,null,null,null,null,null,null,null,null,null,null,null,null,null,null,null,null,"","","","",""]
[null,null,null,null,null,null,null,null,null,null,null,"","","",null,null,null,"","","",null,null,null,null,null,null,null,null,null,null,null,null,null,null,null,null,null,null,"","","","",""]
[null,null,null,null,null,null,null,null,null,null,null,"Accessoires de mise en œuvre",null,null,null,null,null,"Accessoires de mise en œuvre",null,null,null,null,null,null,null,null,null,null,null,null,null,null,null,null,null,null,null,null,"","","","",""]
[null,null,null,null,null,null,null,null,null,null,{"$f":"IF($H$15=OFFRE!$H$16,$B$10,$B$8)","v":7694974},{"$f":"IFERROR(VLOOKUP(K819,$B$7:$E$155,2,FALSE),\"\")","v":"SUPPORT AU SOL CAOUTCHOUC 600MM"},{"$f":"IFERROR(VLOOKUP(K819,$B$7:$E$155,3,FALSE),\"\")","v":"EH879"},{"$f":"IFERROR(VLOOKUP(K819,$B$7:$E$155,4,FALSE),\"\")","v":119},1,null,{"$f":"IF($H$15=OFFRE!$H$16,$B$10,$B$8)","v":7694974},{"$f":"IFERROR(VLOOKUP(Q819,$B$7:$E$155,2,FALSE),\"\")","v":"SUPPORT AU SOL CAOUTCHOUC 600MM"},{"$f":"IFERROR(VLOOKUP(Q819,$B$7:$E$155,3,FALSE),\"\")","v":"EH879"},{"$f":"IFERROR(VLOOKUP(Q819,$B$7:$E$155,4,FALSE),\"\")","v":119},1,null,null,null,null,null,null,null,null,null,null,null,null,null,null,null,null,null,"","","","",""]
[null,null,null,null,null,null,null,null,null,null,{"$f":"$B$19","v":7636899},"KIT SILENCIEUX MODULE EXTERIEUR","EH572",66,null,null,{"$f":"$B$19","v":7636899},"KIT SILENCIEUX MODULE EXTERIEUR","EH572",66,null,null,null,null,null,null,null,null,null,null,null,null,null,null,null,null,null,null,"","","","",""]
[null,null,null,null,null,null,null,null,null,null,{"$f":"$B$22","v":7746197},"BOUTEILLE DE DECOUPLAGE 25L"," HK147",362,null,null,{"$f":"$B$22","v":7746197},"BOUTEILLE DE DECOUPLAGE 25L"," HK147",362,null,null,null,null,null,null,null,null,null,null,null,null,null,null,null,null,null,null,"","","","",""]
[null,null,null,null,null,null,null,null,null,null,{"$f":"$B$17","v":7619010},"KIT VANNE 3 VOIES","EH528",631,null,null,{"$f":"$B$17","v":7619010},"KIT VANNE 3 VOIES","EH528",631,null,null,null,null,null,null,null,null,null,null,null,null,null,null,null,null,null,null,"","","","",""]
[null,null,null,null,null,null,null,null,null,null,{"$f":"$B$18","v":7626737},"KIT ISOLATION MODE CLIMATISATION","EH567",229,null,null,{"$f":"$B$18","v":7626737},"KIT ISOLATION MODE CLIMATISATION","EH567",229,null,null,null,null,null,null,null,null,null,null,null,null,null,null,null,null,null,null,"","","","",""]
[null,null,null,null,null,null,null,null,null,null,{"$f":"$B$32","v":7746242},"SOUPAPE DIFFERENTIELLE ","HK150",59,1,null,{"$f":"$B$32","v":7746242},"SOUPAPE DIFFERENTIELLE ","HK150",59,1,null,null,null,null,null,null,null,null,null,null,null,null,null,null,null,null,null,"","","","",""]
[null,null,null,null,null,null,null,null,null,null,null,"","","",null,null,null,"","","",null,null,null,null,null,null,null,null,null,null,null,null,null,null,null,null,null,null,"","","","",""]
[null,null,null,null,null,null,null,null,null,null,null,"","","",null,null,null,"","","",null,null,null,null,null,null,null,null,null,null,null,null,null,null,null,null,null,null,"","","","",""]
[null,null,null,null,null,null,null,null,null,null,null,null,null,null,null,null,null,null,null,null,null,null,null,null,null,null,null,null,null,null,null,null,null,null,null,null,null,null,"","","","",""]
[null,null,null,null,null,null,null,null,null,null,null,"Ballons tampons",null,null,null,null,null,"Ballons tampons",null,null,null,null,null,null,null,null,null,null,null,null,null,null,null,null,null,null,null,null,"","","","",""]
[null,null,null,null,null,null,null,null,null,null,{"$f":"$B$15","v":100008841},{"$f":"IFERROR(VLOOKUP(K829,$B$7:$E$155,2,FALSE),\"\")","v":"BALLON TAMPON 80L B 80 T"},{"$f":"IFERROR(VLOOKUP(K829,$B$7:$E$155,3,FALSE),\"\")","v":"EH85"},{"$f":"IFERROR(VLOOKUP(K829,$B$7:$E$155,4,FALSE),\"\")","v":572},1,null,{"$f":"$B$15","v":100008841},{"$f":"IFERROR(VLOOKUP(Q829,$B$7:$E$155,2,FALSE),\"\")","v":"BALLON TAMPON 80L B 80 T"},{"$f":"IFERROR(VLOOKUP(Q829,$B$7:$E$155,3,FALSE),\"\")","v":"EH85"},{"$f":"IFERROR(VLOOKUP(Q829,$B$7:$E$155,4,FALSE),\"\")","v":572},1,null,null,null,null,null,null,null,null,null,null,null,null,null,null,null,null,null,"","","","",""]
[null,null,null,null,null,null,null,null,null,null,{"$f":"$B$16","v":100004415},{"$f":"IFERROR(VLOOKUP(K830,$B$7:$E$155,2,FALSE),\"\")","v":"BALLON TAMPON 160L B 150 T"},{"$f":"IFERROR(VLOOKUP(K830,$B$7:$E$155,3,FALSE),\"\")","v":"EH60"},{"$f":"IFERROR(VLOOKUP(K830,$B$7:$E$155,4,FALSE),\"\")","v":857},null,null,{"$f":"$B$16","v":100004415},{"$f":"IFERROR(VLOOKUP(Q830,$B$7:$E$155,2,FALSE),\"\")","v":"BALLON TAMPON 160L B 150 T"},{"$f":"IFERROR(VLOOKUP(Q830,$B$7:$E$155,3,FALSE),\"\")","v":"EH60"},{"$f":"IFERROR(VLOOKUP(Q830,$B$7:$E$155,4,FALSE),\"\")","v":857},null,null,null,null,null,null,null,null,null,null,null,null,null,null,null,null,null,null,"","","","",""]
[null,null,null,null,null,null,null,null,null,null,null,null,null,null,null,null,null,null,null,null,null,null,null,null,null,null,null,null,null,null,null,null,null,null,null,null,null,null,"","","","",""]
[null,null,null,null,null,null,null,null,null,null,null,"Accessoires de régulation",null,null,null,null,null,"Accessoires de régulation",null,null,null,null,null,null,null,null,null,null,null,null,null,null,null,null,null,null,null,null,"","","","",""]
[null,null,null,null,null,null,null,null,null,null,{"$f":"$B$23","v":7689751},{"$f":"IFERROR(VLOOKUP(K833,$B$7:$E$155,2,FALSE),\"\")","v":"KIT CARTE DE REGULATION 2nd CIRCUIT (VERSION B)"},{"$f":"IFERROR(VLOOKUP(K833,$B$7:$E$155,3,FALSE),\"\")","v":"EH862"},{"$f":"IFERROR(VLOOKUP(K833,$B$7:$E$155,4,FALSE),\"\")","v":113},null,null,{"$f":"$B$23","v":7689751},{"$f":"IFERROR(VLOOKUP(Q833,$B$7:$E$155,2,FALSE),\"\")","v":"KIT CARTE DE REGULATION 2nd CIRCUIT (VERSION B)"},{"$f":"IFERROR(VLOOKUP(Q833,$B$7:$E$155,3,FALSE),\"\")","v":"EH862"},{"$f":"IFERROR(VLOOKUP(Q833,$B$7:$E$155,4,FALSE),\"\")","v":113},null,null,null,null,null,null,null,null,null,null,null,null,null,null,null,null,null,null,"","","","",""]
[null,null,null,null,null,null,null,null,null,null,{"$f":"$B$24","v":88017904},"THERMOSTAT AMBIANCE PROGRAMMABLE (FILAIRE)","AD191",176,null,null,{"$f":"$B$24","v":88017904},"THERMOSTAT AMBIANCE PROGRAMMABLE (FILAIRE)","AD191",176,null,null,null,null,null,null,null,null,null,null,null,null,null,null,null,null,null,null,"","","","",""]
[null,null,null,null,null,null,null,null,null,null,{"$f":"$B$25","v":88017018},"THERMOSTAT D AMBIANCE PROGRAMMABLE SANS FILS","AD192",308,null,null,{"$f":"$B$25","v":88017018},"THERMOSTAT D AMBIANCE PROGRAMMABLE SANS FILS","AD192",308,null,null,null,null,null,null,null,null,null,null,null,null,null,null,null,null,null,null,"","","","",""]
[null,null,null,null,null,null,null,null,null,null,{"$f":"$B$26","v":88017859},"THERMOSTAT D'AMBIANCE NON PROGRAMMABLE","AD140",54,null,null,{"$f":"$B$26","v":88017859},"THERMOSTAT D'AMBIANCE NON PROGRAMMABLE","AD140",54,null,null,null,null,null,null,null,null,null,null,null,null,null,null,null,null,null,null,"","","","",""]
[null,null,null,null,null,null,null,null,null,null,{"$f":"$B$27","v":7691374},"THERMOSTAT AMBIANCE OETROSMART (R-BUS)","AD323",207,1,null,{"$f":"$B$27","v":7691374},"THERMOSTAT AMBIANCE OETROSMART (R-BUS)","AD323",207,1,null,null,null,null,null,null,null,null,null,null,null,null,null,null,null,null,null,"","","","",""]
[null,null,null,null,null,null,null,null,null,null,{"$f":"$B$28","v":7624902},"KIT CABLAGE PLANCHER CHAUFFANT DIRECT","HA255",40,null,null,{"$f":"$B$28","v":7624902},"KIT CABLAGE PLANCHER CHAUFFANT DIRECT","HA255",40,null,null,null,null,null,null,null,null,null,null,null,null,null,null,null,null,null,null,"","","","",""]
[null,null,null,null,null,null,null,null,null,null,{"$f":"$B$29","v":100019114},"KIT SONDE HYGRO RAFRAICHISSEMENT","HK27",233,null,null,{"$f":"$B$29","v":100019114},"KIT SONDE HYGRO RAFRAICHISSEMENT","HK27",233,null,null,null,null,null,null,null,null,null,null,null,null,null,null,null,null,null,null,"","","","",""]
[null,null,null,null,null,null,null,null,null,null,{"$f":"$B$30","v":7622433},"KIT SONDE CONDENSATION (0-10V)","HZ64",420,null,null,{"$f":"$B$30","v":7622433},"KIT SONDE CONDENSATION (0-10V)","HZ64",420,null,null,null,null,null,null,null,null,null,null,null,null,null,null,null,null,null,null,"","","","",""]
[null,null,null,null,null,null,null,null,null,null,{"$f":"$B$31","v":88017017},"SONDE DEPART v3v","AD199",85,null,null,{"$f":"$B$31","v":88017017},"SONDE DEPART v3v","AD199",85,null,null,null,null,null,null,null,null,null,null,null,null,null,null,null,null,null,null,"","","","",""]
[null,null,null,null,null,null,null,null,null,null,null,"","","",null,null,null,"","","",null,null,null,null,null,null,null,null,null,null,null,null,null,null,null,null,null,null,"","","","",""]
[null,null,null,null,null,null,null,null,null,null,null,"","","",null,null,null,"","","",null,null,null,null,null,null,null,null,null,null,null,null,null,null,null,null,null,null,"","","","",""]
[null,null,null,null,null,null,null,null,null,null,null,"","","",null,null,null,"","","",null,null,null,null,null,null,null,null,null,null,null,null,null,null,null,null,null,null,"","","","",""]
[null,null,null,null,null,null,null,null,null,null,null,"","","",null,null,null,"","","",null,null,null,null,null,null,null,null,null,null,null,null,null,null,null,null,null,null,"","","","",""]
[null,null,null,null,null,null,null,null,null,null,null,"","","",null,null,null,"","","",null,null,null,null,null,null,null,null,null,null,null,null,null,null,null,null,null,null,"","","","",""]
[]
[]
[]
[]
[]
[]
[]
[]
[]
[]
[null,null,null,null,null,null,null,null,null,null,null,null,null,null,null,null,null,null,null,null,null,null,null,null,null,null,null,null,null,null,null,null,null,null,null,null,null,null,"Si 16 TR choisi + MOYENNE chaudière"]
[null,null,null,null,null,null,null,null,null,null,null,null,null,null,null,null,null,null,null,null,null,null,null,null,null,null,null,null,null,null,null,null,null,null,null,null,null,{"$f":"IF($AN871=\"\",0,1)","v":0},{"$f":"IF($J$841=1,K846,IF($P$841=1,Q846,IF($AD$853=1,AE858,IF($W$853=1,X858,\"\"))))","v":""},{"$f":"IF($J$841=1,L846,IF($P$841=1,R846,IF($AD$853=1,AF858,IF($W$853=1,Y858,\"\"))))","v":""},{"$f":"IF($J$841=1,M846,IF($P$841=1,S846,IF($AD$853=1,AG858,IF($W$853=1,Z858,\"\"))))","v":""},{"$f":"IF($J$841=1,N846,IF($P$841=1,T846,IF($AD$853=1,AH858,IF($W$853=1,AA858,\"\"))))","v":""},{"$f":"IF($J$841=1,O846,IF($P$841=1,U846,IF($AD$853=1,AI858,IF($W$853=1,AB858,\"\"))))","v":""}]
[null,null,null,null,null,null,null,null,null,null,null,null,null,null,null,null,null,null,null,null,null,null,null,null,null,null,null,null,null,null,null,null,null,null,null,null,null,null,"","","","",""]
[null,null,null,null,null,null,null,null,null,null,null,null,null,null,null,null,null,null,null,null,null,null,null,null,null,null,null,null,null,null,null,null,null,null,null,null,null,null,"","","","",""]
[null,null,null,null,null,null,null,null,null,null,null,null,null,null,null,null,null,null,null,null,null,null,null,null,null,null,null,null,null,null,null,null,null,null,null,null,null,null,"","","","",""]
[null,null,null,null,null,null,null,null,null,null,null,null,null,null,null,null,null,null,null,null,null,null,null,null,null,null,null,null,null,null,null,null,null,null,null,null,null,null,"","","","",""]
[null,null,null,null,null,null,null,null,null,null,null,null,null,null,null,null,null,null,null,null,null,null,null,null,null,null,null,null,null,null,null,null,null,null,null,null,null,null,"","","","",""]
[null,null,null,null,null,null,null,null,null,null,null,null,null,null,null,null,null,null,null,null,null,null,null,null,null,null,null,null,null,null,null,null,null,null,null,null,null,null,"","","","",""]
[null,null,null,null,null,null,null,null,null,null,null,null,null,null,null,null,null,null,null,null,null,null,null,null,null,null,null,null,null,null,null,null,null,null,null,null,null,null,"","","","",""]
[null,null,null,null,null,null,null,null,null,null,null,null,null,null,null,null,null,null,null,null,null,null,null,null,null,null,null,null,null,null,null,null,null,null,null,null,null,null,"","","","",""]
[null,null,null,null,null,null,null,null,null,null,null,null,null,null,null,null,null,null,null,null,null,null,null,null,null,null,null,null,null,null,null,null,null,null,null,null,null,null,"","","","",""]
[null,null,null,null,null,null,null,null,null,null,null,null,null,null,null,null,null,null,null,null,null,null,null,null,null,null,null,null,null,null,null,null,null,null,null,null,null,null,"","","","",""]
[null,null,null,null,null,null,null,null,null,null,null,null,null,null,null,null,null,null,null,null,null,null,null,null,null,null,null,null,null,null,null,null,null,null,null,null,null,null,"","","","",""]
[null,null,null,null,null,null,null,null,null,null,null,null,null,null,null,null,null,null,null,null,null,null,null,null,null,null,null,null,null,null,null,null,null,null,null,null,null,null,"","","","",""]
[null,null,null,null,null,null,null,null,null,null,null,null,null,null,null,null,null,null,null,null,null,null,null,null,null,null,null,null,null,null,null,null,null,null,null,null,null,null,"","","","",""]
[null,null,null,null,null,null,null,null,null,null,null,null,null,null,null,null,null,null,null,null,null,null,null,null,null,null,null,null,null,null,null,null,null,null,null,null,null,null,"","","","",""]
[null,null,null,null,null,null,null,null,null,null,null,null,null,null,null,null,null,null,null,null,null,null,null,null,null,null,null,null,null,null,null,null,null,null,null,null,null,null,"","","","",""]
[null,null,null,null,null,null,null,null,null,null,null,null,null,null,null,null,null,null,null,null,null,null,null,null,null,null,null,null,null,null,null,null,null,null,null,null,null,null,"","","","",""]
[null,null,null,null,null,null,null,null,null,null,null,null,null,null,null,null,null,null,null,null,null,null,null,null,null,null,null,null,null,null,null,null,null,null,null,null,null,null,"","","","",""]
[null,null,null,null,null,null,null,null,null,null,null,null,null,null,null,null,null,null,null,null,null,null,null,null,null,null,null,null,null,null,null,null,null,null,null,null,null,null,"","","","",""]
[null,null,null,null,null,null,null,null,null,null,null,null,null,null,null,null,null,null,null,null,null,null,null,null,null,null,null,null,null,null,null,null,null,null,null,null,null,null,"","","","",""]
[null,null,null,null,null,null,null,null,null,null,null,null,null,null,null,null,null,null,null,null,null,null,null,null,null,null,null,null,null,null,null,null,null,null,null,null,null,null,"","","","",""]
[null,null,null,null,null,null,null,null,null,null,null,null,null,null,null,null,null,null,null,null,null,null,null,null,null,null,null,null,null,null,null,null,null,null,null,null,null,null,"","","","",""]
[null,null,null,null,null,null,null,null,null,null,null,null,null,null,null,null,null,null,null,null,null,null,null,null,null,null,null,null,null,null,null,null,null,null,null,null,null,null,"","","","",""]
[null,null,null,null,null,null,null,null,null,null,null,null,null,null,null,null,null,null,null,null,null,null,null,null,null,null,null,null,null,null,null,null,null,null,null,null,null,null,"","","","",""]
[null,null,null,null,null,null,null,null,null,null,null,null,null,null,null,null,null,null,null,null,null,null,null,null,null,null,null,null,null,null,null,null,null,null,null,null,null,null,"","","","",""]
[null,null,null,null,null,null,null,null,null,null,null,null,null,null,null,null,null,null,null,null,null,null,null,null,null,null,null,null,null,null,null,null,null,null,null,null,null,null,"","","","",""]
[null,null,null,null,null,null,null,null,null,null,null,null,null,null,null,null,null,null,null,null,null,null,null,null,null,null,null,null,null,null,null,null,null,null,null,null,null,null,"","","","",""]
[null,null,null,null,null,null,null,null,null,null,null,null,null,null,null,null,null,null,null,null,null,null,null,null,null,null,null,null,null,null,null,null,null,null,null,null,null,null,"","","","",""]
[null,null,null,null,null,null,null,null,null,null,null,null,null,null,null,null,null,null,null,null,null,null,null,null,null,null,null,null,null,null,null,null,null,null,null,null,null,null,"","","","",""]
[null,null,null,null,null,null,null,null,null,null,null,null,null,null,null,null,null,null,null,null,null,null,null,null,null,null,null,null,null,null,null,null,null,null,null,null,null,null,"","","","",""]
[null,null,null,null,null,null,null,null,null,null,null,null,null,null,null,null,null,null,null,null,null,null,null,null,null,null,null,null,null,null,null,null,null,null,null,null,null,null,"","","","",""]
[null,null,null,null,null,null,null,null,null,null,null,null,null,null,null,null,null,null,null,null,null,null,null,null,null,null,null,null,null,null,null,null,null,null,null,null,null,null,"","","","",""]
[null,null,null,null,null,null,null,null,null,null,null,null,null,null,null,null,null,null,null,null,null,null,null,null,null,null,null,null,null,null,null,null,null,null,null,null,null,null,{"$f":"IF($J$841=1,K878,IF($P$841=1,Q878,IF($AD$853=1,AE890,IF($W$853=1,X890,\"\"))))","v":""},{"$f":"IF($J$841=1,L878,IF($P$841=1,R878,IF($AD$853=1,AF890,IF($W$853=1,Y890,\"\"))))","v":""},{"$f":"IF($J$841=1,M878,IF($P$841=1,S878,IF($AD$853=1,AG890,IF($W$853=1,Z890,\"\"))))","v":""},{"$f":"IF($J$841=1,N878,IF($P$841=1,T878,IF($AD$853=1,AH890,IF($W$853=1,AA890,\"\"))))","v":""},{"$f":"IF($J$841=1,O878,IF($P$841=1,U878,IF($AD$853=1,AI890,IF($W$853=1,AB890,\"\"))))","v":""}]
[null,null,null,null,null,null,null,null,null,null,null,null,null,null,null,null,null,null,null,null,null,null,null,null,null,null,null,null,null,null,null,null,null,null,null,null,null,null,"","","","",""]
[null,null,null,null,null,null,null,null,null,null,null,null,null,null,null,null,null,null,null,null,null,null,null,null,null,null,null,null,null,null,null,null,null,null,null,null,null,null,"","","","",""]
[null,null,null,null,null,null,null,null,null,null,null,null,null,null,null,null,null,null,null,null,null,null,null,null,null,null,null,null,null,null,null,null,null,null,null,null,null,null,"","","","",""]
[null,null,null,null,null,null,null,null,null,null,null,null,null,null,null,null,null,null,null,null,null,null,null,null,null,null,null,null,null,null,null,null,null,null,null,null,null,null,"","","","",""]
[null,null,null,null,null,null,null,null,null,null,null,null,null,null,null,null,null,null,null,null,null,null,null,null,null,null,null,null,null,null,null,null,null,null,null,null,null,null,"","","","",""]
[null,null,null,null,null,null,null,null,null,null,null,null,null,null,null,null,null,null,null,null,null,null,null,null,null,null,null,null,null,null,null,null,null,null,null,null,null,null,"","","","",""]
[null,null,null,null,null,null,null,null,null,null,null,null,null,null,null,null,null,null,null,null,null,null,null,null,null,null,null,null,null,null,null,null,null,null,null,null,null,null,"","","","",""]
[null,null,null,null,null,null,null,null,null,null,null,null,null,null,null,null,null,null,null,null,null,null,null,null,null,null,null,null,null,null,null,null,null,null,null,null,null,null,"","","","",""]
[null,null,null,null,null,null,null,null,null,null,null,null,null,null,null,null,null,null,null,null,null,null,null,null,null,null,null,null,null,null,null,null,null,null,null,null,null,null,"","","","",""]
[null,null,null,null,null,null,null,null,null,null,null,null,null,null,null,null,null,null,null,null,null,null,null,null,null,null,null,null,null,null,null,null,null,null,null,null,null,null,"","","","",""]
[null,null,null,null,null,null,null,null,null,null,null,null,null,null,null,null,null,null,null,null,null,null,null,null,null,null,null,null,null,null,null,null,null,null,null,null,null,null,"","","","",""]
[null,null,null,null,null,null,null,null,null,null,null,null,null,null,null,null,null,null,null,null,null,null,null,null,null,null,null,null,null,null,null,null,null,null,null,null,null,null,"","","","",""]
[null,null,null,null,null,null,null,null,null,null,null,null,null,null,null,null,null,null,null,null,null,null,null,null,null,null,null,null,null,null,null,null,null,null,null,null,null,null,"","","","",""]
[null,null,null,null,null,null,null,null,null,null,null,null,null,null,null,null,null,null,null,null,null,null,null,null,null,null,null,null,null,null,null,null,null,null,null,null,null,null,"","","","",""]
[null,null,null,null,null,null,null,null,null,null,null,null,null,null,null,null,null,null,null,null,null,null,null,null,null,null,null,null,null,null,null,null,null,null,null,null,null,null,"","","","",""]
[null,null,null,null,null,null,null,null,null,null,null,null,null,null,null,null,null,null,null,null,null,null,null,null,null,null,null,null,null,null,null,null,null,null,null,null,null,null,"","","","",""]
[null,null,null,null,null,null,null,null,null,null,null,null,null,null,null,null,null,null,null,null,null,null,null,null,null,null,null,null,null,null,null,null,null,null,null,null,null,null,"","","","",""]
[null,null,null,null,null,null,null,null,null,null,null,null,null,null,null,null,null,null,null,null,null,null,null,null,null,null,null,null,null,null,null,null,null,null,null,null,null,null,"","","","",""]
[null,null,null,null,null,null,null,null,null,null,null,null,null,null,null,null,null,null,null,null,null,null,null,null,null,null,null,null,null,null,null,null,null,null,null,null,null,null,"","","","",""]
[null,null,null,null,null,null,null,null,null,null,null,null,null,null,null,null,null,null,null,null,null,null,null,null,null,null,null,null,null,null,null,null,null,null,null,null,null,null,"","","","",""]
[null,null,null,null,null,null,null,null,null,null,null,null,null,null,null,null,null,null,null,null,null,null,null,null,null,null,null,null,null,null,null,null,null,null,null,null,null,null,"","","","",""]
[null,null,null,null,null,null,null,null,null,null,null,null,null,null,null,null,null,null,null,null,null,null,null,null,null,null,null,null,null,null,null,null,null,null,null,null,null,null,"","","","",""]
[null,null,null,null,null,null,null,null,null,null,null,null,null,null,null,null,null,null,null,null,null,null,null,null,null,null,null,null,null,null,null,null,null,null,null,null,null,null,"","","","",""]
[null,null,null,null,null,null,null,null,null,null,null,null,null,null,null,null,null,null,null,null,null,null,null,null,null,null,null,null,null,null,null,null,null,null,null,null,null,null,"","","","",""]
[null,null,null,null,null,null,null,null,null,null,null,null,null,null,null,null,null,null,null,null,null,null,null,null,null,null,null,null,null,null,null,null,null,null,null,null,null,null,"","","","",""]
[null,null,null,null,null,null,null,null,null,null,null,null,null,null,null,null,null,null,null,null,null,null,null,null,null,null,null,null,null,null,null,null,null,null,null,null,null,null,"","","","",""]
[]
[]
[]
[]
[]
[]
[]
[]
[]
[]
[]
[]
[]
[]
[]
[]
[]
[]
[null,null,null,null,null,null,null,null,null,null,null,null,null,null,null,null,null,null,null,null,null,null,null,null,null,null,null,null,null,null,null,null,null,null,null,null,null,null,"Si 8 MR choisi + GROSSE chaudière"]
[null,null,null,null,null,null,null,null,null,null,null,null,null,null,null,null,null,null,null,null,null,null,null,null,null,null,null,null,null,null,null,null,null,null,null,null,null,{"$f":"IF($AN949=\"\",0,1)","v":0},{"$f":"IF($J$903=1,K908,IF($P$903=1,Q908,IF($AD$931=1,AE936,IF($W$931=1,X936,\"\"))))","v":""},{"$f":"IF($J$903=1,L908,IF($P$903=1,R908,IF($AD$931=1,AF936,IF($W$931=1,Y936,\"\"))))","v":""},{"$f":"IF($J$903=1,M908,IF($P$903=1,S908,IF($AD$931=1,AG936,IF($W$931=1,Z936,\"\"))))","v":""},{"$f":"IF($J$903=1,N908,IF($P$903=1,T908,IF($AD$931=1,AH936,IF($W$931=1,AA936,\"\"))))","v":""},{"$f":"IF($J$903=1,O908,IF($P$903=1,U908,IF($AD$931=1,AI936,IF($W$931=1,AB936,\"\"))))","v":""}]
[null,null,null,null,null,null,null,null,null,null,null,null,null,null,null,null,null,null,null,null,null,null,null,null,null,null,null,null,null,null,null,null,null,null,null,null,null,null,"","","","",""]
[null,null,null,null,null,null,null,null,null,null,null,null,null,null,null,null,null,null,null,null,null,null,null,null,null,null,null,null,null,null,null,null,null,null,null,null,null,null,"","","","",""]
[null,null,null,null,null,null,null,null,null,null,null,null,null,null,null,null,null,null,null,null,null,null,null,null,null,null,null,null,null,null,null,null,null,null,null,null,null,null,"","","","",""]
[null,null,null,null,null,null,null,null,null,null,null,null,null,null,null,null,null,null,null,null,null,null,null,null,null,null,null,null,null,null,null,null,null,null,null,null,null,null,"","","","",""]
[null,null,null,null,null,null,null,null,null,null,null,null,null,null,null,null,null,null,null,null,null,null,null,null,null,null,null,null,null,null,null,null,null,null,null,null,null,null,"","","","",""]
[null,null,null,null,null,null,null,null,null,null,null,null,null,null,null,null,null,null,null,null,null,null,null,null,null,null,null,null,null,null,null,null,null,null,null,null,null,null,"","","","",""]
[null,null,null,null,null,null,null,null,null,null,null,null,null,null,null,null,null,null,null,null,null,null,null,null,null,null,null,null,null,null,null,null,null,null,null,null,null,null,"","","","",""]
[null,null,null,null,null,null,null,null,null,null,null,null,null,null,null,null,null,null,null,null,null,null,null,null,null,null,null,null,null,null,null,null,null,null,null,null,null,null,"","","","",""]
[null,null,null,null,null,null,null,null,null,null,null,null,null,null,null,null,null,null,null,null,null,null,null,null,null,null,null,null,null,null,null,null,null,null,null,null,null,null,"","","","",""]
[null,null,null,null,null,null,null,null,null,null,null,null,null,null,null,null,null,null,null,null,null,null,null,null,null,null,null,null,null,null,null,null,null,null,null,null,null,null,"","","","",""]
[null,null,null,null,null,null,null,null,null,null,null,null,null,null,null,null,null,null,null,null,null,null,null,null,null,null,null,null,null,null,null,null,null,null,null,null,null,null,"","","","",""]
[null,null,null,null,null,null,null,null,null,null,null,null,null,null,null,null,null,null,null,null,null,null,null,null,null,null,null,null,null,null,null,null,null,null,null,null,null,null,"","","","",""]
[null,null,null,null,null,null,null,null,null,null,null,null,null,null,null,null,null,null,null,null,null,null,null,null,null,null,null,null,null,null,null,null,null,null,null,null,null,null,"","","","",""]
[null,null,null,null,null,null,null,null,null,null,null,null,null,null,null,null,null,null,null,null,null,null,null,null,null,null,null,null,null,null,null,null,null,null,null,null,null,null,"","","","",""]
[null,null,null,null,null,null,null,null,null,null,null,null,null,null,null,null,null,null,null,null,null,null,null,null,null,null,null,null,null,null,null,null,null,null,null,null,null,null,"","","","",""]
[null,null,null,null,null,null,null,null,null,null,null,null,null,null,null,null,null,null,null,null,null,null,null,null,null,null,null,null,null,null,null,null,null,null,null,null,null,null,"","","","",""]
[null,null,null,null,null,null,null,null,null,null,null,null,null,null,null,null,null,null,null,null,null,null,null,null,null,null,null,null,null,null,null,null,null,null,null,null,null,null,"","","","",""]
[null,null,null,null,null,null,null,null,null,null,null,null,null,null,null,null,null,null,null,null,null,null,null,null,null,null,null,null,null,null,null,null,null,null,null,null,null,null,"","","","",""]
[null,null,null,null,null,null,null,null,null,null,null,null,null,null,null,null,null,null,null,null,null,null,null,null,null,null,null,null,null,null,null,null,null,null,null,null,null,null,"","","","",""]
[null,null,null,null,null,null,null,null,null,null,null,null,null,null,null,null,null,null,null,null,null,null,null,null,null,null,null,null,null,null,null,null,null,null,null,null,null,null,"","","","",""]
[null,null,null,null,null,null,null,null,null,null,null,null,null,null,null,null,null,null,null,null,null,null,null,null,null,null,null,null,null,null,null,null,null,null,null,null,null,null,"","","","",""]
[null,null,null,null,null,null,null,null,null,null,null,null,null,null,null,null,null,null,null,null,null,null,null,null,null,null,null,null,null,null,null,null,null,null,null,null,null,null,"","","","",""]
[null,null,null,null,null,null,null,null,null,null,null,null,null,null,null,null,null,null,null,null,null,null,null,null,null,null,null,null,null,null,null,null,null,null,null,null,null,null,"","","","",""]
[null,null,null,null,null,null,null,null,null,null,null,null,null,null,null,null,null,null,null,null,null,null,null,null,null,null,null,null,null,null,null,null,null,null,null,null,null,null,"","","","",""]
[null,null,null,null,null,null,null,null,null,null,null,null,null,null,null,null,null,null,null,null,null,null,null,null,null,null,null,null,null,null,null,null,null,null,null,null,null,null,"","","","",""]
[null,null,null,null,null,null,null,null,null,null,null,null,null,null,null,null,null,null,null,null,null,null,null,null,null,null,null,null,null,null,null,null,null,null,null,null,null,null,"","","","",""]
[null,null,null,null,null,null,null,null,null,null,null,null,null,null,null,null,null,null,null,null,null,null,null,null,null,null,null,null,null,null,null,null,null,null,null,null,null,null,"","","","",""]
[null,null,null,null,null,null,null,null,null,null,null,null,null,null,null,null,null,null,null,null,null,null,null,null,null,null,null,null,null,null,null,null,null,null,null,null,null,null,"","","","",""]
[null,null,null,null,null,null,null,null,null,null,null,null,null,null,null,null,null,null,null,null,null,null,null,null,null,null,null,null,null,null,null,null,null,null,null,null,null,null,"","","","",""]
[null,null,null,null,null,null,null,null,null,null,null,null,null,null,null,null,null,null,null,null,null,null,null,null,null,null,null,null,null,null,null,null,null,null,null,null,null,null,"","","","",""]
[null,null,null,null,null,null,null,null,null,null,null,null,null,null,null,null,null,null,null,null,null,null,null,null,null,null,null,null,null,null,null,null,null,null,null,null,null,null,"","","","",""]
[null,null,null,null,null,null,null,null,null,null,null,null,null,null,null,null,null,null,null,null,null,null,null,null,null,null,null,null,null,null,null,null,null,null,null,null,null,null,{"$f":"IF($J$903=1,K940,IF($P$903=1,Q940,IF($AD$931=1,AE968,IF($W$931=1,X968,\"\"))))","v":""},{"$f":"IF($J$903=1,L940,IF($P$903=1,R940,IF($AD$931=1,AF968,IF($W$931=1,Y968,\"\"))))","v":""},{"$f":"IF($J$903=1,M940,IF($P$903=1,S940,IF($AD$931=1,AG968,IF($W$931=1,Z968,\"\"))))","v":""},{"$f":"IF($J$903=1,N940,IF($P$903=1,T940,IF($AD$931=1,AH968,IF($W$931=1,AA968,\"\"))))","v":""},{"$f":"IF($J$903=1,O940,IF($P$903=1,U940,IF($AD$931=1,AI968,IF($W$931=1,AB968,\"\"))))","v":""}]
[null,null,null,null,null,null,null,null,null,null,null,null,null,null,null,null,null,null,null,null,null,null,null,null,null,null,null,null,null,null,null,null,null,null,null,null,null,null,"","","","",""]
[null,null,null,null,null,null,null,null,null,null,null,null,null,null,null,null,null,null,null,null,null,null,null,null,null,null,null,null,null,null,null,null,null,null,null,null,null,null,"","","","",""]
[null,null,null,null,null,null,null,null,null,null,null,null,null,null,null,null,null,null,null,null,null,null,null,null,null,null,null,null,null,null,null,null,null,null,null,null,null,null,"","","","",""]
[null,null,null,null,null,null,null,null,null,null,null,null,null,null,null,null,null,null,null,null,null,null,null,null,null,null,null,null,null,null,null,null,null,null,null,null,null,null,"","","","",""]
[null,null,null,null,null,null,null,null,null,null,null,null,null,null,null,null,null,null,null,null,null,null,null,null,null,null,null,null,null,null,null,null,null,null,null,null,null,null,"","","","",""]
[null,null,null,null,null,null,null,null,null,null,null,null,null,null,null,null,null,null,null,null,null,null,null,null,null,null,null,null,null,null,null,null,null,null,null,null,null,null,"","","","",""]
[null,null,null,null,null,null,null,null,null,null,null,null,null,null,null,null,null,null,null,null,null,null,null,null,null,null,null,null,null,null,null,null,null,null,null,null,null,null,"","","","",""]
[null,null,null,null,null,null,null,null,null,null,null,null,null,null,null,null,null,null,null,null,null,null,null,null,null,null,null,null,null,null,null,null,null,null,null,null,null,null,"","","","",""]
[null,null,null,null,null,null,null,null,null,null,null,null,null,null,null,null,null,null,null,null,null,null,null,null,null,null,null,null,null,null,null,null,null,null,null,null,null,null,"","","","",""]
[null,null,null,null,null,null,null,null,null,null,null,null,null,null,null,null,null,null,null,null,null,null,null,null,null,null,null,null,null,null,null,null,null,null,null,null,null,null,"","","","",""]
[null,null,null,null,null,null,null,null,null,null,null,null,null,null,null,null,null,null,null,null,null,null,null,null,null,null,null,null,null,null,null,null,null,null,null,null,null,null,"","","","",""]
[null,null,null,null,null,null,null,null,null,null,null,null,null,null,null,null,null,null,null,null,null,null,null,null,null,null,null,null,null,null,null,null,null,null,null,null,null,null,"","","","",""]
[null,null,null,null,null,null,null,null,null,null,null,null,null,null,null,null,null,null,null,null,null,null,null,null,null,null,null,null,null,null,null,null,null,null,null,null,null,null,"","","","",""]
[null,null,null,null,null,null,null,null,null,null,null,null,null,null,null,null,null,null,null,null,null,null,null,null,null,null,null,null,null,null,null,null,null,null,null,null,null,null,"","","","",""]
[null,null,null,null,null,null,null,null,null,null,null,null,null,null,null,null,null,null,null,null,null,null,null,null,null,null,null,null,null,null,null,null,null,null,null,null,null,null,"","","","",""]
[null,null,null,null,null,null,null,null,null,null,null,null,null,null,null,null,null,null,null,null,null,null,null,null,null,null,null,null,null,null,null,null,null,null,null,null,null,null,"","","","",""]
[null,null,null,null,null,null,null,null,null,null,null,null,null,null,null,null,null,null,null,null,null,null,null,null,null,null,null,null,null,null,null,null,null,null,null,null,null,null,"","","","",""]
[null,null,null,null,null,null,null,null,null,null,null,null,null,null,null,null,null,null,null,null,null,null,null,null,null,null,null,null,null,null,null,null,null,null,null,null,null,null,"","","","",""]
[null,null,null,null,null,null,null,null,null,null,null,null,null,null,null,null,null,null,null,null,null,null,null,null,null,null,null,null,null,null,null,null,null,null,null,null,null,null,"","","","",""]
[null,null,null,null,null,null,null,null,null,null,null,null,null,null,null,null,null,null,null,null,null,null,null,null,null,null,null,null,null,null,null,null,null,null,null,null,null,null,"","","","",""]
[null,null,null,null,null,null,null,null,null,null,null,null,null,null,null,null,null,null,null,null,null,null,null,null,null,null,null,null,null,null,null,null,null,null,null,null,null,null,"","","","",""]
[null,null,null,null,null,null,null,null,null,null,null,null,null,null,null,null,null,null,null,null,null,null,null,null,null,null,null,null,null,null,null,null,null,null,null,null,null,null,"","","","",""]
[null,null,null,null,null,null,null,null,null,null,null,null,null,null,null,null,null,null,null,null,null,null,null,null,null,null,null,null,null,null,null,null,null,null,null,null,null,null,"","","","",""]
[null,null,null,null,null,null,null,null,null,null,null,null,null,null,null,null,null,null,null,null,null,null,null,null,null,null,null,null,null,null,null,null,null,null,null,null,null,null,"","","","",""]
[null,null,null,null,null,null,null,null,null,null,null,null,null,null,null,null,null,null,null,null,null,null,null,null,null,null,null,null,null,null,null,null,null,null,null,null,null,null,"","","","",""]
[null,null,null,null,null,null,null,null,null,null,null,null,null,null,null,null,null,null,null,null,null,null,null,null,null,null,null,null,null,null,null,null,null,null,null,null,null,null,"","","","",""]
[]
[]
[]
[]
[]
[]
[]
[]
[]
[]
[null,null,null,null,null,null,null,null,null,null,null,null,null,null,null,null,null,null,null,null,null,null,null,null,null,null,null,null,null,null,null,null,null,null,null,null,null,null,"Si 11 MR choisi + GROSSE chaudière"]
[null,null,null,null,null,null,null,null,null,null,null,null,null,null,null,null,null,null,null,null,null,null,null,null,null,null,null,null,null,null,null,null,null,null,null,null,null,{"$f":"IF($AN1019=\"\",0,1)","v":0},{"$f":"IF($J$961=1,K966,IF($P$961=1,Q966,IF($AD$1001=1,AE1006,IF($W$1001=1,X1006,\"\"))))","v":""},{"$f":"IF($J$961=1,L966,IF($P$961=1,R966,IF($AD$1001=1,AF1006,IF($W$1001=1,Y1006,\"\"))))","v":""},{"$f":"IF($J$961=1,M966,IF($P$961=1,S966,IF($AD$1001=1,AG1006,IF($W$1001=1,Z1006,\"\"))))","v":""},{"$f":"IF($J$961=1,N966,IF($P$961=1,T966,IF($AD$1001=1,AH1006,IF($W$1001=1,AA1006,\"\"))))","v":""},{"$f":"IF($J$961=1,O966,IF($P$961=1,U966,IF($AD$1001=1,AI1006,IF($W$1001=1,AB1006,\"\"))))","v":""}]
[null,null,null,null,null,null,null,null,null,null,null,null,null,null,null,null,null,null,null,null,null,null,null,null,null,null,null,null,null,null,null,null,null,null,null,null,null,null,"","","","",""]
[null,null,null,null,null,null,null,null,null,null,null,null,null,null,null,null,null,null,null,null,null,null,null,null,null,null,null,null,null,null,null,null,null,null,null,null,null,null,"","","","",""]
[null,null,null,null,null,null,null,null,null,null,null,null,null,null,null,null,null,null,null,null,null,null,null,null,null,null,null,null,null,null,null,null,null,null,null,null,null,null,"","","","",""]
[null,null,null,null,null,null,null,null,null,null,null,null,null,null,null,null,null,null,null,null,null,null,null,null,null,null,null,null,null,null,null,null,null,null,null,null,null,null,"","","","",""]
[null,null,null,null,null,null,null,null,null,null,null,null,null,null,null,null,null,null,null,null,null,null,null,null,null,null,null,null,null,null,null,null,null,null,null,null,null,null,"","","","",""]
[null,null,null,null,null,null,null,null,null,null,null,null,null,null,null,null,null,null,null,null,null,null,null,null,null,null,null,null,null,null,null,null,null,null,null,null,null,null,"","","","",""]
[null,null,null,null,null,null,null,null,null,null,null,null,null,null,null,null,null,null,null,null,null,null,null,null,null,null,null,null,null,null,null,null,null,null,null,null,null,null,"","","","",""]
[null,null,null,null,null,null,null,null,null,null,null,null,null,null,null,null,null,null,null,null,null,null,null,null,null,null,null,null,null,null,null,null,null,null,null,null,null,null,"","","","",""]
[null,null,null,null,null,null,null,null,null,null,null,null,null,null,null,null,null,null,null,null,null,null,null,null,null,null,null,null,null,null,null,null,null,null,null,null,null,null,"","","","",""]
[null,null,null,null,null,null,null,null,null,null,null,null,null,null,null,null,null,null,null,null,null,null,null,null,null,null,null,null,null,null,null,null,null,null,null,null,null,null,"","","","",""]
[null,null,null,null,null,null,null,null,null,null,null,null,null,null,null,null,null,null,null,null,null,null,null,null,null,null,null,null,null,null,null,null,null,null,null,null,null,null,"","","","",""]
[null,null,null,null,null,null,null,null,null,null,null,null,null,null,null,null,null,null,null,null,null,null,null,null,null,null,null,null,null,null,null,null,null,null,null,null,null,null,"","","","",""]
[null,null,null,null,null,null,null,null,null,null,null,null,null,null,null,null,null,null,null,null,null,null,null,null,null,null,null,null,null,null,null,null,null,null,null,null,null,null,"","","","",""]
[null,null,null,null,null,null,null,null,null,null,null,null,null,null,null,null,null,null,null,null,null,null,null,null,null,null,null,null,null,null,null,null,null,null,null,null,null,null,"","","","",""]
[null,null,null,null,null,null,null,null,null,null,null,null,null,null,null,null,null,null,null,null,null,null,null,null,null,null,null,null,null,null,null,null,null,null,null,null,null,null,"","","","",""]
[null,null,null,null,null,null,null,null,null,null,null,null,null,null,null,null,null,null,null,null,null,null,null,null,null,null,null,null,null,null,null,null,null,null,null,null,null,null,"","","","",""]
[null,null,null,null,null,null,null,null,null,null,null,null,null,null,null,null,null,null,null,null,null,null,null,null,null,null,null,null,null,null,null,null,null,null,null,null,null,null,"","","","",""]
[null,null,null,null,null,null,null,null,null,null,null,null,null,null,null,null,null,null,null,null,null,null,null,null,null,null,null,null,null,null,null,null,null,null,null,null,null,null,"","","","",""]
[null,null,null,null,null,null,null,null,null,null,null,null,null,null,null,null,null,null,null,null,null,null,null,null,null,null,null,null,null,null,null,null,null,null,null,null,null,null,"","","","",""]
[null,null,null,null,null,null,null,null,null,null,null,null,null,null,null,null,null,null,null,null,null,null,null,null,null,null,null,null,null,null,null,null,null,null,null,null,null,null,"","","","",""]
[null,null,null,null,null,null,null,null,null,null,null,null,null,null,null,null,null,null,null,null,null,null,null,null,null,null,null,null,null,null,null,null,null,null,null,null,null,null,"","","","",""]
[null,null,null,null,null,null,null,null,null,null,null,null,null,null,null,null,null,null,null,null,null,null,null,null,null,null,null,null,null,null,null,null,null,null,null,null,null,null,"","","","",""]
[null,null,null,null,null,null,null,null,null,null,null,null,null,null,null,null,null,null,null,null,null,null,null,null,null,null,null,null,null,null,null,null,null,null,null,null,null,null,"","","","",""]
[null,null,null,null,null,null,null,null,null,null,null,null,null,null,null,null,null,null,null,null,null,null,null,null,null,null,null,null,null,null,null,null,null,null,null,null,null,null,"","","","",""]
[null,null,null,null,null,null,null,null,null,null,null,null,null,null,null,null,null,null,null,null,null,null,null,null,null,null,null,null,null,null,null,null,null,null,null,null,null,null,"","","","",""]
[null,null,null,null,null,null,null,null,null,null,null,null,null,null,null,null,null,null,null,null,null,null,null,null,null,null,null,null,null,null,null,null,null,null,null,null,null,null,"","","","",""]
[null,null,null,null,null,null,null,null,null,null,null,null,null,null,null,null,null,null,null,null,null,null,null,null,null,null,null,null,null,null,null,null,null,null,null,null,null,null,"","","","",""]
[null,null,null,null,null,null,null,null,null,null,null,null,null,null,null,null,null,null,null,null,null,null,null,null,null,null,null,null,null,null,null,null,null,null,null,null,null,null,"","","","",""]
[null,null,null,null,null,null,null,null,null,null,null,null,null,null,null,null,null,null,null,null,null,null,null,null,null,null,null,null,null,null,null,null,null,null,null,null,null,null,"","","","",""]
[null,null,null,null,null,null,null,null,null,null,null,null,null,null,null,null,null,null,null,null,null,null,null,null,null,null,null,null,null,null,null,null,null,null,null,null,null,null,"","","","",""]
[null,null,null,null,null,null,null,null,null,null,null,null,null,null,null,null,null,null,null,null,null,null,null,null,null,null,null,null,null,null,null,null,null,null,null,null,null,null,"","","","",""]
[null,null,null,null,null,null,null,null,null,null,null,null,null,null,null,null,null,null,null,null,null,null,null,null,null,null,null,null,null,null,null,null,null,null,null,null,null,null,{"$f":"IF($J$961=1,K998,IF($P$961=1,Q998,IF($AD$1001=1,AE1038,IF($W$1001=1,X1038,\"\"))))","v":""},{"$f":"IF($J$961=1,L998,IF($P$961=1,R998,IF($AD$1001=1,AF1038,IF($W$1001=1,Y1038,\"\"))))","v":""},{"$f":"IF($J$961=1,M998,IF($P$961=1,S998,IF($AD$1001=1,AG1038,IF($W$1001=1,Z1038,\"\"))))","v":""},{"$f":"IF($J$961=1,N998,IF($P$961=1,T998,IF($AD$1001=1,AH1038,IF($W$1001=1,AA1038,\"\"))))","v":""},{"$f":"IF($J$961=1,O998,IF($P$961=1,U998,IF($AD$1001=1,AI1038,IF($W$1001=1,AB1038,\"\"))))","v":""}]
[null,null,null,null,null,null,null,null,null,null,null,null,null,null,null,null,null,null,null,null,null,null,null,null,null,null,null,null,null,null,null,null,null,null,null,null,null,null,"","","","",""]
[null,null,null,null,null,null,null,null,null,null,null,null,null,null,null,null,null,null,null,null,null,null,null,null,null,null,null,null,null,null,null,null,null,null,null,null,null,null,"","","","",""]
[null,null,null,null,null,null,null,null,null,null,null,null,null,null,null,null,null,null,null,null,null,null,null,null,null,null,null,null,null,null,null,null,null,null,null,null,null,null,"","","","",""]
[null,null,null,null,null,null,null,null,null,null,null,null,null,null,null,null,null,null,null,null,null,null,null,null,null,null,null,null,null,null,null,null,null,null,null,null,null,null,"","","","",""]
[null,null,null,null,null,null,null,null,null,null,null,null,null,null,null,null,null,null,null,null,null,null,null,null,null,null,null,null,null,null,null,null,null,null,null,null,null,null,"","","","",""]
[null,null,null,null,null,null,null,null,null,null,null,null,null,null,null,null,null,null,null,null,null,null,null,null,null,null,null,null,null,null,null,null,null,null,null,null,null,null,"","","","",""]
[null,null,null,null,null,null,null,null,null,null,null,null,null,null,null,null,null,null,null,null,null,null,null,null,null,null,null,null,null,null,null,null,null,null,null,null,null,null,"","","","",""]
[null,null,null,null,null,null,null,null,null,null,null,null,null,null,null,null,null,null,null,null,null,null,null,null,null,null,null,null,null,null,null,null,null,null,null,null,null,null,"","","","",""]
[null,null,null,null,null,null,null,null,null,null,null,null,null,null,null,null,null,null,null,null,null,null,null,null,null,null,null,null,null,null,null,null,null,null,null,null,null,null,"","","","",""]
[null,null,null,null,null,null,null,null,null,null,null,null,null,null,null,null,null,null,null,null,null,null,null,null,null,null,null,null,null,null,null,null,null,null,null,null,null,null,"","","","",""]
[null,null,null,null,null,null,null,null,null,null,null,null,null,null,null,null,null,null,null,null,null,null,null,null,null,null,null,null,null,null,null,null,null,null,null,null,null,null,"","","","",""]
[null,null,null,null,null,null,null,null,null,null,null,null,null,null,null,null,null,null,null,null,null,null,null,null,null,null,null,null,null,null,null,null,null,null,null,null,null,null,"","","","",""]
[null,null,null,null,null,null,null,null,null,null,null,null,null,null,null,null,null,null,null,null,null,null,null,null,null,null,null,null,null,null,null,null,null,null,null,null,null,null,"","","","",""]
[null,null,null,null,null,null,null,null,null,null,null,null,null,null,null,null,null,null,null,null,null,null,null,null,null,null,null,null,null,null,null,null,null,null,null,null,null,null,"","","","",""]
[null,null,null,null,null,null,null,null,null,null,null,null,null,null,null,null,null,null,null,null,null,null,null,null,null,null,null,null,null,null,null,null,null,null,null,null,null,null,"","","","",""]
[null,null,null,null,null,null,null,null,null,null,null,null,null,null,null,null,null,null,null,null,null,null,null,null,null,null,null,null,null,null,null,null,null,null,null,null,null,null,"","","","",""]
[null,null,null,null,null,null,null,null,null,null,null,null,null,null,null,null,null,null,null,null,null,null,null,null,null,null,null,null,null,null,null,null,null,null,null,null,null,null,"","","","",""]
[null,null,null,null,null,null,null,null,null,null,null,null,null,null,null,null,null,null,null,null,null,null,null,null,null,null,null,null,null,null,null,null,null,null,null,null,null,null,"","","","",""]
[null,null,null,null,null,null,null,null,null,null,null,null,null,null,null,null,null,null,null,null,null,null,null,null,null,null,null,null,null,null,null,null,null,null,null,null,null,null,"","","","",""]
[null,null,null,null,null,null,null,null,null,null,null,null,null,null,null,null,null,null,null,null,null,null,null,null,null,null,null,null,null,null,null,null,null,null,null,null,null,null,"","","","",""]
[null,null,null,null,null,null,null,null,null,null,null,null,null,null,null,null,null,null,null,null,null,null,null,null,null,null,null,null,null,null,null,null,null,null,null,null,null,null,"","","","",""]
[null,null,null,null,null,null,null,null,null,null,null,null,null,null,null,null,null,null,null,null,null,null,null,null,null,null,null,null,null,null,null,null,null,null,null,null,null,null,"","","","",""]
[null,null,null,null,null,null,null,null,null,null,null,null,null,null,null,null,null,null,null,null,null,null,null,null,null,null,null,null,null,null,null,null,null,null,null,null,null,null,"","","","",""]
[null,null,null,null,null,null,null,null,null,null,null,null,null,null,null,null,null,null,null,null,null,null,null,null,null,null,null,null,null,null,null,null,null,null,null,null,null,null,"","","","",""]
[null,null,null,null,null,null,null,null,null,null,null,null,null,null,null,null,null,null,null,null,null,null,null,null,null,null,null,null,null,null,null,null,null,null,null,null,null,null,"","","","",""]
[null,null,null,null,null,null,null,null,null,null,null,null,null,null,null,null,null,null,null,null,null,null,null,null,null,null,null,null,null,null,null,null,null,null,null,null,null,null,"","","","",""]
[]
[]
[]
[]
[]
[]
[]
[]
[]
[]
[null,null,null,null,null,null,null,null,null,null,null,null,null,null,null,null,null,null,null,null,null,null,null,null,null,null,null,null,null,null,null,null,null,null,null,null,null,null,"Si 11 TR choisi + GROSSE chaudière"]
[null,null,null,null,null,null,null,null,null,null,null,null,null,null,null,null,null,null,null,null,null,null,null,null,null,null,null,null,null,null,null,null,null,null,null,null,null,{"$f":"IF($AN1089=\"\",0,1)","v":0},{"$f":"IF($J$1019=1,K1024,IF($P$1019=1,Q1024,IF($AD$1071=1,AE1076,IF($W$1071=1,X1076,\"\"))))","v":""},{"$f":"IF($J$1019=1,L1024,IF($P$1019=1,R1024,IF($AD$1071=1,AF1076,IF($W$1071=1,Y1076,\"\"))))","v":""},{"$f":"IF($J$1019=1,M1024,IF($P$1019=1,S1024,IF($AD$1071=1,AG1076,IF($W$1071=1,Z1076,\"\"))))","v":""},{"$f":"IF($J$1019=1,N1024,IF($P$1019=1,T1024,IF($AD$1071=1,AH1076,IF($W$1071=1,AA1076,\"\"))))","v":""},{"$f":"IF($J$1019=1,O1024,IF($P$1019=1,U1036,IF($AD$1071=1,AI1076,IF($W$1071=1,AB1076,\"\"))))","v":""}]
[null,null,null,null,null,null,null,null,null,null,null,null,null,null,null,null,null,null,null,null,null,null,null,null,null,null,null,null,null,null,null,null,null,null,null,null,null,null,"","","","",{"$f":"IF($J$1019=1,O1025,IF($P$1019=1,U1037,IF($AD$1071=1,AI1077,IF($W$1071=1,AB1077,\"\"))))","v":""}]
[null,null,null,null,null,null,null,null,null,null,null,null,null,null,null,null,null,null,null,null,null,null,null,null,null,null,null,null,null,null,null,null,null,null,null,null,null,null,"","","","",""]
[null,null,null,null,null,null,null,null,null,null,null,null,null,null,null,null,null,null,null,null,null,null,null,null,null,null,null,null,null,null,null,null,null,null,null,null,null,null,"","","","",""]
[null,null,null,null,null,null,null,null,null,null,null,null,null,null,null,null,null,null,null,null,null,null,null,null,null,null,null,null,null,null,null,null,null,null,null,null,null,null,"","","","",""]
[null,null,null,null,null,null,null,null,null,null,null,null,null,null,null,null,null,null,null,null,null,null,null,null,null,null,null,null,null,null,null,null,null,null,null,null,null,null,"","","","",""]
[null,null,null,null,null,null,null,null,null,null,null,null,null,null,null,null,null,null,null,null,null,null,null,null,null,null,null,null,null,null,null,null,null,null,null,null,null,null,"","","","",""]
[null,null,null,null,null,null,null,null,null,null,null,null,null,null,null,null,null,null,null,null,null,null,null,null,null,null,null,null,null,null,null,null,null,null,null,null,null,null,"","","","",""]
[null,null,null,null,null,null,null,null,null,null,null,null,null,null,null,null,null,null,null,null,null,null,null,null,null,null,null,null,null,null,null,null,null,null,null,null,null,null,"","","","",""]
[null,null,null,null,null,null,null,null,null,null,null,null,null,null,null,null,null,null,null,null,null,null,null,null,null,null,null,null,null,null,null,null,null,null,null,null,null,null,"","","","",""]
[null,null,null,null,null,null,null,null,null,null,null,null,null,null,null,null,null,null,null,null,null,null,null,null,null,null,null,null,null,null,null,null,null,null,null,null,null,null,"","","","",""]
[null,null,null,null,null,null,null,null,null,null,null,null,null,null,null,null,null,null,null,null,null,null,null,null,null,null,null,null,null,null,null,null,null,null,null,null,null,null,"","","","",""]
[null,null,null,null,null,null,null,null,null,null,null,null,null,null,null,null,null,null,null,null,null,null,null,null,null,null,null,null,null,null,null,null,null,null,null,null,null,null,"","","","",""]
[null,null,null,null,null,null,null,null,null,null,null,null,null,null,null,null,null,null,null,null,null,null,null,null,null,null,null,null,null,null,null,null,null,null,null,null,null,null,"","","","",""]
[null,null,null,null,null,null,null,null,null,null,null,null,null,null,null,null,null,null,null,null,null,null,null,null,null,null,null,null,null,null,null,null,null,null,null,null,null,null,"","","","",""]
[null,null,null,null,null,null,null,null,null,null,null,null,null,null,null,null,null,null,null,null,null,null,null,null,null,null,null,null,null,null,null,null,null,null,null,null,null,null,"","","","",""]
[null,null,null,null,null,null,null,null,null,null,null,null,null,null,null,null,null,null,null,null,null,null,null,null,null,null,null,null,null,null,null,null,null,null,null,null,null,null,"","","","",""]
[null,null,null,null,null,null,null,null,null,null,null,null,null,null,null,null,null,null,null,null,null,null,null,null,null,null,null,null,null,null,null,null,null,null,null,null,null,null,"","","","",""]
[null,null,null,null,null,null,null,null,null,null,null,null,null,null,null,null,null,null,null,null,null,null,null,null,null,null,null,null,null,null,null,null,null,null,null,null,null,null,"","","","",""]
[null,null,null,null,null,null,null,null,null,null,null,null,null,null,null,null,null,null,null,null,null,null,null,null,null,null,null,null,null,null,null,null,null,null,null,null,null,null,"","","","",""]
[null,null,null,null,null,null,null,null,null,null,null,null,null,null,null,null,null,null,null,null,null,null,null,null,null,null,null,null,null,null,null,null,null,null,null,null,null,null,"","","","",""]
[null,null,null,null,null,null,null,null,null,null,null,null,null,null,null,null,null,null,null,null,null,null,null,null,null,null,null,null,null,null,null,null,null,null,null,null,null,null,"","","","",""]
[null,null,null,null,null,null,null,null,null,null,null,null,null,null,null,null,null,null,null,null,null,null,null,null,null,null,null,null,null,null,null,null,null,null,null,null,null,null,"","","","",""]
[null,null,null,null,null,null,null,null,null,null,null,null,null,null,null,null,null,null,null,null,null,null,null,null,null,null,null,null,null,null,null,null,null,null,null,null,null,null,"","","","",""]
[null,null,null,null,null,null,null,null,null,null,null,null,null,null,null,null,null,null,null,null,null,null,null,null,null,null,null,null,null,null,null,null,null,null,null,null,null,null,"","","","",""]
[null,null,null,null,null,null,null,null,null,null,null,null,null,null,null,null,null,null,null,null,null,null,null,null,null,null,null,null,null,null,null,null,null,null,null,null,null,null,"","","","",""]
[null,null,null,null,null,null,null,null,null,null,null,null,null,null,null,null,null,null,null,null,null,null,null,null,null,null,null,null,null,null,null,null,null,null,null,null,null,null,"","","","",""]
[null,null,null,null,null,null,null,null,null,null,null,null,null,null,null,null,null,null,null,null,null,null,null,null,null,null,null,null,null,null,null,null,null,null,null,null,null,null,"","","","",""]
[null,null,null,null,null,null,null,null,null,null,null,null,null,null,null,null,null,null,null,null,null,null,null,null,null,null,null,null,null,null,null,null,null,null,null,null,null,null,"","","","",""]
[null,null,null,null,null,null,null,null,null,null,null,null,null,null,null,null,null,null,null,null,null,null,null,null,null,null,null,null,null,null,null,null,null,null,null,null,null,null,"","","","",""]
[null,null,null,null,null,null,null,null,null,null,null,null,null,null,null,null,null,null,null,null,null,null,null,null,null,null,null,null,null,null,null,null,null,null,null,null,null,null,"","","","",""]
[null,null,null,null,null,null,null,null,null,null,null,null,null,null,null,null,null,null,null,null,null,null,null,null,null,null,null,null,null,null,null,null,null,null,null,null,null,null,"","","","",""]
[null,null,null,null,null,null,null,null,null,null,null,null,null,null,null,null,null,null,null,null,null,null,null,null,null,null,null,null,null,null,null,null,null,null,null,null,null,null,{"$f":"IF($J$1019=1,K1056,IF($P$1019=1,Q1056,IF($AD$1071=1,AE1108,IF($W$1071=1,X1108,\"\"))))","v":""},{"$f":"IF($J$1019=1,L1056,IF($P$1019=1,R1056,IF($AD$1071=1,AF1108,IF($W$1071=1,Y1108,\"\"))))","v":""},{"$f":"IF($J$1019=1,M1056,IF($P$1019=1,S1056,IF($AD$1071=1,AG1108,IF($W$1071=1,Z1108,\"\"))))","v":""},{"$f":"IF($J$1019=1,N1056,IF($P$1019=1,T1056,IF($AD$1071=1,AH1108,IF($W$1071=1,AA1108,\"\"))))","v":""},""]
[null,null,null,null,null,null,null,null,null,null,null,null,null,null,null,null,null,null,null,null,null,null,null,null,null,null,null,null,null,null,null,null,null,null,null,null,null,null,"","","","",""]
[null,null,null,null,null,null,null,null,null,null,null,null,null,null,null,null,null,null,null,null,null,null,null,null,null,null,null,null,null,null,null,null,null,null,null,null,null,null,"","","","",""]
[null,null,null,null,null,null,null,null,null,null,null,null,null,null,null,null,null,null,null,null,null,null,null,null,null,null,null,null,null,null,null,null,null,null,null,null,null,null,"","","","",""]
[null,null,null,null,null,null,null,null,null,null,null,null,null,null,null,null,null,null,null,null,null,null,null,null,null,null,null,null,null,null,null,null,null,null,null,null,null,null,"","","","",""]
[null,null,null,null,null,null,null,null,null,null,null,null,null,null,null,null,null,null,null,null,null,null,null,null,null,null,null,null,null,null,null,null,null,null,null,null,null,null,"","","","",""]
[null,null,null,null,null,null,null,null,null,null,null,null,null,null,null,null,null,null,null,null,null,null,null,null,null,null,null,null,null,null,null,null,null,null,null,null,null,null,"","","","",""]
[null,null,null,null,null,null,null,null,null,null,null,null,null,null,null,null,null,null,null,null,null,null,null,null,null,null,null,null,null,null,null,null,null,null,null,null,null,null,"","","","",""]
[null,null,null,null,null,null,null,null,null,null,null,null,null,null,null,null,null,null,null,null,null,null,null,null,null,null,null,null,null,null,null,null,null,null,null,null,null,null,"","","","",""]
[null,null,null,null,null,null,null,null,null,null,null,null,null,null,null,null,null,null,null,null,null,null,null,null,null,null,null,null,null,null,null,null,null,null,null,null,null,null,"","","","",""]
[null,null,null,null,null,null,null,null,null,null,null,null,null,null,null,null,null,null,null,null,null,null,null,null,null,null,null,null,null,null,null,null,null,null,null,null,null,null,"","","","",""]
[null,null,null,null,null,null,null,null,null,null,null,null,null,null,null,null,null,null,null,null,null,null,null,null,null,null,null,null,null,null,null,null,null,null,null,null,null,null,"","","","",""]
[null,null,null,null,null,null,null,null,null,null,null,null,null,null,null,null,null,null,null,null,null,null,null,null,null,null,null,null,null,null,null,null,null,null,null,null,null,null,"","","","",""]
[null,null,null,null,null,null,null,null,null,null,null,null,null,null,null,null,null,null,null,null,null,null,null,null,null,null,null,null,null,null,null,null,null,null,null,null,null,null,"","","","",""]
[null,null,null,null,null,null,null,null,null,null,null,null,null,null,null,null,null,null,null,null,null,null,null,null,null,null,null,null,null,null,null,null,null,null,null,null,null,null,"","","","",""]
[null,null,null,null,null,null,null,null,null,null,null,null,null,null,null,null,null,null,null,null,null,null,null,null,null,null,null,null,null,null,null,null,null,null,null,null,null,null,"","","","",""]
[null,null,null,null,null,null,null,null,null,null,null,null,null,null,null,null,null,null,null,null,null,null,null,null,null,null,null,null,null,null,null,null,null,null,null,null,null,null,"","","","",""]
[null,null,null,null,null,null,null,null,null,null,null,null,null,null,null,null,null,null,null,null,null,null,null,null,null,null,null,null,null,null,null,null,null,null,null,null,null,null,"","","","",""]
[null,null,null,null,null,null,null,null,null,null,null,null,null,null,null,null,null,null,null,null,null,null,null,null,null,null,null,null,null,null,null,null,null,null,null,null,null,null,"","","","",""]
[null,null,null,null,null,null,null,null,null,null,null,null,null,null,null,null,null,null,null,null,null,null,null,null,null,null,null,null,null,null,null,null,null,null,null,null,null,null,"","","","",""]
[null,null,null,null,null,null,null,null,null,null,null,null,null,null,null,null,null,null,null,null,null,null,null,null,null,null,null,null,null,null,null,null,null,null,null,null,null,null,"","","","",""]
[null,null,null,null,null,null,null,null,null,null,null,null,null,null,null,null,null,null,null,null,null,null,null,null,null,null,null,null,null,null,null,null,null,null,null,null,null,null,"","","","",""]
[null,null,null,null,null,null,null,null,null,null,null,null,null,null,null,null,null,null,null,null,null,null,null,null,null,null,null,null,null,null,null,null,null,null,null,null,null,null,"","","","",""]
[null,null,null,null,null,null,null,null,null,null,null,null,null,null,null,null,null,null,null,null,null,null,null,null,null,null,null,null,null,null,null,null,null,null,null,null,null,null,"","","","",""]
[null,null,null,null,null,null,null,null,null,null,null,null,null,null,null,null,null,null,null,null,null,null,null,null,null,null,null,null,null,null,null,null,null,null,null,null,null,null,"","","","",""]
[null,null,null,null,null,null,null,null,null,null,null,null,null,null,null,null,null,null,null,null,null,null,null,null,null,null,null,null,null,null,null,null,null,null,null,null,null,null,"","","","",""]
[null,null,null,null,null,null,null,null,null,null,null,null,null,null,null,null,null,null,null,null,null,null,null,null,null,null,null,null,null,null,null,null,null,null,null,null,null,null,"","","","",""]
[]
[]
[]
[]
[]
[]
[]
[]
[]
[]
[null,null,null,null,null,null,null,null,null,null,null,null,null,null,null,null,null,null,null,null,null,null,null,null,null,null,null,null,null,null,null,null,null,null,null,null,null,null,"Si 16 MR choisi + grosse chaudière"]
[null,null,null,null,null,null,null,null,null,null,null,null,null,null,null,null,null,null,null,null,null,null,null,null,null,null,null,null,null,null,null,null,null,null,null,null,null,{"$f":"IF($AN1159=\"\",0,1)","v":0},{"$f":"IF($J$1077=1,K1082,IF($P$1077=1,Q1082,IF($AD$1141=1,AE1146,IF($W$1141=1,X1146,\"\"))))","v":""},{"$f":"IF($J$1077=1,L1082,IF($P$1077=1,R1082,IF($AD$1141=1,AF1146,IF($W$1141=1,Y1146,\"\"))))","v":""},{"$f":"IF($J$1077=1,M1082,IF($P$1077=1,S1082,IF($AD$1141=1,AG1146,IF($W$1141=1,Z1146,\"\"))))","v":""},{"$f":"IF($J$1077=1,N1082,IF($P$1077=1,T1082,IF($AD$1141=1,AH1146,IF($W$1141=1,AA1146,\"\"))))","v":""},{"$f":"IF($J$1077=1,O1082,IF($P$1077=1,U1094,IF($AD$1141=1,AI1146,IF($W$1141=1,AB1146,\"\"))))","v":""}]
[null,null,null,null,null,null,null,null,null,null,null,null,null,null,null,null,null,null,null,null,null,null,null,null,null,null,null,null,null,null,null,null,null,null,null,null,null,null,"","","","",{"$f":"IF($J$1077=1,O1083,IF($P$1077=1,U1095,IF($AD$1141=1,AI1147,IF($W$1141=1,AB1147,\"\"))))","v":""}]
[null,null,null,null,null,null,null,null,null,null,null,null,null,null,null,null,null,null,null,null,null,null,null,null,null,null,null,null,null,null,null,null,null,null,null,null,null,null,"","","","",""]
[null,null,null,null,null,null,null,null,null,null,null,null,null,null,null,null,null,null,null,null,null,null,null,null,null,null,null,null,null,null,null,null,null,null,null,null,null,null,"","","","",""]
[null,null,null,null,null,null,null,null,null,null,null,null,null,null,null,null,null,null,null,null,null,null,null,null,null,null,null,null,null,null,null,null,null,null,null,null,null,null,"","","","",""]
[null,null,null,null,null,null,null,null,null,null,null,null,null,null,null,null,null,null,null,null,null,null,null,null,null,null,null,null,null,null,null,null,null,null,null,null,null,null,"","","","",""]
[null,null,null,null,null,null,null,null,null,null,null,null,null,null,null,null,null,null,null,null,null,null,null,null,null,null,null,null,null,null,null,null,null,null,null,null,null,null,"","","","",""]
[null,null,null,null,null,null,null,null,null,null,null,null,null,null,null,null,null,null,null,null,null,null,null,null,null,null,null,null,null,null,null,null,null,null,null,null,null,null,"","","","",""]
[null,null,null,null,null,null,null,null,null,null,null,null,null,null,null,null,null,null,null,null,null,null,null,null,null,null,null,null,null,null,null,null,null,null,null,null,null,null,"","","","",""]
[null,null,null,null,null,null,null,null,null,null,null,null,null,null,null,null,null,null,null,null,null,null,null,null,null,null,null,null,null,null,null,null,null,null,null,null,null,null,"","","","",""]
[null,null,null,null,null,null,null,null,null,null,null,null,null,null,null,null,null,null,null,null,null,null,null,null,null,null,null,null,null,null,null,null,null,null,null,null,null,null,"","","","",""]
[null,null,null,null,null,null,null,null,null,null,null,null,null,null,null,null,null,null,null,null,null,null,null,null,null,null,null,null,null,null,null,null,null,null,null,null,null,null,"","","","",""]
[null,null,null,null,null,null,null,null,null,null,null,null,null,null,null,null,null,null,null,null,null,null,null,null,null,null,null,null,null,null,null,null,null,null,null,null,null,null,"","","","",""]
[null,null,null,null,null,null,null,null,null,null,null,null,null,null,null,null,null,null,null,null,null,null,null,null,null,null,null,null,null,null,null,null,null,null,null,null,null,null,"","","","",""]
[null,null,null,null,null,null,null,null,null,null,null,null,null,null,null,null,null,null,null,null,null,null,null,null,null,null,null,null,null,null,null,null,null,null,null,null,null,null,"","","","",""]
[null,null,null,null,null,null,null,null,null,null,null,null,null,null,null,null,null,null,null,null,null,null,null,null,null,null,null,null,null,null,null,null,null,null,null,null,null,null,"","","","",""]
[null,null,null,null,null,null,null,null,null,null,null,null,null,null,null,null,null,null,null,null,null,null,null,null,null,null,null,null,null,null,null,null,null,null,null,null,null,null,"","","","",""]
[null,null,null,null,null,null,null,null,null,null,null,null,null,null,null,null,null,null,null,null,null,null,null,null,null,null,null,null,null,null,null,null,null,null,null,null,null,null,"","","","",""]
[null,null,null,null,null,null,null,null,null,null,null,null,null,null,null,null,null,null,null,null,null,null,null,null,null,null,null,null,null,null,null,null,null,null,null,null,null,null,"","","","",""]
[null,null,null,null,null,null,null,null,null,null,null,null,null,null,null,null,null,null,null,null,null,null,null,null,null,null,null,null,null,null,null,null,null,null,null,null,null,null,"","","","",""]
[null,null,null,null,null,null,null,null,null,null,null,null,null,null,null,null,null,null,null,null,null,null,null,null,null,null,null,null,null,null,null,null,null,null,null,null,null,null,"","","","",""]
[null,null,null,null,null,null,null,null,null,null,null,null,null,null,null,null,null,null,null,null,null,null,null,null,null,null,null,null,null,null,null,null,null,null,null,null,null,null,"","","","",""]
[null,null,null,null,null,null,null,null,null,null,null,null,null,null,null,null,null,null,null,null,null,null,null,null,null,null,null,null,null,null,null,null,null,null,null,null,null,null,"","","","",""]
[null,null,null,null,null,null,null,null,null,null,null,null,null,null,null,null,null,null,null,null,null,null,null,null,null,null,null,null,null,null,null,null,null,null,null,null,null,null,"","","","",""]
[null,null,null,null,null,null,null,null,null,null,null,null,null,null,null,null,null,null,null,null,null,null,null,null,null,null,null,null,null,null,null,null,null,null,null,null,null,null,"","","","",""]
[null,null,null,null,null,null,null,null,null,null,null,null,null,null,null,null,null,null,null,null,null,null,null,null,null,null,null,null,null,null,null,null,null,null,null,null,null,null,"","","","",""]
[null,null,null,null,null,null,null,null,null,null,null,null,null,null,null,null,null,null,null,null,null,null,null,null,null,null,null,null,null,null,null,null,null,null,null,null,null,null,"","","","",""]
[null,null,null,null,null,null,null,null,null,null,null,null,null,null,null,null,null,null,null,null,null,null,null,null,null,null,null,null,null,null,null,null,null,null,null,null,null,null,"","","","",""]
[null,null,null,null,null,null,null,null,null,null,null,null,null,null,null,null,null,null,null,null,null,null,null,null,null,null,null,null,null,null,null,null,null,null,null,null,null,null,"","","","",""]
[null,null,null,null,null,null,null,null,null,null,null,null,null,null,null,null,null,null,null,null,null,null,null,null,null,null,null,null,null,null,null,null,null,null,null,null,null,null,"","","","",""]
[null,null,null,null,null,null,null,null,null,null,null,null,null,null,null,null,null,null,null,null,null,null,null,null,null,null,null,null,null,null,null,null,null,null,null,null,null,null,"","","","",""]
[null,null,null,null,null,null,null,null,null,null,null,null,null,null,null,null,null,null,null,null,null,null,null,null,null,null,null,null,null,null,null,null,null,null,null,null,null,null,"","","","",""]
[null,null,null,null,null,null,null,null,null,null,null,null,null,null,null,null,null,null,null,null,null,null,null,null,null,null,null,null,null,null,null,null,null,null,null,null,null,null,{"$f":"IF($J$1077=1,K1114,IF($P$1077=1,Q1114,IF($AD$1141=1,AE1178,IF($W$1141=1,X1178,\"\"))))","v":""},{"$f":"IF($J$1077=1,L1114,IF($P$1077=1,R1114,IF($AD$1141=1,AF1178,IF($W$1141=1,Y1178,\"\"))))","v":""},{"$f":"IF($J$1077=1,M1114,IF($P$1077=1,S1114,IF($AD$1141=1,AG1178,IF($W$1141=1,Z1178,\"\"))))","v":""},{"$f":"IF($J$1077=1,N1114,IF($P$1077=1,T1114,IF($AD$1141=1,AH1178,IF($W$1141=1,AA1178,\"\"))))","v":""},""]
[null,null,null,null,null,null,null,null,null,null,null,null,null,null,null,null,null,null,null,null,null,null,null,null,null,null,null,null,null,null,null,null,null,null,null,null,null,null,"","","","",""]
[null,null,null,null,null,null,null,null,null,null,null,null,null,null,null,null,null,null,null,null,null,null,null,null,null,null,null,null,null,null,null,null,null,null,null,null,null,null,"","","","",""]
[null,null,null,null,null,null,null,null,null,null,null,null,null,null,null,null,null,null,null,null,null,null,null,null,null,null,null,null,null,null,null,null,null,null,null,null,null,null,"","","","",""]
[null,null,null,null,null,null,null,null,null,null,null,null,null,null,null,null,null,null,null,null,null,null,null,null,null,null,null,null,null,null,null,null,null,null,null,null,null,null,"","","","",""]
[null,null,null,null,null,null,null,null,null,null,null,null,null,null,null,null,null,null,null,null,null,null,null,null,null,null,null,null,null,null,null,null,null,null,null,null,null,null,"","","","",""]
[null,null,null,null,null,null,null,null,null,null,null,null,null,null,null,null,null,null,null,null,null,null,null,null,null,null,null,null,null,null,null,null,null,null,null,null,null,null,"","","","",""]
[null,null,null,null,null,null,null,null,null,null,null,null,null,null,null,null,null,null,null,null,null,null,null,null,null,null,null,null,null,null,null,null,null,null,null,null,null,null,"","","","",""]
[null,null,null,null,null,null,null,null,null,null,null,null,null,null,null,null,null,null,null,null,null,null,null,null,null,null,null,null,null,null,null,null,null,null,null,null,null,null,"","","","",""]
[null,null,null,null,null,null,null,null,null,null,null,null,null,null,null,null,null,null,null,null,null,null,null,null,null,null,null,null,null,null,null,null,null,null,null,null,null,null,"","","","",""]
[null,null,null,null,null,null,null,null,null,null,null,null,null,null,null,null,null,null,null,null,null,null,null,null,null,null,null,null,null,null,null,null,null,null,null,null,null,null,"","","","",""]
[null,null,null,null,null,null,null,null,null,null,null,null,null,null,null,null,null,null,null,null,null,null,null,null,null,null,null,null,null,null,null,null,null,null,null,null,null,null,"","","","",""]
[null,null,null,null,null,null,null,null,null,null,null,null,null,null,null,null,null,null,null,null,null,null,null,null,null,null,null,null,null,null,null,null,null,null,null,null,null,null,"","","","",""]
[null,null,null,null,null,null,null,null,null,null,null,null,null,null,null,null,null,null,null,null,null,null,null,null,null,null,null,null,null,null,null,null,null,null,null,null,null,null,"","","","",""]
[null,null,null,null,null,null,null,null,null,null,null,null,null,null,null,null,null,null,null,null,null,null,null,null,null,null,null,null,null,null,null,null,null,null,null,null,null,null,"","","","",""]
[null,null,null,null,null,null,null,null,null,null,null,null,null,null,null,null,null,null,null,null,null,null,null,null,null,null,null,null,null,null,null,null,null,null,null,null,null,null,"","","","",""]
[null,null,null,null,null,null,null,null,null,null,null,null,null,null,null,null,null,null,null,null,null,null,null,null,null,null,null,null,null,null,null,null,null,null,null,null,null,null,"","","","",""]
[null,null,null,null,null,null,null,null,null,null,null,null,null,null,null,null,null,null,null,null,null,null,null,null,null,null,null,null,null,null,null,null,null,null,null,null,null,null,"","","","",""]
[null,null,null,null,null,null,null,null,null,null,null,null,null,null,null,null,null,null,null,null,null,null,null,null,null,null,null,null,null,null,null,null,null,null,null,null,null,null,"","","","",""]
[null,null,null,null,null,null,null,null,null,null,null,null,null,null,null,null,null,null,null,null,null,null,null,null,null,null,null,null,null,null,null,null,null,null,null,null,null,null,"","","","",""]
[null,null,null,null,null,null,null,null,null,null,null,null,null,null,null,null,null,null,null,null,null,null,null,null,null,null,null,null,null,null,null,null,null,null,null,null,null,null,"","","","",""]
[null,null,null,null,null,null,null,null,null,null,null,null,null,null,null,null,null,null,null,null,null,null,null,null,null,null,null,null,null,null,null,null,null,null,null,null,null,null,"","","","",""]
[null,null,null,null,null,null,null,null,null,null,null,null,null,null,null,null,null,null,null,null,null,null,null,null,null,null,null,null,null,null,null,null,null,null,null,null,null,null,"","","","",""]
[null,null,null,null,null,null,null,null,null,null,null,null,null,null,null,null,null,null,null,null,null,null,null,null,null,null,null,null,null,null,null,null,null,null,null,null,null,null,"","","","",""]
[null,null,null,null,null,null,null,null,null,null,null,null,null,null,null,null,null,null,null,null,null,null,null,null,null,null,null,null,null,null,null,null,null,null,null,null,null,null,"","","","",""]
[null,null,null,null,null,null,null,null,null,null,null,null,null,null,null,null,null,null,null,null,null,null,null,null,null,null,null,null,null,null,null,null,null,null,null,null,null,null,"","","","",""]
[null,null,null,null,null,null,null,null,null,null,null,null,null,null,null,null,null,null,null,null,null,null,null,null,null,null,null,null,null,null,null,null,null,null,null,null,null,null,"","","","",""]
[]
[]
[]
[]
[]
[]
[]
[]
[]
[]
[null,null,null,null,null,null,null,null,null,null,null,null,null,null,null,null,null,null,null,null,null,null,null,null,null,null,null,null,null,null,null,null,null,null,null,null,null,null,"Si 16 TR choisi + grosse chaudière"]
[null,null,null,null,null,null,null,null,null,null,null,null,null,null,null,null,null,null,null,null,null,null,null,null,null,null,null,null,null,null,null,null,null,null,null,null,null,{"$f":"IF($AN1229=\"\",0,1)","v":0},{"$f":"IF($J$1135=1,K1140,IF($P$1135=1,Q1140,IF($AD$1211=1,AE1216,IF($W$1211=1,X1216,\"\"))))","v":""},{"$f":"IF($J$1135=1,L1140,IF($P$1135=1,R1140,IF($AD$1211=1,AF1216,IF($W$1211=1,Y1216,\"\"))))","v":""},{"$f":"IF($J$1135=1,M1140,IF($P$1135=1,S1140,IF($AD$1211=1,AG1216,IF($W$1211=1,Z1216,\"\"))))","v":""},{"$f":"IF($J$1135=1,N1140,IF($P$1135=1,T1140,IF($AD$1211=1,AH1216,IF($W$1211=1,AA1216,\"\"))))","v":""},{"$f":"IF($J$1135=1,O1140,IF($P$1135=1,U1164,IF($AD$1211=1,AI1216,IF($W$1211=1,AB1216,\"\"))))","v":""}]
[null,null,null,null,null,null,null,null,null,null,null,null,null,null,null,null,null,null,null,null,null,null,null,null,null,null,null,null,null,null,null,null,null,null,null,null,null,null,"","","","",{"$f":"IF($J$1135=1,O1141,IF($P$1135=1,U1165,IF($AD$1211=1,AI1217,IF($W$1211=1,AB1217,\"\"))))","v":""}]
[null,null,null,null,null,null,null,null,null,null,null,null,null,null,null,null,null,null,null,null,null,null,null,null,null,null,null,null,null,null,null,null,null,null,null,null,null,null,"","","","",""]
[null,null,null,null,null,null,null,null,null,null,null,null,null,null,null,null,null,null,null,null,null,null,null,null,null,null,null,null,null,null,null,null,null,null,null,null,null,null,"","","","",""]
[null,null,null,null,null,null,null,null,null,null,null,null,null,null,null,null,null,null,null,null,null,null,null,null,null,null,null,null,null,null,null,null,null,null,null,null,null,null,"","","","",""]
[null,null,null,null,null,null,null,null,null,null,null,null,null,null,null,null,null,null,null,null,null,null,null,null,null,null,null,null,null,null,null,null,null,null,null,null,null,null,"","","","",""]
[null,null,null,null,null,null,null,null,null,null,null,null,null,null,null,null,null,null,null,null,null,null,null,null,null,null,null,null,null,null,null,null,null,null,null,null,null,null,"","","","",""]
[null,null,null,null,null,null,null,null,null,null,null,null,null,null,null,null,null,null,null,null,null,null,null,null,null,null,null,null,null,null,null,null,null,null,null,null,null,null,"","","","",""]
[null,null,null,null,null,null,null,null,null,null,null,null,null,null,null,null,null,null,null,null,null,null,null,null,null,null,null,null,null,null,null,null,null,null,null,null,null,null,"","","","",""]
[null,null,null,null,null,null,null,null,null,null,null,null,null,null,null,null,null,null,null,null,null,null,null,null,null,null,null,null,null,null,null,null,null,null,null,null,null,null,"","","","",""]
[null,null,null,null,null,null,null,null,null,null,null,null,null,null,null,null,null,null,null,null,null,null,null,null,null,null,null,null,null,null,null,null,null,null,null,null,null,null,"","","","",""]
[null,null,null,null,null,null,null,null,null,null,null,null,null,null,null,null,null,null,null,null,null,null,null,null,null,null,null,null,null,null,null,null,null,null,null,null,null,null,"","","","",""]
[null,null,null,null,null,null,null,null,null,null,null,null,null,null,null,null,null,null,null,null,null,null,null,null,null,null,null,null,null,null,null,null,null,null,null,null,null,null,"","","","",""]
[null,null,null,null,null,null,null,null,null,null,null,null,null,null,null,null,null,null,null,null,null,null,null,null,null,null,null,null,null,null,null,null,null,null,null,null,null,null,"","","","",""]
[null,null,null,null,null,null,null,null,null,null,null,null,null,null,null,null,null,null,null,null,null,null,null,null,null,null,null,null,null,null,null,null,null,null,null,null,null,null,"","","","",""]
[null,null,null,null,null,null,null,null,null,null,null,null,null,null,null,null,null,null,null,null,null,null,null,null,null,null,null,null,null,null,null,null,null,null,null,null,null,null,"","","","",""]
[null,null,null,null,null,null,null,null,null,null,null,null,null,null,null,null,null,null,null,null,null,null,null,null,null,null,null,null,null,null,null,null,null,null,null,null,null,null,"","","","",""]
[null,null,null,null,null,null,null,null,null,null,null,null,null,null,null,null,null,null,null,null,null,null,null,null,null,null,null,null,null,null,null,null,null,null,null,null,null,null,"","","","",""]
[null,null,null,null,null,null,null,null,null,null,null,null,null,null,null,null,null,null,null,null,null,null,null,null,null,null,null,null,null,null,null,null,null,null,null,null,null,null,"","","","",""]
[null,null,null,null,null,null,null,null,null,null,null,null,null,null,null,null,null,null,null,null,null,null,null,null,null,null,null,null,null,null,null,null,null,null,null,null,null,null,"","","","",""]
[null,null,null,null,null,null,null,null,null,null,null,null,null,null,null,null,null,null,null,null,null,null,null,null,null,null,null,null,null,null,null,null,null,null,null,null,null,null,"","","","",""]
[null,null,null,null,null,null,null,null,null,null,null,null,null,null,null,null,null,null,null,null,null,null,null,null,null,null,null,null,null,null,null,null,null,null,null,null,null,null,"","","","",""]
[null,null,null,null,null,null,null,null,null,null,null,null,null,null,null,null,null,null,null,null,null,null,null,null,null,null,null,null,null,null,null,null,null,null,null,null,null,null,"","","","",""]
[null,null,null,null,null,null,null,null,null,null,null,null,null,null,null,null,null,null,null,null,null,null,null,null,null,null,null,null,null,null,null,null,null,null,null,null,null,null,"","","","",""]
[null,null,null,null,null,null,null,null,null,null,null,null,null,null,null,null,null,null,null,null,null,null,null,null,null,null,null,null,null,null,null,null,null,null,null,null,null,null,"","","","",""]
[null,null,null,null,null,null,null,null,null,null,null,null,null,null,null,null,null,null,null,null,null,null,null,null,null,null,null,null,null,null,null,null,null,null,null,null,null,null,"","","","",""]
[null,null,null,null,null,null,null,null,null,null,null,null,null,null,null,null,null,null,null,null,null,null,null,null,null,null,null,null,null,null,null,null,null,null,null,null,null,null,"","","","",""]
[null,null,null,null,null,null,null,null,null,null,null,null,null,null,null,null,null,null,null,null,null,null,null,null,null,null,null,null,null,null,null,null,null,null,null,null,null,null,"","","","",""]
[null,null,null,null,null,null,null,null,null,null,null,null,null,null,null,null,null,null,null,null,null,null,null,null,null,null,null,null,null,null,null,null,null,null,null,null,null,null,"","","","",""]
[null,null,null,null,null,null,null,null,null,null,null,null,null,null,null,null,null,null,null,null,null,null,null,null,null,null,null,null,null,null,null,null,null,null,null,null,null,null,"","","","",""]
[null,null,null,null,null,null,null,null,null,null,null,null,null,null,null,null,null,null,null,null,null,null,null,null,null,null,null,null,null,null,null,null,null,null,null,null,null,null,"","","","",""]
[null,null,null,null,null,null,null,null,null,null,null,null,null,null,null,null,null,null,null,null,null,null,null,null,null,null,null,null,null,null,null,null,null,null,null,null,null,null,"","","","",""]
[null,null,null,null,null,null,null,null,null,null,null,null,null,null,null,null,null,null,null,null,null,null,null,null,null,null,null,null,null,null,null,null,null,null,null,null,null,null,{"$f":"IF($J$1135=1,K1172,IF($P$1135=1,Q1172,IF($AD$1211=1,AE1248,IF($W$1211=1,X1248,\"\"))))","v":""},{"$f":"IF($J$1135=1,L1172,IF($P$1135=1,R1172,IF($AD$1211=1,AF1248,IF($W$1211=1,Y1248,\"\"))))","v":""},{"$f":"IF($J$1135=1,M1172,IF($P$1135=1,S1172,IF($AD$1211=1,AG1248,IF($W$1211=1,Z1248,\"\"))))","v":""},{"$f":"IF($J$1135=1,N1172,IF($P$1135=1,T1172,IF($AD$1211=1,AH1248,IF($W$1211=1,AA1248,\"\"))))","v":""},""]
[null,null,null,null,null,null,null,null,null,null,null,null,null,null,null,null,null,null,null,null,null,null,null,null,null,null,null,null,null,null,null,null,null,null,null,null,null,null,"","","","",""]
[null,null,null,null,null,null,null,null,null,null,null,null,null,null,null,null,null,null,null,null,null,null,null,null,null,null,null,null,null,null,null,null,null,null,null,null,null,null,"","","","",""]
[null,null,null,null,null,null,null,null,null,null,null,null,null,null,null,null,null,null,null,null,null,null,null,null,null,null,null,null,null,null,null,null,null,null,null,null,null,null,"","","","",""]
[null,null,null,null,null,null,null,null,null,null,null,null,null,null,null,null,null,null,null,null,null,null,null,null,null,null,null,null,null,null,null,null,null,null,null,null,null,null,"","","","",""]
[null,null,null,null,null,null,null,null,null,null,null,null,null,null,null,null,null,null,null,null,null,null,null,null,null,null,null,null,null,null,null,null,null,null,null,null,null,null,"","","","",""]
[null,null,null,null,null,null,null,null,null,null,null,null,null,null,null,null,null,null,null,null,null,null,null,null,null,null,null,null,null,null,null,null,null,null,null,null,null,null,"","","","",""]
[null,null,null,null,null,null,null,null,null,null,null,null,null,null,null,null,null,null,null,null,null,null,null,null,null,null,null,null,null,null,null,null,null,null,null,null,null,null,"","","","",""]
[null,null,null,null,null,null,null,null,null,null,null,null,null,null,null,null,null,null,null,null,null,null,null,null,null,null,null,null,null,null,null,null,null,null,null,null,null,null,"","","","",""]
[null,null,null,null,null,null,null,null,null,null,null,null,null,null,null,null,null,null,null,null,null,null,null,null,null,null,null,null,null,null,null,null,null,null,null,null,null,null,"","","","",""]
[null,null,null,null,null,null,null,null,null,null,null,null,null,null,null,null,null,null,null,null,null,null,null,null,null,null,null,null,null,null,null,null,null,null,null,null,null,null,"","","","",""]
[null,null,null,null,null,null,null,null,null,null,null,null,null,null,null,null,null,null,null,null,null,null,null,null,null,null,null,null,null,null,null,null,null,null,null,null,null,null,"","","","",""]
[null,null,null,null,null,null,null,null,null,null,null,null,null,null,null,null,null,null,null,null,null,null,null,null,null,null,null,null,null,null,null,null,null,null,null,null,null,null,"","","","",""]
[null,null,null,null,null,null,null,null,null,null,null,null,null,null,null,null,null,null,null,null,null,null,null,null,null,null,null,null,null,null,null,null,null,null,null,null,null,null,"","","","",""]
[null,null,null,null,null,null,null,null,null,null,null,null,null,null,null,null,null,null,null,null,null,null,null,null,null,null,null,null,null,null,null,null,null,null,null,null,null,null,"","","","",""]
[null,null,null,null,null,null,null,null,null,null,null,null,null,null,null,null,null,null,null,null,null,null,null,null,null,null,null,null,null,null,null,null,null,null,null,null,null,null,"","","","",""]
[null,null,null,null,null,null,null,null,null,null,null,null,null,null,null,null,null,null,null,null,null,null,null,null,null,null,null,null,null,null,null,null,null,null,null,null,null,null,"","","","",""]
[null,null,null,null,null,null,null,null,null,null,null,null,null,null,null,null,null,null,null,null,null,null,null,null,null,null,null,null,null,null,null,null,null,null,null,null,null,null,"","","","",""]
[null,null,null,null,null,null,null,null,null,null,null,null,null,null,null,null,null,null,null,null,null,null,null,null,null,null,null,null,null,null,null,null,null,null,null,null,null,null,"","","","",""]
[null,null,null,null,null,null,null,null,null,null,null,null,null,null,null,null,null,null,null,null,null,null,null,null,null,null,null,null,null,null,null,null,null,null,null,null,null,null,"","","","",""]
[null,null,null,null,null,null,null,null,null,null,null,null,null,null,null,null,null,null,null,null,null,null,null,null,null,null,null,null,null,null,null,null,null,null,null,null,null,null,"","","","",""]
[null,null,null,null,null,null,null,null,null,null,null,null,null,null,null,null,null,null,null,null,null,null,null,null,null,null,null,null,null,null,null,null,null,null,null,null,null,null,"","","","",""]
[null,null,null,null,null,null,null,null,null,null,null,null,null,null,null,null,null,null,null,null,null,null,null,null,null,null,null,null,null,null,null,null,null,null,null,null,null,null,"","","","",""]
[null,null,null,null,null,null,null,null,null,null,null,null,null,null,null,null,null,null,null,null,null,null,null,null,null,null,null,null,null,null,null,null,null,null,null,null,null,null,"","","","",""]
[null,null,null,null,null,null,null,null,null,null,null,null,null,null,null,null,null,null,null,null,null,null,null,null,null,null,null,null,null,null,null,null,null,null,null,null,null,null,"","","","",""]
[null,null,null,null,null,null,null,null,null,null,null,null,null,null,null,null,null,null,null,null,null,null,null,null,null,null,null,null,null,null,null,null,null,null,null,null,null,null,"","","","",""]
[null,null,null,null,null,null,null,null,null,null,null,null,null,null,null,null,null,null,null,null,null,null,null,null,null,null,null,null,null,null,null,null,null,null,null,null,null,null,"","","","",""]

{"sheet":"Offre GSHP","index":23,"n_rows":613,"n_cols":28,"rows_kept":613,"cut":false,"hidden":true,"merged":[[554,9,612,9],[3,1,3,4],[29,9,87,9],[65,1,65,4],[98,9,156,9],[145,1,145,5],[163,9,221,9],[228,9,286,9],[294,9,352,9],[359,9,417,9],[424,9,482,9],[489,9,547,9]]}
[]
[null,null,"Composition devis CAELIA (relève élec ou chaudière)"]
[null,null,null,null,null,null,null,null,null,null,null,null,null,null,null,null,null,"Accessoires hydrauliques allant avec les circuits"]
["A garder ","ACCESSOIRES ET OPTIONS CAELIA UNIQUEMENT",null,null,null,null,null,null,null,null,null,null,null,null,null,null,null,null,"Colis 1","Colis 2","Colis 3","Colis 4","Colis 5","Colis 6"]
[null,null,null,null,null,null,null,"Gamme",null,null,null,null,null,null,null,null,null,{"$f":"OFFRE!H37","v":""}]
[null,"Références","Désignation",null,"Prix",null,null,{"$f":"IF(Chiffrage!$B$18=OFFRE!$B$7,Chiffrage!$B$24,Chiffrage!$B$25)","v":"OENOVIAPAC-C MB (Monobloc)"},null,null,null,"Accessoires de régulation nécessaires pour les circuits indiqués :",null,null,null,null,null,{"$f":"OFFRE!H38","v":"Direct"},"ER605"]
["Options GSHP seule",null,null,null,null,null,null,null,null,null,null,{"$f":"IF($H$18>1,CONCATENATE($H$18,\" circuits : \",$H$21),CONCATENATE($H$18,\" circuit : \",$H$21))","v":"1 circuit : Vanne"},null,null,null,null,null,{"$f":"OFFRE!H39","v":"Vanne"},"ER604"]
[{"$f":"D8","v":"HZ17"},7616429,{"$f":"VLOOKUP($B8,Tarif!$A:$D,2,FALSE)","v":"VANNE INVERSION + SONDE ECS GSHP 19 – 27 kW "},{"$f":"VLOOKUP($B8,Tarif!$A:$D,3,FALSE)","v":"HZ17"},{"$f":"VLOOKUP($B8,Tarif!$A:$D,4,FALSE)","v":466},null,null,"Modèle",null,null,null,null,null,null,null,null,null,{"$f":"OFFRE!H40","v":"Direct + Vanne"},"ER604","ER605"]
[{"$f":"D9","v":"HZ20"},7616680,{"$f":"VLOOKUP($B9,Tarif!$A:$D,2,FALSE)","v":"KIT APPOINT ELECTRIQUE 9 kW GSHP 05 à 15 kW"},{"$f":"VLOOKUP($B9,Tarif!$A:$D,3,FALSE)","v":"HZ20"},{"$f":"VLOOKUP($B9,Tarif!$A:$D,4,FALSE)","v":718},null,null,{"$f":"IF(Chiffrage!$B$18=OFFRE!$B$7,Chiffrage!$G$24,Chiffrage!$G$25)","v":"OEnoviaPac-C MB 6 MR - E"},null,null,{"$f":"IFERROR(IF(VLOOKUP($H$21,OFFRE!$O$71:$AF$76,6,FALSE)=\"Disponible d'origine\",\"\",VLOOKUP($M$9,$A$7:$E$50,2,FALSE)),\"\")","v":88017017},{"$f":"IFERROR(IF(VLOOKUP($H$21,OFFRE!$O$71:$AF$76,6,FALSE)=\"Disponible d'origine\",VLOOKUP($H$21,OFFRE!$O$71:$AF$76,6,FALSE),VLOOKUP($M$9,$A$7:$E$50,3,FALSE)),\"\")","v":"SONDE DEPART v3v"},{"$f":"IF(OR(VLOOKUP($H$21,OFFRE!$O$71:$AF$76,6,FALSE)=0,VLOOKUP($H$21,OFFRE!$O$71:$AF$76,6,FALSE)=\"Disponible d'origine\"),\"\",VLOOKUP($H$21,OFFRE!$O$71:$AF$76,6,FALSE))","v":"AD199"},{"$f":"IFERROR(IF(VLOOKUP($H$21,OFFRE!$O$71:$AF$76,6,FALSE)=\"Disponible d'origine\",\"\",VLOOKUP($M$9,$A$7:$E$50,5,FALSE)),\"\")","v":85},null,null,null,{"$f":"OFFRE!H41","v":"2 Vannes"},"ER606","EA141","EA140","EA144","EA144"]
["HZ19",7616643,{"$f":"VLOOKUP($B10,Tarif!$A:$D,2,FALSE)","v":"KIT APPOINT ELECTRIQUE 9 kW GSHP 19 - 27 kW"},{"$f":"VLOOKUP($B10,Tarif!$A:$D,3,FALSE)","v":"HZ19"},{"$f":"VLOOKUP($B10,Tarif!$A:$D,4,FALSE)","v":776},null,null,null,null,null,{"$f":"IFERROR(IF(VLOOKUP($H$21,OFFRE!$O$71:$AF$76,7,FALSE)=\"Disponible d'origine\",VLOOKUP($H$21,OFFRE!$O$71:$AF$76,7,FALSE),VLOOKUP($M$10,$A$7:$E$50,2,FALSE)),\"\")","v":""},{"$f":"IFERROR(IF(VLOOKUP($H$21,OFFRE!$O$71:$AF$76,7,FALSE)=\"Disponible d'origine\",VLOOKUP($H$21,OFFRE!$O$71:$AF$76,7,FALSE),VLOOKUP($M$10,$A$7:$E$50,3,FALSE)),\"\")","v":""},{"$f":"IF(OR(VLOOKUP($H$21,OFFRE!$O$71:$AF$76,7,FALSE)=0,VLOOKUP($H$21,OFFRE!$O$71:$AF$76,7,FALSE)=\"Disponible d'origine\"),\"\",VLOOKUP($H$21,OFFRE!$O$71:$AF$76,7,FALSE))","v":""},{"$f":"IFERROR(IF(VLOOKUP($H$21,OFFRE!$O$71:$AF$76,7,FALSE)=\"Disponible d'origine\",VLOOKUP($H$21,OFFRE!$O$71:$AF$76,7,FALSE),VLOOKUP($M$10,$A$7:$E$50,5,FALSE)),\"\")","v":""},null,null,null,{"$f":"OFFRE!H42","v":"Direct + 2 Vannes"},"ER606","EA141","EA140","EA144","EA144","EA143"]
["HZ24",7618061,{"$f":"VLOOKUP($B11,Tarif!$A:$D,2,FALSE)","v":"KIT ECHANGEUR DE BARRAGE GSHP 05 – 09 kW"},{"$f":"VLOOKUP($B11,Tarif!$A:$D,3,FALSE)","v":"HZ24"},{"$f":"VLOOKUP($B11,Tarif!$A:$D,4,FALSE)","v":1050},null,null,"Type d'appoint"]
["HZ28",7618065,{"$f":"VLOOKUP($B12,Tarif!$A:$D,2,FALSE)","v":"KIT ECHANGEUR DE BARRAGE GSHP 19 – 27 kW"},{"$f":"VLOOKUP($B12,Tarif!$A:$D,3,FALSE)","v":"HZ28"},{"$f":"VLOOKUP($B12,Tarif!$A:$D,4,FALSE)","v":1666},null,null,{"$f":"IF(Chiffrage!$B$18=OFFRE!$B$7,Chiffrage!$J$24,Chiffrage!$J$25)","v":"Electrique"},null,"type séléction"]
["HZ29",7622431,{"$f":"VLOOKUP($B13,Tarif!$A:$D,2,FALSE)","v":"KIT CABLAGE THERMOSTAT DE SECURITE PCBT"},{"$f":"VLOOKUP($B13,Tarif!$A:$D,3,FALSE)","v":"HZ29"},{"$f":"VLOOKUP($B13,Tarif!$A:$D,4,FALSE)","v":82},null,null,null,null,{"$f":"Chiffrage!$G$111","v":"Kit complet"}]
["HZ63",7622062,{"$f":"VLOOKUP($B14,Tarif!$A:$D,2,FALSE)","v":"KIT POMPE WILO PARA 25/1-8 pour GSHP 19"},{"$f":"VLOOKUP($B14,Tarif!$A:$D,3,FALSE)","v":"HZ63"},{"$f":"VLOOKUP($B14,Tarif!$A:$D,4,FALSE)","v":731}]
["ER604",7610411,{"$f":"VLOOKUP($B15,Tarif!$A:$D,2,FALSE)","v":"KIT CIRCUIT PLANCHER CHAUFFANT "},{"$f":"VLOOKUP($B15,Tarif!$A:$D,3,FALSE)","v":"ER604"},{"$f":"VLOOKUP($B15,Tarif!$A:$D,4,FALSE)","v":798},null,null,{"$f":"OFFRE!$O$23","v":"Au sol"},null,"Placement du ballon ECS"]
["ER581",7620436,{"$f":"VLOOKUP($B16,Tarif!$A:$D,2,FALSE)","v":"KIT ISOLATION MODE FROID"},{"$f":"VLOOKUP($B16,Tarif!$A:$D,3,FALSE)","v":"ER581"},{"$f":"VLOOKUP($B16,Tarif!$A:$D,4,FALSE)","v":200},null,null,null,null,{"$f":"+OFFRE!$N$32","v":""}]
["ER605",7610412,{"$f":"VLOOKUP($B17,Tarif!$A:$D,2,FALSE)","v":"KIT CIRCUIT RADIATEUR"},{"$f":"VLOOKUP($B17,Tarif!$A:$D,3,FALSE)","v":"ER605"},{"$f":"VLOOKUP($B17,Tarif!$A:$D,4,FALSE)","v":525},null,null,"nb circuit"]
["ER606",7610667,{"$f":"VLOOKUP($B18,Tarif!$A:$D,2,FALSE)","v":"KIT DE RACCORDEMENT BALLON TAMPON - GSHP"},{"$f":"VLOOKUP($B18,Tarif!$A:$D,3,FALSE)","v":"ER606"},{"$f":"VLOOKUP($B18,Tarif!$A:$D,4,FALSE)","v":217},null,null,{"$f":"OFFRE!$N$23","v":1}]
["ER602",7607396,{"$f":"VLOOKUP($B19,Tarif!$A:$D,2,FALSE)","v":"COLIS BALLON TAMPON GSHP 200L"},{"$f":"VLOOKUP($B19,Tarif!$A:$D,3,FALSE)","v":"ER602"},{"$f":"VLOOKUP($B19,Tarif!$A:$D,4,FALSE)","v":981}]
["EH896",100020045,{"$f":"VLOOKUP($B20,Tarif!$A:$D,2,FALSE)","v":"KIT FILTRE FERNOX TF1"},{"$f":"VLOOKUP($B20,Tarif!$A:$D,3,FALSE)","v":"EH896"},{"$f":"VLOOKUP($B20,Tarif!$A:$D,4,FALSE)","v":288},null,null,"type circuit",null,null,null,"GSHP SOL",null,null,null,null,null,"GSHP NAPPE"]
[{"$f":"$D$21","v":"HZ26"},7618063,{"$f":"VLOOKUP($B21,Tarif!$A:$D,2,FALSE)","v":"KIT ECHANGEUR DE BARRAGE GSHP 12 – 15 kW"},{"$f":"VLOOKUP($B21,Tarif!$A:$D,3,FALSE)","v":"HZ26"},{"$f":"VLOOKUP($B21,Tarif!$A:$D,4,FALSE)","v":1277},null,null,{"$f":"OFFRE!$N$26","v":"Vanne"}]
["Options régulation"]
["AD249",100013304,{"$f":"VLOOKUP($B23,Tarif!$A:$D,2,FALSE)","v":"COLIS OPTION V3V OE-TRONIC 4"},{"$f":"VLOOKUP($B23,Tarif!$A:$D,3,FALSE)","v":"AD249"},{"$f":"VLOOKUP($B23,Tarif!$A:$D,4,FALSE)","v":170},null,null,"ECS par PAC"]
["AD250",100013305,{"$f":"VLOOKUP($B24,Tarif!$A:$D,2,FALSE)","v":"SONDE SYSTÈME ECS"},{"$f":"VLOOKUP($B24,Tarif!$A:$D,3,FALSE)","v":"AD250"},{"$f":"VLOOKUP($B24,Tarif!$A:$D,4,FALSE)","v":49},null,null,{"$f":"OFFRE!$N$29","v":"NON"},null,null,null,null,null,null,null,null,null,null,null,null,"Qté devis type"]
["AD251",100013306,{"$f":"VLOOKUP($B25,Tarif!$A:$D,2,FALSE)","v":"SONDE EXTERIEURE RADIO "},{"$f":"VLOOKUP($B25,Tarif!$A:$D,3,FALSE)","v":"AD251"},{"$f":"VLOOKUP($B25,Tarif!$A:$D,4,FALSE)","v":82},null,null,null,null,{"$f":"IF('Offre GSHP'!$H$9=OFFRE!$R$55,1,0)","v":0},{"$f":"OFFRE!$R$55","v":"OEnoviaPAC-GS 5 MR"},null,null,null,null,{"$f":"IF('Offre GSHP'!$H$9=OFFRE!$S$55,1,0)","v":0},{"$f":"+OFFRE!$S$55","v":"OEnoviaPAC-GS 5  MR"}]
["AD252",100013307,{"$f":"VLOOKUP($B26,Tarif!$A:$D,2,FALSE)","v":"MODULE CHAUDIERE RADIO (EMETTEUR)"},{"$f":"VLOOKUP($B26,Tarif!$A:$D,3,FALSE)","v":"AD252"},{"$f":"VLOOKUP($B26,Tarif!$A:$D,4,FALSE)","v":132},null,null,"Ballon ECS solaire",null,"Appoint",{"$f":"OFFRE!$F$7","v":"Electrique"},null,null,null,null,null,{"$f":"OFFRE!$F$6","v":"Hydraulique par chaudière"}]
["AD255",100013472,{"$f":"VLOOKUP($B27,Tarif!$A:$D,2,FALSE)","v":"CDE A DISTANCE RADIO RS 400R     "},{"$f":"VLOOKUP($B27,Tarif!$A:$D,3,FALSE)","v":"AD255"},{"$f":"VLOOKUP($B27,Tarif!$A:$D,4,FALSE)","v":256},null,null,{"$f":"+OFFRE!$N$38","v":""},null,"Type","sol",null,null,null,null,null,"nappe"]
["AD257",100013477,{"$f":"VLOOKUP($B28,Tarif!$A:$D,2,FALSE)","v":"COMMANDE A DISTANCE RS 400"},{"$f":"VLOOKUP($B28,Tarif!$A:$D,3,FALSE)","v":"AD257"},{"$f":"VLOOKUP($B28,Tarif!$A:$D,4,FALSE)","v":190}]
["AD199",88017017,{"$f":"VLOOKUP($B29,Tarif!$A:$D,2,FALSE)","v":"SONDE DEPART v3v"},{"$f":"VLOOKUP($B29,Tarif!$A:$D,3,FALSE)","v":"AD199"},{"$f":"VLOOKUP($B29,Tarif!$A:$D,4,FALSE)","v":85},null,null,null,null,null,null,null,null,null,null,null,null,null,null,null,null,null,null,"Si 5 MR choisi"]
["AD134",88017851,{"$f":"VLOOKUP($B30,Tarif!$A:$D,2,FALSE)","v":"CABLE DE LIAISON BUS LG 12 M"},{"$f":"VLOOKUP($B30,Tarif!$A:$D,3,FALSE)","v":"AD134"},{"$f":"VLOOKUP($B30,Tarif!$A:$D,4,FALSE)","v":118},null,"Code pour trouver kit nécessaire",null,null,"5MR",null,{"$f":"IF($J$13=OFFRE!$H$23,\"Kit complet : PAC + accessoires\",\"\")","v":"Kit complet : PAC + accessoires"},null,null,null,null,null,{"$f":"IF($J$13=OFFRE!$H$23,\"Kit complet : PAC + accessoires\",\"\")","v":"Kit complet : PAC + accessoires"},null,null,null,null,{"$f":"IF(Y39=\"\",0,1)","v":0},{"$f":"IF($J$25=1,K30,IF($P$25=1,Q30,\"\"))","v":""},{"$f":"IF($J$25=1,L30,IF($P$25=1,R30,\"\"))","v":""},{"$f":"IF($J$25=1,M30,IF($P$25=1,S30,\"\"))","v":""},{"$f":"IF($J$25=1,N30,IF($P$25=1,T30,\"\"))","v":""},{"$f":"IF($J$25=1,O30,IF($P$25=1,U30,\"\"))","v":""}]
["AD208",100002803,{"$f":"VLOOKUP($B31,Tarif!$A:$D,2,FALSE)","v":"COMMANDE A DISTANCE SIMPLIFIEE AD208"},{"$f":"VLOOKUP($B31,Tarif!$A:$D,3,FALSE)","v":"AD208"},{"$f":"VLOOKUP($B31,Tarif!$A:$D,4,FALSE)","v":112},null,{"$f":"IF($H$24=OFFRE!$D$7,1,IF(AND($H$24=OFFRE!$D$6,'Offre GSHP'!$H$27=OFFRE!$H$11,$J$16=OFFRE!$H$6),2,IF(AND($H$24=OFFRE!$D$6,'Offre GSHP'!$H$27=OFFRE!$H$11,$J$16=OFFRE!$H$7),3,IF(AND($H$24=OFFRE!$D$6,'Offre GSHP'!$H$27=OFFRE!$H$10,$J$16=OFFRE!$H$6),4,IF(AND($H$24=OFFRE!$D$6,'Offre GSHP'!$H$27=OFFRE!$H$10,$J$16=OFFRE!$H$7),5,\"\")))))","v":1},null,null,null,{"$f":"IF($J$13=OFFRE!$H$23,IF($G$31=1,$B$103,IF($G$31=2,$B$69,IF($G$31=3,$B$76,IF($G$31=4,$B$85,IF($G$31=5,$B$92,\"\"))))),\"\")","v":7617624},{"$f":"IFERROR(VLOOKUP(K31,$B$7:$E$119,2,FALSE),\"\")","v":"OEnoviaPAC-GS 5 MR"},{"$f":"IFERROR(VLOOKUP(K31,$B$7:$E$119,3,FALSE),\"\")","v":"HZ38"},{"$f":"IFERROR(VLOOKUP(K31,$B$7:$E$119,4,FALSE),\"\")","v":7530},{"$f":"IF(K31=\"\",\"\",1)","v":1},null,{"$f":"IF($J$13=OFFRE!$H$23,IF($G$31=1,$B$103,IF($G$31=2,$B$69,IF($G$31=3,$B$76,IF($G$31=4,$B$85,IF($G$31=5,$B$92,\"\"))))),\"\")","v":7617624},{"$f":"IFERROR(VLOOKUP(Q31,$B$7:$E$119,2,FALSE),\"\")","v":"OEnoviaPAC-GS 5 MR"},{"$f":"IFERROR(VLOOKUP(Q31,$B$7:$E$119,3,FALSE),\"\")","v":"HZ38"},{"$f":"IFERROR(VLOOKUP(Q31,$B$7:$E$119,4,FALSE),\"\")","v":7530},{"$f":"IF(Q31=\"\",\"\",1)","v":1},null,null,{"$f":"IF($J$25=1,K31,IF($P$25=1,Q31,\"\"))","v":""},{"$f":"IF($J$25=1,L31,IF($P$25=1,R31,\"\"))","v":""},"",{"$f":"IF($J$25=1,N31,IF($P$25=1,T31,\"\"))","v":""},{"$f":"IF($J$25=1,O31,IF($P$25=1,U31,\"\"))","v":""}]
["AD212",100000030,{"$f":"VLOOKUP($B32,Tarif!$A:$D,2,FALSE)","v":"COLIS OPTION SONDE ECS"},{"$f":"VLOOKUP($B32,Tarif!$A:$D,3,FALSE)","v":"AD212"},{"$f":"VLOOKUP($B32,Tarif!$A:$D,4,FALSE)","v":53},null,null,null,null,null,null,null,null,null,null,null,null,null,null,null,null,null,null,{"$f":"IF($J$25=1,K32,IF($P$25=1,Q32,\"\"))","v":""},"","","",""]
["HK27",100019114,{"$f":"VLOOKUP($B33,Tarif!$A:$D,2,FALSE)","v":"KIT SONDE HYGRO RAFRAICHISSEMENT"},{"$f":"VLOOKUP($B33,Tarif!$A:$D,3,FALSE)","v":"HK27"},{"$f":"VLOOKUP($B33,Tarif!$A:$D,4,FALSE)","v":233},null,1,"Pas ECS",null,null,null,{"$f":"IF($J$13=OFFRE!$H$24,\"Sélection personnalisée\",\"\")","v":""},null,null,null,null,null,{"$f":"IF($J$13=OFFRE!$H$24,\"Sélection personnalisée\",\"\")","v":""},null,null,null,null,null,"","","","",""]
["HK29",100020294,{"$f":"VLOOKUP($B34,Tarif!$A:$D,2,FALSE)","v":"KIT COMPTAGE D'ENERGIE"},{"$f":"VLOOKUP($B34,Tarif!$A:$D,3,FALSE)","v":"HK29"},{"$f":"VLOOKUP($B34,Tarif!$A:$D,4,FALSE)","v":209},null,2,"ECS non solaire juxtaposé",null,null,{"$f":"IF($J$13=OFFRE!$H$24,$B$103,\"\")","v":""},{"$f":"IFERROR(VLOOKUP(K34,$B$7:$E$119,2,FALSE),\"\")","v":""},{"$f":"IFERROR(VLOOKUP(K34,$B$7:$E$119,3,FALSE),\"\")","v":""},{"$f":"IFERROR(VLOOKUP(K34,$B$7:$E$119,4,FALSE),\"\")","v":""},{"$f":"IF(K34=\"\",\"\",1)","v":""},null,{"$f":"IF($J$13=OFFRE!$H$24,$B$103,\"\")","v":""},{"$f":"IFERROR(VLOOKUP(Q34,$B$7:$E$119,2,FALSE),\"\")","v":""},{"$f":"IFERROR(VLOOKUP(Q34,$B$7:$E$119,3,FALSE),\"\")","v":""},{"$f":"IFERROR(VLOOKUP(Q34,$B$7:$E$119,4,FALSE),\"\")","v":""},{"$f":"IF(Q34=\"\",\"\",1)","v":""},null,null,"","","","",""]
[null,null,null,null,null,null,3,"ECS non solaire superposé",null,null,{"$f":"IF($J$13=OFFRE!$H$24,IF($G$31=1,\"\",IF(OR($G$31=2,$G$31=3),$B$114,$B$115)),\"\")","v":""},{"$f":"IFERROR(VLOOKUP(K35,$B$7:$E$119,2,FALSE),\"\")","v":""},{"$f":"IFERROR(VLOOKUP(K35,$B$7:$E$119,3,FALSE),\"\")","v":""},{"$f":"IFERROR(VLOOKUP(K35,$B$7:$E$119,4,FALSE),\"\")","v":""},{"$f":"IF(K35=\"\",\"\",1)","v":""},null,{"$f":"IF($J$13=OFFRE!$H$24,IF($G$31=1,\"\",IF(OR($G$31=2,$G$31=3),$B$114,$B$115)),\"\")","v":""},{"$f":"IFERROR(VLOOKUP(Q35,$B$7:$E$119,2,FALSE),\"\")","v":""},{"$f":"IFERROR(VLOOKUP(Q35,$B$7:$E$119,3,FALSE),\"\")","v":""},{"$f":"IFERROR(VLOOKUP(Q35,$B$7:$E$119,4,FALSE),\"\")","v":""},{"$f":"IF(Q35=\"\",\"\",1)","v":""},null,null,"","","","",""]
[null,null,null,null,null,null,4,"ECS solaire juxtaposé",null,null,{"$f":"IF($J$13=OFFRE!$H$24,IF($G$31=1,\"\",IF(OR($G$31=2,$G$31=4),$B$118,$B$119)),\"\")","v":""},{"$f":"IFERROR(VLOOKUP(K36,$B$7:$E$119,2,FALSE),\"\")","v":""},{"$f":"IFERROR(VLOOKUP(K36,$B$7:$E$119,3,FALSE),\"\")","v":""},{"$f":"IFERROR(VLOOKUP(K36,$B$7:$E$119,4,FALSE),\"\")","v":""},{"$f":"IF(K36=\"\",\"\",1)","v":""},null,{"$f":"IF($J$13=OFFRE!$H$24,IF($G$31=1,\"\",IF(OR($G$31=2,$G$31=4),$B$118,$B$119)),\"\")","v":""},{"$f":"IFERROR(VLOOKUP(Q36,$B$7:$E$119,2,FALSE),\"\")","v":""},{"$f":"IFERROR(VLOOKUP(Q36,$B$7:$E$119,3,FALSE),\"\")","v":""},{"$f":"IFERROR(VLOOKUP(Q36,$B$7:$E$119,4,FALSE),\"\")","v":""},{"$f":"IF(Q36=\"\",\"\",1)","v":""},null,null,"","","","",""]
["Préparateur ECS mixte",null,null,null,null,null,5,"ECS solaire superposé",null,null,null,null,null,null,null,null,null,null,null,null,null,null,null,"","","","",""]
[{"$f":"D38","v":"ER616"},7622063,{"$f":"VLOOKUP($B38,Tarif!$A:$D,2,FALSE)","v":"PREPARATEUR MIXTE OBEPB 300 POUR PAC"},{"$f":"VLOOKUP($B38,Tarif!$A:$D,3,FALSE)","v":"ER616"},{"$f":"VLOOKUP($B38,Tarif!$A:$D,4,FALSE)","v":2247},null,null,null,null,null,null,null,null,null,null,null,null,null,null,null,null,null,null,"","","","",""]
[null,null,null,null,null,null,null,null,null,null,null,"Appoint électrique",null,null,null,null,null,"Appoint électrique et échangeur de barrage",null,null,null,null,null,"","","","",""]
["Option BEPC",null,null,null,null,null,null,null,null,null,{"$f":"$B$9","v":7616680},{"$f":"IFERROR(VLOOKUP(K40,$B$7:$E$119,2,FALSE),\"\")","v":"KIT APPOINT ELECTRIQUE 9 kW GSHP 05 à 15 kW"},{"$f":"IFERROR(VLOOKUP(K40,$B$7:$E$119,3,FALSE),\"\")","v":"HZ20"},{"$f":"IFERROR(VLOOKUP(K40,$B$7:$E$119,4,FALSE),\"\")","v":718},1,null,{"$f":"$B$9","v":7616680},{"$f":"IFERROR(VLOOKUP(Q40,$B$7:$E$119,2,FALSE),\"\")","v":"KIT APPOINT ELECTRIQUE 9 kW GSHP 05 à 15 kW"},{"$f":"IFERROR(VLOOKUP(Q40,$B$7:$E$119,3,FALSE),\"\")","v":"HZ20"},{"$f":"IFERROR(VLOOKUP(Q40,$B$7:$E$119,4,FALSE),\"\")","v":718},1,null,null,"","","","",""]
["EH84",100009229,{"$f":"VLOOKUP($B41,Tarif!$A:$D,2,FALSE)","v":"VANNE 3 VOIES D'INVERSION POUR ECS AVEC KIT CABLAGE"},{"$f":"VLOOKUP($B41,Tarif!$A:$D,3,FALSE)","v":"EH84"},{"$f":"VLOOKUP($B41,Tarif!$A:$D,4,FALSE)","v":366},null,null,null,null,null,null,{"$f":"IFERROR(VLOOKUP(K41,$B$7:$E$119,2,FALSE),\"\")","v":""},{"$f":"IFERROR(VLOOKUP(K41,$B$7:$E$119,3,FALSE),\"\")","v":""},{"$f":"IFERROR(VLOOKUP(K41,$B$7:$E$119,4,FALSE),\"\")","v":""},null,null,{"$f":"$B$11","v":7618061},{"$f":"IFERROR(VLOOKUP(Q41,$B$7:$E$119,2,FALSE),\"\")","v":"KIT ECHANGEUR DE BARRAGE GSHP 05 – 09 kW"},{"$f":"IFERROR(VLOOKUP(Q41,$B$7:$E$119,3,FALSE),\"\")","v":"HZ24"},{"$f":"IFERROR(VLOOKUP(Q41,$B$7:$E$119,4,FALSE),\"\")","v":1050},1,null,null,"","","","",""]
["AJ39",89757753,{"$f":"VLOOKUP($B42,Tarif!$A:$D,2,FALSE)","v":"ANODE ACI CORREX UP BALLON > 300 LITRES"},{"$f":"VLOOKUP($B42,Tarif!$A:$D,3,FALSE)","v":"AJ39"},{"$f":"VLOOKUP($B42,Tarif!$A:$D,4,FALSE)","v":428},null,null,null,null,null,null,null,null,null,null,null,null,null,null,null,null,null,null,"","","","",""]
[null,null,null,null,null,null,null,null,null,null,null,{"$f":"IF($G$31=1,\"Option BEPC : préparateur ECS indépendant\",\"\")","v":"Option BEPC : préparateur ECS indépendant"},null,null,null,null,null,{"$f":"IF($G$31=1,\"Option BEPC : préparateur ECS indépendant\",\"\")","v":"Option BEPC : préparateur ECS indépendant"},null,null,null,null,null,"","","","",""]
["Accessoires hydrauliques",null,null,null,null,null,null,null,null,null,{"$f":"IF($G$31=1,$B$38,\"\")","v":7622063},{"$f":"IFERROR(VLOOKUP(K44,$B$7:$E$119,2,FALSE),\"\")","v":"PREPARATEUR MIXTE OBEPB 300 POUR PAC"},{"$f":"IFERROR(VLOOKUP(K44,$B$7:$E$119,3,FALSE),\"\")","v":"ER616"},{"$f":"IFERROR(VLOOKUP(K44,$B$7:$E$119,4,FALSE),\"\")","v":2247},null,null,{"$f":"IF($G$31=1,$B$38,\"\")","v":7622063},{"$f":"IFERROR(VLOOKUP(Q44,$B$7:$E$119,2,FALSE),\"\")","v":"PREPARATEUR MIXTE OBEPB 300 POUR PAC"},{"$f":"IFERROR(VLOOKUP(Q44,$B$7:$E$119,3,FALSE),\"\")","v":"ER616"},{"$f":"IFERROR(VLOOKUP(Q44,$B$7:$E$119,4,FALSE),\"\")","v":2247},null,null,null,"","","","",""]
["EA143",100020167,{"$f":"VLOOKUP($B45,Tarif!$A:$D,2,FALSE)","v":"CIRCUIT DIRECT P.ELEC CLASSE A  "},{"$f":"VLOOKUP($B45,Tarif!$A:$D,3,FALSE)","v":"EA143"},{"$f":"VLOOKUP($B45,Tarif!$A:$D,4,FALSE)","v":720},null,null,null,null,null,{"$f":"IF($G$31=1,$B$41,\"\")","v":100009229},{"$f":"IFERROR(VLOOKUP(K45,$B$7:$E$119,2,FALSE),\"\")","v":"VANNE 3 VOIES D'INVERSION POUR ECS AVEC KIT CABLAGE"},{"$f":"IFERROR(VLOOKUP(K45,$B$7:$E$119,3,FALSE),\"\")","v":"EH84"},{"$f":"IFERROR(VLOOKUP(K45,$B$7:$E$119,4,FALSE),\"\")","v":366},null,null,{"$f":"IF($G$31=1,$B$41,\"\")","v":100009229},{"$f":"IFERROR(VLOOKUP(Q45,$B$7:$E$119,2,FALSE),\"\")","v":"VANNE 3 VOIES D'INVERSION POUR ECS AVEC KIT CABLAGE"},{"$f":"IFERROR(VLOOKUP(Q45,$B$7:$E$119,3,FALSE),\"\")","v":"EH84"},{"$f":"IFERROR(VLOOKUP(Q45,$B$7:$E$119,4,FALSE),\"\")","v":366},null,null,null,"","","","",""]
["EA144",100020168,{"$f":"VLOOKUP($B46,Tarif!$A:$D,2,FALSE)","v":"CIRCUIT V3V P.ELEC"},{"$f":"VLOOKUP($B46,Tarif!$A:$D,3,FALSE)","v":"EA144"},{"$f":"VLOOKUP($B46,Tarif!$A:$D,4,FALSE)","v":1023},null,null,null,null,null,{"$f":"IF($G$31=1,$B$42,\"\")","v":89757753},{"$f":"IFERROR(VLOOKUP(K46,$B$7:$E$119,2,FALSE),\"\")","v":"ANODE ACI CORREX UP BALLON > 300 LITRES"},{"$f":"IFERROR(VLOOKUP(K46,$B$7:$E$119,3,FALSE),\"\")","v":"AJ39"},{"$f":"IFERROR(VLOOKUP(K46,$B$7:$E$119,4,FALSE),\"\")","v":428},null,null,{"$f":"IF($G$31=1,$B$42,\"\")","v":89757753},{"$f":"IFERROR(VLOOKUP(Q46,$B$7:$E$119,2,FALSE),\"\")","v":"ANODE ACI CORREX UP BALLON > 300 LITRES"},{"$f":"IFERROR(VLOOKUP(Q46,$B$7:$E$119,3,FALSE),\"\")","v":"AJ39"},{"$f":"IFERROR(VLOOKUP(Q46,$B$7:$E$119,4,FALSE),\"\")","v":428},null,null,null,"","","","",""]
["EA140",100020164,{"$f":"VLOOKUP($B47,Tarif!$A:$D,2,FALSE)","v":"COLLECTEUR 2/3 CIRCUITS "},{"$f":"VLOOKUP($B47,Tarif!$A:$D,3,FALSE)","v":"EA140"},{"$f":"VLOOKUP($B47,Tarif!$A:$D,4,FALSE)","v":382},null,null,null,null,null,null,null,null,null,null,null,null,null,null,null,null,null,null,"","","","",""]
["EA141",100020165,{"$f":"VLOOKUP($B48,Tarif!$A:$D,2,FALSE)","v":"CONSOLE MUR COLLECTEUR "},{"$f":"VLOOKUP($B48,Tarif!$A:$D,3,FALSE)","v":"EA141"},{"$f":"VLOOKUP($B48,Tarif!$A:$D,4,FALSE)","v":48},null,null,null,null,null,null,"Accessoires de raccordement hydraulique",null,null,null,null,null,"Accessoires de raccordement hydraulique",null,null,null,null,null,"","","","",""]
["EA142",100020166,{"$f":"VLOOKUP($B49,Tarif!$A:$D,2,FALSE)","v":"CONSOLE MUR 1 MODULE "},{"$f":"VLOOKUP($B49,Tarif!$A:$D,3,FALSE)","v":"EA142"},{"$f":"VLOOKUP($B49,Tarif!$A:$D,4,FALSE)","v":129},null,null,null,null,null,{"$f":"$B$13","v":7622431},{"$f":"IFERROR(VLOOKUP(K49,$B$7:$E$119,2,FALSE),\"\")","v":"KIT CABLAGE THERMOSTAT DE SECURITE PCBT"},{"$f":"IFERROR(VLOOKUP(K49,$B$7:$E$119,3,FALSE),\"\")","v":"HZ29"},{"$f":"IFERROR(VLOOKUP(K49,$B$7:$E$119,4,FALSE),\"\")","v":82},null,null,{"$f":"$B$13","v":7622431},{"$f":"IFERROR(VLOOKUP(Q49,$B$7:$E$119,2,FALSE),\"\")","v":"KIT CABLAGE THERMOSTAT DE SECURITE PCBT"},{"$f":"IFERROR(VLOOKUP(Q49,$B$7:$E$119,3,FALSE),\"\")","v":"HZ29"},{"$f":"IFERROR(VLOOKUP(Q49,$B$7:$E$119,4,FALSE),\"\")","v":82},null,null,null,"","","","",""]
["BH84",89557009,{"$f":"VLOOKUP($B50,Tarif!$A:$D,2,FALSE)","v":"KIT DE TRANSFORMATION G/R 3/4 '' ET 1 ''"},{"$f":"VLOOKUP($B50,Tarif!$A:$D,3,FALSE)","v":"BH84"},{"$f":"VLOOKUP($B50,Tarif!$A:$D,4,FALSE)","v":35},null,null,null,null,null,{"$f":"$B$14","v":7622062},"KIT POMPE WILO PARA 25/1-8 pour GSHP 19","HZ63",731,null,null,{"$f":"$B$14","v":7622062},"KIT POMPE WILO PARA 25/1-8 pour GSHP 19","HZ63",731,null,null,null,"","","","",""]
[null,null,null,null,null,null,null,null,null,null,{"$f":"$B$15","v":7610411},"KIT CIRCUIT PLANCHER CHAUFFANT ","ER604",798,null,null,{"$f":"$B$15","v":7610411},"KIT CIRCUIT PLANCHER CHAUFFANT ","ER604",798,null,null,null,"","","","",""]
["ER611",7611489,{"$f":"VLOOKUP($B52,Tarif!$A:$D,2,FALSE)","v":"KIT DE LIAISON PAC-BALLON B200"},{"$f":"VLOOKUP($B52,Tarif!$A:$D,3,FALSE)","v":"ER611"},{"$f":"VLOOKUP($B52,Tarif!$A:$D,4,FALSE)","v":297},null,null,null,null,null,{"$f":"$B$16","v":7620436},"KIT ISOLATION MODE FROID","ER581",200,null,null,{"$f":"$B$16","v":7620436},"KIT ISOLATION MODE FROID","ER581",200,null,null,null,"","","","",""]
["ER610",7611488,{"$f":"VLOOKUP($B53,Tarif!$A:$D,2,FALSE)","v":"KIT DE LIAISON PAC-BALLON V200"},{"$f":"VLOOKUP($B53,Tarif!$A:$D,3,FALSE)","v":"ER610"},{"$f":"VLOOKUP($B53,Tarif!$A:$D,4,FALSE)","v":173},null,null,null,null,null,{"$f":"$B$17","v":7610412},"KIT CIRCUIT RADIATEUR","ER605",525,null,null,{"$f":"$B$17","v":7610412},"KIT CIRCUIT RADIATEUR","ER605",525,null,null,null,"","","","",""]
[null,null,null,null,null,null,null,null,null,null,{"$f":"$B$18","v":7610667},"KIT DE RACCORDEMENT BALLON TAMPON - GSHP","ER606",217,null,null,{"$f":"$B$18","v":7610667},"KIT DE RACCORDEMENT BALLON TAMPON - GSHP","ER606",217,null,null,null,"","","","",""]
[null,null,null,null,null,null,null,null,null,null,{"$f":"$B$19","v":7607396},"COLIS BALLON TAMPON GSHP 200L","ER602",981,1,null,{"$f":"$B$19","v":7607396},"COLIS BALLON TAMPON GSHP 200L","ER602",981,1,null,null,"","","","",""]
[null,null,null,null,null,null,null,null,null,null,{"$f":"$B$20","v":100020045},"KIT FILTRE FERNOX TF1","EH896",288,null,null,{"$f":"$B$20","v":100020045},"KIT FILTRE FERNOX TF1","EH896",288,null,null,null,"","","","",""]
[null,null,null,null,null,null,null,null,null,null,null,"","","",null,null,null,"","","",null,null,null,"","","","",""]
[null,null,null,null,null,null,null,null,null,null,null,"","","",null,null,null,"","","",null,null,null,"","","","",""]
[null,null,null,null,null,null,null,null,null,null,null,null,"","",null,null,null,null,"","",null,null,null,"","","","",""]
[null,null,null,null,null,null,null,null,null,null,null,null,null,null,null,null,null,null,null,null,null,null,null,"","","","",""]
[null,null,null,null,null,null,null,null,null,null,{"$f":"$B$45","v":100020167},{"$f":"IFERROR(VLOOKUP(K61,$B$7:$E$119,2,FALSE),\"\")","v":"CIRCUIT DIRECT P.ELEC CLASSE A  "},{"$f":"IFERROR(VLOOKUP(K61,$B$7:$E$119,3,FALSE),\"\")","v":"EA143"},{"$f":"IFERROR(VLOOKUP(K61,$B$7:$E$119,4,FALSE),\"\")","v":720},null,null,{"$f":"$B$45","v":100020167},{"$f":"IFERROR(VLOOKUP(Q61,$B$7:$E$119,2,FALSE),\"\")","v":"CIRCUIT DIRECT P.ELEC CLASSE A  "},{"$f":"IFERROR(VLOOKUP(Q61,$B$7:$E$119,3,FALSE),\"\")","v":"EA143"},{"$f":"IFERROR(VLOOKUP(Q61,$B$7:$E$119,4,FALSE),\"\")","v":720},null,null,null,"","","","",""]
[null,null,null,null,null,null,null,null,null,null,{"$f":"$B$46","v":100020168},"CIRCUIT V3V P.ELEC","EA144",1023,null,null,{"$f":"$B$46","v":100020168},"CIRCUIT V3V P.ELEC","EA144",1023,null,null,null,"","","","",""]
[null,null,null,null,null,null,null,null,null,null,{"$f":"$B$47","v":100020164},"COLLECTEUR 2/3 CIRCUITS ","EA140",382,null,null,{"$f":"$B$47","v":100020164},"COLLECTEUR 2/3 CIRCUITS ","EA140",382,null,null,null,"","","","",""]
[null,null,null,null,null,null,null,null,null,null,{"$f":"$B$48","v":100020165},"CONSOLE MUR COLLECTEUR ","EA141",48,null,null,{"$f":"$B$48","v":100020165},"CONSOLE MUR COLLECTEUR ","EA141",48,null,null,null,"","","","",""]
[null,null,null,null,null,null,null,null,null,null,{"$f":"$B$49","v":100020166},"CONSOLE MUR 1 MODULE ","EA142",129,null,null,{"$f":"$B$49","v":100020166},"CONSOLE MUR 1 MODULE ","EA142",129,null,null,null,"","","","",""]
[null,"CAELIA PAC/Unité int.-ext.",null,null,null,null,null,null,null,null,{"$f":"$B$50","v":89557009},"KIT DE TRANSFORMATION G/R 3/4 '' ET 1 ''","BH84",35,null,null,{"$f":"$B$50","v":89557009},"KIT DE TRANSFORMATION G/R 3/4 '' ET 1 ''","BH84",35,null,null,null,"","","","",""]
[null,null,null,null,null,null,null,null,null,null,null,"","","",null,null,null,"","","",null,null,null,"","","","",""]
["KIT","GSHP + 200GHL",null,null,null,null,null,null,null,null,{"$f":"$B$52","v":7611489},"KIT DE LIAISON PAC-BALLON B200","ER611",297,null,null,{"$f":"$B$52","v":7611489},"KIT DE LIAISON PAC-BALLON B200","ER611",297,null,null,null,"","","","",""]
[null,7638403,{"$f":"VLOOKUP($B69,Tarif!$A:$D,2,FALSE)","v":"OEnoviaPAC-GS 5 MR/B200GHL"},"-",{"$f":"VLOOKUP($B69,Tarif!$A:$D,4,FALSE)","v":9824},null,null,null,null,null,{"$f":"$B$53","v":7611488},"KIT DE LIAISON PAC-BALLON V200","ER610",173,{"$f":"IF($J$16=OFFRE!$H$7,1,\"\")","v":""},null,{"$f":"$B$53","v":7611488},"KIT DE LIAISON PAC-BALLON V200","ER610",173,{"$f":"IF($J$16=OFFRE!$H$7,1,\"\")","v":""},null,null,"","","","",""]
[{"$f":"D70","v":"-"},7638405,{"$f":"VLOOKUP($B70,Tarif!$A:$D,2,FALSE)","v":"OEnoviaPAC-GS 5 TR/B200GHL"},"-",{"$f":"VLOOKUP($B70,Tarif!$A:$D,4,FALSE)","v":9824},null,null,null,null,null,null,null,null,null,null,null,null,null,null,null,null,null,null,"","","","",""]
[{"$f":"D71","v":"-"},7638407,{"$f":"VLOOKUP($B71,Tarif!$A:$D,2,FALSE)","v":"OEnoviaPAC-GS 9 MR/B200GHL"},"-",{"$f":"VLOOKUP($B71,Tarif!$A:$D,4,FALSE)","v":10623},null,null,null,null,null,null,{"$f":"IFERROR(VLOOKUP(K71,$B$7:$E$119,2,FALSE),\"\")","v":""},{"$f":"IFERROR(VLOOKUP(K71,$B$7:$E$119,3,FALSE),\"\")","v":""},{"$f":"IFERROR(VLOOKUP(K71,$B$7:$E$119,4,FALSE),\"\")","v":""},null,null,null,{"$f":"IFERROR(VLOOKUP(Q71,$B$7:$E$119,2,FALSE),\"\")","v":""},{"$f":"IFERROR(VLOOKUP(Q71,$B$7:$E$119,3,FALSE),\"\")","v":""},{"$f":"IFERROR(VLOOKUP(Q71,$B$7:$E$119,4,FALSE),\"\")","v":""},null,null,null,"","","","",""]
["-",7638409,{"$f":"VLOOKUP($B72,Tarif!$A:$D,2,FALSE)","v":"OEnoviaPAC-GS 9 TR/B200GHL"},"-",{"$f":"VLOOKUP($B72,Tarif!$A:$D,4,FALSE)","v":10623},null,null,null,null,null,null,{"$f":"IFERROR(VLOOKUP(K72,$B$7:$E$119,2,FALSE),\"\")","v":""},{"$f":"IFERROR(VLOOKUP(K72,$B$7:$E$119,3,FALSE),\"\")","v":""},{"$f":"IFERROR(VLOOKUP(K72,$B$7:$E$119,4,FALSE),\"\")","v":""},null,null,null,{"$f":"IFERROR(VLOOKUP(Q72,$B$7:$E$119,2,FALSE),\"\")","v":""},{"$f":"IFERROR(VLOOKUP(Q72,$B$7:$E$119,3,FALSE),\"\")","v":""},{"$f":"IFERROR(VLOOKUP(Q72,$B$7:$E$119,4,FALSE),\"\")","v":""},null,null,null,"","","","",""]
["-",7638411,{"$f":"VLOOKUP($B73,Tarif!$A:$D,2,FALSE)","v":"OEnoviaPAC-GS 12 MR/B200GHL"},"-",{"$f":"VLOOKUP($B73,Tarif!$A:$D,4,FALSE)","v":11262},null,null,null,null,null,null,null,null,null,null,null,null,null,null,null,null,null,null,"","","","",""]
["-",7638413,{"$f":"VLOOKUP($B74,Tarif!$A:$D,2,FALSE)","v":"OEnoviaPAC-GS 12 TR/B200GHL"},"-",{"$f":"VLOOKUP($B74,Tarif!$A:$D,4,FALSE)","v":11262},null,null,null,null,null,null,"Accessoires de régulation",null,null,null,null,null,"Accessoires de régulation",null,null,null,null,null,"","","","",""]
["-",7638415,{"$f":"VLOOKUP($B75,Tarif!$A:$D,2,FALSE)","v":"OEnoviaPAC-GS 15 TR/B200GHL"},"-",{"$f":"VLOOKUP($B75,Tarif!$A:$D,4,FALSE)","v":11924},null,null,null,null,null,{"$f":"+$B$23","v":100013304},{"$f":"IFERROR(VLOOKUP(K75,$B$7:$E$119,2,FALSE),\"\")","v":"COLIS OPTION V3V OE-TRONIC 4"},{"$f":"IFERROR(VLOOKUP(K75,$B$7:$E$119,3,FALSE),\"\")","v":"AD249"},{"$f":"IFERROR(VLOOKUP(K75,$B$7:$E$119,4,FALSE),\"\")","v":170},null,null,{"$f":"+$B$23","v":100013304},{"$f":"IFERROR(VLOOKUP(Q75,$B$7:$E$119,2,FALSE),\"\")","v":"COLIS OPTION V3V OE-TRONIC 4"},{"$f":"IFERROR(VLOOKUP(Q75,$B$7:$E$119,3,FALSE),\"\")","v":"AD249"},{"$f":"IFERROR(VLOOKUP(Q75,$B$7:$E$119,4,FALSE),\"\")","v":170},null,null,null,"","","","",""]
["-",7638404,{"$f":"VLOOKUP($B76,Tarif!$A:$D,2,FALSE)","v":"OEnoviaPAC-GS 5 MR/V200GHL"},"-",{"$f":"VLOOKUP($B76,Tarif!$A:$D,4,FALSE)","v":9700},null,null,null,null,null,{"$f":"+$B$24","v":100013305},"SONDE SYSTÈME ECS","AD250",49,null,null,{"$f":"+$B$24","v":100013305},"SONDE SYSTÈME ECS","AD250",49,null,null,null,{"$f":"IF($J$25=1,K76,IF($P$25=1,Q76,\"\"))","v":""},"","","",""]
["-",7638406,{"$f":"VLOOKUP($B77,Tarif!$A:$D,2,FALSE)","v":"OEnoviaPAC-GS 5 TR/V200GHL"},"-",{"$f":"VLOOKUP($B77,Tarif!$A:$D,4,FALSE)","v":9700},null,null,null,null,null,{"$f":"+$B$25","v":100013306},"SONDE EXTERIEURE RADIO ","AD251",82,null,null,{"$f":"+$B$25","v":100013306},"SONDE EXTERIEURE RADIO ","AD251",82,null,null,null,"","","","",""]
["-",7638408,{"$f":"VLOOKUP($B78,Tarif!$A:$D,2,FALSE)","v":"OEnoviaPAC-GS 9 MR/V200GHL"},"-",{"$f":"VLOOKUP($B78,Tarif!$A:$D,4,FALSE)","v":10499},null,null,null,null,null,{"$f":"+$B$26","v":100013307},"MODULE CHAUDIERE RADIO (EMETTEUR)","AD252",132,null,null,{"$f":"+$B$26","v":100013307},"MODULE CHAUDIERE RADIO (EMETTEUR)","AD252",132,null,null,null,"","","","",""]
["-",7638410,{"$f":"VLOOKUP($B79,Tarif!$A:$D,2,FALSE)","v":"OEnoviaPAC-GS 9 TR/V200GHL"},"-",{"$f":"VLOOKUP($B79,Tarif!$A:$D,4,FALSE)","v":10499},null,null,null,null,null,{"$f":"+$B$27","v":100013472},"CDE A DISTANCE RADIO RS 400R     ","AD255",256,null,null,{"$f":"+$B$27","v":100013472},"CDE A DISTANCE RADIO RS 400R     ","AD255",256,null,null,null,"","","","",""]
["-",7638412,{"$f":"VLOOKUP($B80,Tarif!$A:$D,2,FALSE)","v":"OEnoviaPAC-GS 12 MR/V200GHL"},"-",{"$f":"VLOOKUP($B80,Tarif!$A:$D,4,FALSE)","v":11138},null,null,null,null,null,{"$f":"+$B$28","v":100013477},"COMMANDE A DISTANCE RS 400","AD257",190,{"$f":"$H$18","v":1},null,{"$f":"+$B$28","v":100013477},"COMMANDE A DISTANCE RS 400","AD257",190,{"$f":"$H$18","v":1},null,null,"","","","",""]
["-",7638414,{"$f":"VLOOKUP($B81,Tarif!$A:$D,2,FALSE)","v":"OEnoviaPAC-GS 12 TR/V200GHL"},"-",{"$f":"VLOOKUP($B81,Tarif!$A:$D,4,FALSE)","v":11138},null,null,null,null,null,{"$f":"+$B$29","v":88017017},"SONDE DEPART v3v","AD199",85,null,null,{"$f":"+$B$29","v":88017017},"SONDE DEPART v3v","AD199",85,null,null,null,"","","","",""]
["-",7638416,{"$f":"VLOOKUP($B82,Tarif!$A:$D,2,FALSE)","v":"OEnoviaPAC-GS 15 TR/V200GHL"},"-",{"$f":"VLOOKUP($B82,Tarif!$A:$D,4,FALSE)","v":11800},null,null,null,null,null,{"$f":"+$B$30","v":88017851},"CABLE DE LIAISON BUS LG 12 M","AD134",118,null,null,{"$f":"+$B$30","v":88017851},"CABLE DE LIAISON BUS LG 12 M","AD134",118,null,null,null,"","","","",""]
[null,null,null,null,null,null,null,null,null,null,{"$f":"+$B$31","v":100002803},"COMMANDE A DISTANCE SIMPLIFIEE AD208","AD208",112,null,null,{"$f":"+$B$31","v":100002803},"COMMANDE A DISTANCE SIMPLIFIEE AD208","AD208",112,null,null,null,"","","","",""]
[null,"GSHP + 200GSHL",null,null,null,null,null,null,null,null,{"$f":"+$B$32","v":100000030},"COLIS OPTION SONDE ECS","AD212",53,null,null,{"$f":"+$B$32","v":100000030},"COLIS OPTION SONDE ECS","AD212",53,null,null,null,"","","","",""]
["-",7638417,{"$f":"VLOOKUP($B85,Tarif!$A:$D,2,FALSE)","v":"OEnoviaPAC-GS 5 MR/B200GSHL"},"-",{"$f":"VLOOKUP($B85,Tarif!$A:$D,4,FALSE)","v":10098},null,null,null,null,null,{"$f":"+$B$33","v":100019114},"KIT SONDE HYGRO RAFRAICHISSEMENT","HK27",233,null,null,{"$f":"+$B$33","v":100019114},"KIT SONDE HYGRO RAFRAICHISSEMENT","HK27",233,null,null,null,"","","","",""]
["-",7638419,{"$f":"VLOOKUP($B86,Tarif!$A:$D,2,FALSE)","v":"OEnoviaPAC-GS 5 TR/B200GSHL"},"-",{"$f":"VLOOKUP($B86,Tarif!$A:$D,4,FALSE)","v":10098},null,null,null,null,null,{"$f":"+$B$34","v":100020294},"KIT COMPTAGE D'ENERGIE","HK29",209,null,null,{"$f":"+$B$34","v":100020294},"KIT COMPTAGE D'ENERGIE","HK29",209,null,null,null,"","","","",""]
["-",7638421,{"$f":"VLOOKUP($B87,Tarif!$A:$D,2,FALSE)","v":"OEnoviaPAC-GS 9 MR/B200GSHL"},"-",{"$f":"VLOOKUP($B87,Tarif!$A:$D,4,FALSE)","v":10897},null,null,null,null,null,null,"","","",null,null,null,"","","",null,null,null,"","","","",""]
["-",7638423,{"$f":"VLOOKUP($B88,Tarif!$A:$D,2,FALSE)","v":"OEnoviaPAC-GS 9 TR/B200GSHL"},"-",{"$f":"VLOOKUP($B88,Tarif!$A:$D,4,FALSE)","v":10897},null,null,null,null,null,null,"","","",null,null,null,"","","",null,null,null,"","","","",""]
["-",7638425,{"$f":"VLOOKUP($B89,Tarif!$A:$D,2,FALSE)","v":"OEnoviaPAC-GS 12 MR/B200GSHL"},"-",{"$f":"VLOOKUP($B89,Tarif!$A:$D,4,FALSE)","v":11536}]
["-",7638427,{"$f":"VLOOKUP($B90,Tarif!$A:$D,2,FALSE)","v":"OEnoviaPAC-GS 12 TR/B200GSHL"},"-",{"$f":"VLOOKUP($B90,Tarif!$A:$D,4,FALSE)","v":11536}]
["-",7638429,{"$f":"VLOOKUP($B91,Tarif!$A:$D,2,FALSE)","v":"OEnoviaPAC-GS 15 TR/B200GSHL"},"-",{"$f":"VLOOKUP($B91,Tarif!$A:$D,4,FALSE)","v":12198}]
["-",7638418,{"$f":"VLOOKUP($B92,Tarif!$A:$D,2,FALSE)","v":"OEnoviaPAC-GS 5 MR/V200GSHL"},"-",{"$f":"VLOOKUP($B92,Tarif!$A:$D,4,FALSE)","v":9974}]
["-",7638420,{"$f":"VLOOKUP($B93,Tarif!$A:$D,2,FALSE)","v":"OEnoviaPAC-GS 5 TR/V200GSHL"},"-",{"$f":"VLOOKUP($B93,Tarif!$A:$D,4,FALSE)","v":9974}]
["-",7638422,{"$f":"VLOOKUP($B94,Tarif!$A:$D,2,FALSE)","v":"OEnoviaPAC-GS 9 MR/V200GSHL"},"-",{"$f":"VLOOKUP($B94,Tarif!$A:$D,4,FALSE)","v":10773},null,null,null,null,{"$f":"IF('Offre GSHP'!$H$9=OFFRE!$R$56,1,0)","v":0},{"$f":"OFFRE!$R$56","v":"OEnoviaPAC-GS 5 TR"},null,null,null,null,{"$f":"IF('Offre GSHP'!$H$9=OFFRE!$S$56,1,0)","v":0},{"$f":"OFFRE!$S$56","v":"OEnoviaPAC-GS 5  TR"}]
["-",7638424,{"$f":"VLOOKUP($B95,Tarif!$A:$D,2,FALSE)","v":"OEnoviaPAC-GS 9 TR/V200GSHL"},"-",{"$f":"VLOOKUP($B95,Tarif!$A:$D,4,FALSE)","v":10773},null,null,null,null,"Appoint",{"$f":"OFFRE!$F$7","v":"Electrique"},null,null,null,null,null,{"$f":"OFFRE!$F$6","v":"Hydraulique par chaudière"}]
["-",7638426,{"$f":"VLOOKUP($B96,Tarif!$A:$D,2,FALSE)","v":"OEnoviaPAC-GS 12 MR/V200GSHL"},"-",{"$f":"VLOOKUP($B96,Tarif!$A:$D,4,FALSE)","v":11412}]
["-",7638428,{"$f":"VLOOKUP($B97,Tarif!$A:$D,2,FALSE)","v":"OEnoviaPAC-GS 12 TR/V200GSHL"},"-",{"$f":"VLOOKUP($B97,Tarif!$A:$D,4,FALSE)","v":11412}]
["-",7638430,{"$f":"VLOOKUP($B98,Tarif!$A:$D,2,FALSE)","v":"OEnoviaPAC-GS 15 TR/V200GSHL"},"-",{"$f":"VLOOKUP($B98,Tarif!$A:$D,4,FALSE)","v":12074},null,null,null,null,null,null,null,null,null,null,null,null,null,null,null,null,null,null,"Si 6 MR choisi"]
[null,null,null,null,null,null,null,null,null,"5 TR",null,{"$f":"IF($J$13=OFFRE!$H$23,\"Kit complet : PAC + accessoires\",\"\")","v":"Kit complet : PAC + accessoires"},null,null,null,null,null,{"$f":"IF($J$13=OFFRE!$H$23,\"Kit complet : PAC + accessoires\",\"\")","v":"Kit complet : PAC + accessoires"},null,null,null,null,{"$f":"IF(Y108=\"\",0,1)","v":0},{"$f":"IF($J$94=1,K99,IF($P$94=1,Q99,\"\"))","v":""},{"$f":"IF($J$94=1,L99,IF($P$94=1,R99,\"\"))","v":""},{"$f":"IF($J$94=1,M99,IF($P$94=1,S99,\"\"))","v":""},{"$f":"IF($J$94=1,N99,IF($P$94=1,T99,\"\"))","v":""},{"$f":"IF($J$94=1,O99,IF($P$94=1,U99,\"\"))","v":""}]
[null,null,null,null,null,null,null,null,null,null,{"$f":"IF($J$13=OFFRE!$H$23,IF($G$31=1,$B$104,IF($G$31=2,$B$70,IF($G$31=3,$B$77,IF($G$31=4,$B$86,IF($G$31=5,$B$93,\"\"))))),\"\")","v":7617626},{"$f":"IFERROR(VLOOKUP(K100,$B$7:$E$119,2,FALSE),\"\")","v":"OEnoviaPAC-GS 5 TR"},{"$f":"IFERROR(VLOOKUP(K100,$B$7:$E$119,3,FALSE),\"\")","v":"HZ39"},{"$f":"IFERROR(VLOOKUP(K100,$B$7:$E$119,4,FALSE),\"\")","v":7530},{"$f":"IF(K100=\"\",\"\",1)","v":1},null,{"$f":"IF($J$13=OFFRE!$H$23,IF($G$31=1,$B$104,IF($G$31=2,$B$70,IF($G$31=3,$B$77,IF($G$31=4,$B$86,IF($G$31=5,$B$93,\"\"))))),\"\")","v":7617626},{"$f":"IFERROR(VLOOKUP(Q100,$B$7:$E$119,2,FALSE),\"\")","v":"OEnoviaPAC-GS 5 TR"},{"$f":"IFERROR(VLOOKUP(Q100,$B$7:$E$119,3,FALSE),\"\")","v":"HZ39"},{"$f":"IFERROR(VLOOKUP(Q100,$B$7:$E$119,4,FALSE),\"\")","v":7530},{"$f":"IF(Q100=\"\",\"\",1)","v":1},null,null,"","","","",""]
["Détail des KIT",null,null,null,null,null,null,null,null,null,null,null,null,null,null,null,null,null,null,null,null,null,null,"","","","",""]
[null,"GSHP SEULE",null,null,null,null,null,null,null,null,null,{"$f":"IF($J$13=OFFRE!$H$24,\"Sélection personnalisée\",\"\")","v":""},null,null,null,null,null,{"$f":"IF($J$13=OFFRE!$H$24,\"Sélection personnalisée\",\"\")","v":""},null,null,null,null,null,"","","","",""]
[{"$f":"D103","v":"HZ38"},7617624,{"$f":"VLOOKUP($B103,Tarif!$A:$D,2,FALSE)","v":"OEnoviaPAC-GS 5 MR"},{"$f":"VLOOKUP($B103,Tarif!$A:$D,3,FALSE)","v":"HZ38"},{"$f":"VLOOKUP($B103,Tarif!$A:$D,4,FALSE)","v":7530},null,null,null,null,null,{"$f":"IF($J$13=OFFRE!$H$24,$B$104,\"\")","v":""},{"$f":"IFERROR(VLOOKUP(K103,$B$7:$E$119,2,FALSE),\"\")","v":""},{"$f":"IFERROR(VLOOKUP(K103,$B$7:$E$119,3,FALSE),\"\")","v":""},{"$f":"IFERROR(VLOOKUP(K103,$B$7:$E$119,4,FALSE),\"\")","v":""},{"$f":"IF(K103=\"\",\"\",1)","v":""},null,{"$f":"IF($J$13=OFFRE!$H$24,$B$104,\"\")","v":""},{"$f":"IFERROR(VLOOKUP(Q103,$B$7:$E$119,2,FALSE),\"\")","v":""},{"$f":"IFERROR(VLOOKUP(Q103,$B$7:$E$119,3,FALSE),\"\")","v":""},{"$f":"IFERROR(VLOOKUP(Q103,$B$7:$E$119,4,FALSE),\"\")","v":""},{"$f":"IF(Q103=\"\",\"\",1)","v":""},null,null,"","","","",""]
["HZ39",7617626,{"$f":"VLOOKUP($B104,Tarif!$A:$D,2,FALSE)","v":"OEnoviaPAC-GS 5 TR"},{"$f":"VLOOKUP($B104,Tarif!$A:$D,3,FALSE)","v":"HZ39"},{"$f":"VLOOKUP($B104,Tarif!$A:$D,4,FALSE)","v":7530},null,null,null,null,null,{"$f":"IF($J$13=OFFRE!$H$24,IF($G$31=1,\"\",IF(OR($G$31=2,$G$31=3),$B$114,$B$115)),\"\")","v":""},{"$f":"IFERROR(VLOOKUP(K104,$B$7:$E$119,2,FALSE),\"\")","v":""},{"$f":"IFERROR(VLOOKUP(K104,$B$7:$E$119,3,FALSE),\"\")","v":""},{"$f":"IFERROR(VLOOKUP(K104,$B$7:$E$119,4,FALSE),\"\")","v":""},{"$f":"IF(K104=\"\",\"\",1)","v":""},null,{"$f":"IF($J$13=OFFRE!$H$24,IF($G$31=1,\"\",IF(OR($G$31=2,$G$31=3),$B$114,$B$115)),\"\")","v":""},{"$f":"IFERROR(VLOOKUP(Q104,$B$7:$E$119,2,FALSE),\"\")","v":""},{"$f":"IFERROR(VLOOKUP(Q104,$B$7:$E$119,3,FALSE),\"\")","v":""},{"$f":"IFERROR(VLOOKUP(Q104,$B$7:$E$119,4,FALSE),\"\")","v":""},{"$f":"IF(Q104=\"\",\"\",1)","v":""},null,null,"","","","",""]
["HZ40",7618122,{"$f":"VLOOKUP($B105,Tarif!$A:$D,2,FALSE)","v":"OEnoviaPAC-GS 9 MR"},{"$f":"VLOOKUP($B105,Tarif!$A:$D,3,FALSE)","v":"HZ40"},{"$f":"VLOOKUP($B105,Tarif!$A:$D,4,FALSE)","v":8329},null,null,null,null,null,{"$f":"IF($J$13=OFFRE!$H$24,IF($G$31=1,\"\",IF(OR($G$31=2,$G$31=4),$B$118,$B$119)),\"\")","v":""},{"$f":"IFERROR(VLOOKUP(K105,$B$7:$E$119,2,FALSE),\"\")","v":""},{"$f":"IFERROR(VLOOKUP(K105,$B$7:$E$119,3,FALSE),\"\")","v":""},{"$f":"IFERROR(VLOOKUP(K105,$B$7:$E$119,4,FALSE),\"\")","v":""},{"$f":"IF(K105=\"\",\"\",1)","v":""},null,{"$f":"IF($J$13=OFFRE!$H$24,IF($G$31=1,\"\",IF(OR($G$31=2,$G$31=4),$B$118,$B$119)),\"\")","v":""},{"$f":"IFERROR(VLOOKUP(Q105,$B$7:$E$119,2,FALSE),\"\")","v":""},{"$f":"IFERROR(VLOOKUP(Q105,$B$7:$E$119,3,FALSE),\"\")","v":""},{"$f":"IFERROR(VLOOKUP(Q105,$B$7:$E$119,4,FALSE),\"\")","v":""},{"$f":"IF(Q105=\"\",\"\",1)","v":""},null,null,"","","","",""]
["HZ41",7618123,{"$f":"VLOOKUP($B106,Tarif!$A:$D,2,FALSE)","v":"OEnoviaPAC-GS 9 TR"},{"$f":"VLOOKUP($B106,Tarif!$A:$D,3,FALSE)","v":"HZ41"},{"$f":"VLOOKUP($B106,Tarif!$A:$D,4,FALSE)","v":8329},null,null,null,null,null,null,null,null,null,null,null,null,null,null,null,null,null,null,"","","","",""]
["HZ42",7618124,{"$f":"VLOOKUP($B107,Tarif!$A:$D,2,FALSE)","v":"OEnoviaPAC-GS 12 MR"},{"$f":"VLOOKUP($B107,Tarif!$A:$D,3,FALSE)","v":"HZ42"},{"$f":"VLOOKUP($B107,Tarif!$A:$D,4,FALSE)","v":8968},null,null,null,null,null,null,null,null,null,null,null,null,null,null,null,null,null,null,"","","","",""]
["HZ43",7615884,{"$f":"VLOOKUP($B108,Tarif!$A:$D,2,FALSE)","v":"OEnoviaPAC-GS 12 TR"},{"$f":"VLOOKUP($B108,Tarif!$A:$D,3,FALSE)","v":"HZ43"},{"$f":"VLOOKUP($B108,Tarif!$A:$D,4,FALSE)","v":8968},null,null,null,null,null,null,"Appoint électrique",null,null,null,null,null,"Appoint électrique",null,null,null,null,null,"","","","",""]
["HZ44",7618125,{"$f":"VLOOKUP($B109,Tarif!$A:$D,2,FALSE)","v":"OEnoviaPAC-GS 15 TR"},{"$f":"VLOOKUP($B109,Tarif!$A:$D,3,FALSE)","v":"HZ44"},{"$f":"VLOOKUP($B109,Tarif!$A:$D,4,FALSE)","v":9630},null,null,null,null,null,{"$f":"$B$9","v":7616680},{"$f":"IFERROR(VLOOKUP(K109,$B$7:$E$119,2,FALSE),\"\")","v":"KIT APPOINT ELECTRIQUE 9 kW GSHP 05 à 15 kW"},{"$f":"IFERROR(VLOOKUP(K109,$B$7:$E$119,3,FALSE),\"\")","v":"HZ20"},{"$f":"IFERROR(VLOOKUP(K109,$B$7:$E$119,4,FALSE),\"\")","v":718},1,null,{"$f":"$B$9","v":7616680},{"$f":"IFERROR(VLOOKUP(Q109,$B$7:$E$119,2,FALSE),\"\")","v":"KIT APPOINT ELECTRIQUE 9 kW GSHP 05 à 15 kW"},{"$f":"IFERROR(VLOOKUP(Q109,$B$7:$E$119,3,FALSE),\"\")","v":"HZ20"},{"$f":"IFERROR(VLOOKUP(Q109,$B$7:$E$119,4,FALSE),\"\")","v":718},1,null,null,"","","","",""]
["HZ45",7618126,{"$f":"VLOOKUP($B110,Tarif!$A:$D,2,FALSE)","v":"OEnoviaPAC-GS 19 TR"},{"$f":"VLOOKUP($B110,Tarif!$A:$D,3,FALSE)","v":"HZ45"},{"$f":"VLOOKUP($B110,Tarif!$A:$D,4,FALSE)","v":10405},null,null,null,null,null,null,{"$f":"IFERROR(VLOOKUP(K110,$B$7:$E$119,2,FALSE),\"\")","v":""},{"$f":"IFERROR(VLOOKUP(K110,$B$7:$E$119,3,FALSE),\"\")","v":""},{"$f":"IFERROR(VLOOKUP(K110,$B$7:$E$119,4,FALSE),\"\")","v":""},null,null,{"$f":"$B$11","v":7618061},{"$f":"IFERROR(VLOOKUP(Q110,$B$7:$E$119,2,FALSE),\"\")","v":"KIT ECHANGEUR DE BARRAGE GSHP 05 – 09 kW"},{"$f":"IFERROR(VLOOKUP(Q110,$B$7:$E$119,3,FALSE),\"\")","v":"HZ24"},{"$f":"IFERROR(VLOOKUP(Q110,$B$7:$E$119,4,FALSE),\"\")","v":1050},1,null,null,"","","","",""]
["HZ46",7618127,{"$f":"VLOOKUP($B111,Tarif!$A:$D,2,FALSE)","v":"OEnoviaPAC-GS 27 TR"},{"$f":"VLOOKUP($B111,Tarif!$A:$D,3,FALSE)","v":"HZ46"},{"$f":"VLOOKUP($B111,Tarif!$A:$D,4,FALSE)","v":12220},null,null,null,null,null,null,null,null,null,null,null,null,null,null,null,null,null,null,"","","","",""]
[null,null,null,null,null,null,null,null,null,null,null,{"$f":"IF($G$31=1,\"Option BEPC : préparateur ECS indépendant\",\"\")","v":"Option BEPC : préparateur ECS indépendant"},null,null,null,null,null,{"$f":"IF($G$31=1,\"Option BEPC : préparateur ECS indépendant\",\"\")","v":"Option BEPC : préparateur ECS indépendant"},null,null,null,null,null,"","","","",""]
[null,"Ballon",null,null,null,null,null,null,null,null,{"$f":"IF($G$31=1,$B$38,\"\")","v":7622063},{"$f":"IFERROR(VLOOKUP(K113,$B$7:$E$119,2,FALSE),\"\")","v":"PREPARATEUR MIXTE OBEPB 300 POUR PAC"},{"$f":"IFERROR(VLOOKUP(K113,$B$7:$E$119,3,FALSE),\"\")","v":"ER616"},{"$f":"IFERROR(VLOOKUP(K113,$B$7:$E$119,4,FALSE),\"\")","v":2247},null,null,{"$f":"IF($G$31=1,$B$38,\"\")","v":7622063},{"$f":"IFERROR(VLOOKUP(Q113,$B$7:$E$119,2,FALSE),\"\")","v":"PREPARATEUR MIXTE OBEPB 300 POUR PAC"},{"$f":"IFERROR(VLOOKUP(Q113,$B$7:$E$119,3,FALSE),\"\")","v":"ER616"},{"$f":"IFERROR(VLOOKUP(Q113,$B$7:$E$119,4,FALSE),\"\")","v":2247},null,null,null,"","","","",""]
["ER600",7613947,{"$f":"VLOOKUP($B114,Tarif!$A:$D,2,FALSE)","v":"BALLON 200 GHL"},{"$f":"VLOOKUP($B114,Tarif!$A:$D,3,FALSE)","v":"ER600"},{"$f":"VLOOKUP($B114,Tarif!$A:$D,4,FALSE)","v":1997},null,null,null,null,null,{"$f":"IF($G$31=1,$B$41,\"\")","v":100009229},{"$f":"IFERROR(VLOOKUP(K114,$B$7:$E$119,2,FALSE),\"\")","v":"VANNE 3 VOIES D'INVERSION POUR ECS AVEC KIT CABLAGE"},{"$f":"IFERROR(VLOOKUP(K114,$B$7:$E$119,3,FALSE),\"\")","v":"EH84"},{"$f":"IFERROR(VLOOKUP(K114,$B$7:$E$119,4,FALSE),\"\")","v":366},null,null,{"$f":"IF($G$31=1,$B$41,\"\")","v":100009229},{"$f":"IFERROR(VLOOKUP(Q114,$B$7:$E$119,2,FALSE),\"\")","v":"VANNE 3 VOIES D'INVERSION POUR ECS AVEC KIT CABLAGE"},{"$f":"IFERROR(VLOOKUP(Q114,$B$7:$E$119,3,FALSE),\"\")","v":"EH84"},{"$f":"IFERROR(VLOOKUP(Q114,$B$7:$E$119,4,FALSE),\"\")","v":366},null,null,null,"","","","",""]
["ER601",7607389,{"$f":"VLOOKUP($B115,Tarif!$A:$D,2,FALSE)","v":"BALLON 200 GSHL"},{"$f":"VLOOKUP($B115,Tarif!$A:$D,3,FALSE)","v":"ER601"},{"$f":"VLOOKUP($B115,Tarif!$A:$D,4,FALSE)","v":2271},null,null,null,null,null,{"$f":"IF($G$31=1,$B$42,\"\")","v":89757753},{"$f":"IFERROR(VLOOKUP(K115,$B$7:$E$119,2,FALSE),\"\")","v":"ANODE ACI CORREX UP BALLON > 300 LITRES"},{"$f":"IFERROR(VLOOKUP(K115,$B$7:$E$119,3,FALSE),\"\")","v":"AJ39"},{"$f":"IFERROR(VLOOKUP(K115,$B$7:$E$119,4,FALSE),\"\")","v":428},null,null,{"$f":"IF($G$31=1,$B$42,\"\")","v":89757753},{"$f":"IFERROR(VLOOKUP(Q115,$B$7:$E$119,2,FALSE),\"\")","v":"ANODE ACI CORREX UP BALLON > 300 LITRES"},{"$f":"IFERROR(VLOOKUP(Q115,$B$7:$E$119,3,FALSE),\"\")","v":"AJ39"},{"$f":"IFERROR(VLOOKUP(Q115,$B$7:$E$119,4,FALSE),\"\")","v":428},null,null,null,"","","","",""]
[null,null,null,null,null,null,null,null,null,null,null,null,null,null,null,null,null,null,null,null,null,null,null,"","","","",""]
[null,"Kit liaison ballon",null,null,null,null,null,null,null,null,null,"Accessoires de raccordement hydraulique",null,null,null,null,null,"Accessoires de raccordement hydraulique",null,null,null,null,null,"","","","",""]
["ER611",7611489,{"$f":"VLOOKUP($B118,Tarif!$A:$D,2,FALSE)","v":"KIT DE LIAISON PAC-BALLON B200"},{"$f":"VLOOKUP($B118,Tarif!$A:$D,3,FALSE)","v":"ER611"},{"$f":"VLOOKUP($B118,Tarif!$A:$D,4,FALSE)","v":297},null,null,null,null,null,{"$f":"$B$13","v":7622431},{"$f":"IFERROR(VLOOKUP(K118,$B$7:$E$119,2,FALSE),\"\")","v":"KIT CABLAGE THERMOSTAT DE SECURITE PCBT"},{"$f":"IFERROR(VLOOKUP(K118,$B$7:$E$119,3,FALSE),\"\")","v":"HZ29"},{"$f":"IFERROR(VLOOKUP(K118,$B$7:$E$119,4,FALSE),\"\")","v":82},null,null,{"$f":"$B$13","v":7622431},{"$f":"IFERROR(VLOOKUP(Q118,$B$7:$E$119,2,FALSE),\"\")","v":"KIT CABLAGE THERMOSTAT DE SECURITE PCBT"},{"$f":"IFERROR(VLOOKUP(Q118,$B$7:$E$119,3,FALSE),\"\")","v":"HZ29"},{"$f":"IFERROR(VLOOKUP(Q118,$B$7:$E$119,4,FALSE),\"\")","v":82},null,null,null,"","","","",""]
["ER610",7611488,{"$f":"VLOOKUP($B119,Tarif!$A:$D,2,FALSE)","v":"KIT DE LIAISON PAC-BALLON V200"},{"$f":"VLOOKUP($B119,Tarif!$A:$D,3,FALSE)","v":"ER610"},{"$f":"VLOOKUP($B119,Tarif!$A:$D,4,FALSE)","v":173},null,null,null,null,null,{"$f":"$B$14","v":7622062},"KIT POMPE WILO PARA 25/1-8 pour GSHP 19","HZ63",731,null,null,{"$f":"$B$14","v":7622062},"KIT POMPE WILO PARA 25/1-8 pour GSHP 19","HZ63",731,null,null,null,"","","","",""]
[null,null,null,null,null,null,null,null,null,null,{"$f":"$B$15","v":7610411},"KIT CIRCUIT PLANCHER CHAUFFANT ","ER604",798,null,null,{"$f":"$B$15","v":7610411},"KIT CIRCUIT PLANCHER CHAUFFANT ","ER604",798,null,null,null,"","","","",""]
[null,null,null,null,null,null,null,null,null,null,{"$f":"$B$16","v":7620436},"KIT ISOLATION MODE FROID","ER581",200,null,null,{"$f":"$B$16","v":7620436},"KIT ISOLATION MODE FROID","ER581",200,null,null,null,"","","","",""]
[null,null,null,null,null,null,null,null,null,null,{"$f":"$B$17","v":7610412},"KIT CIRCUIT RADIATEUR","ER605",525,null,null,{"$f":"$B$17","v":7610412},"KIT CIRCUIT RADIATEUR","ER605",525,null,null,null,"","","","",""]
[null,null,null,null,null,null,null,null,null,null,{"$f":"$B$18","v":7610667},"KIT DE RACCORDEMENT BALLON TAMPON - GSHP","ER606",217,null,null,{"$f":"$B$18","v":7610667},"KIT DE RACCORDEMENT BALLON TAMPON - GSHP","ER606",217,null,null,null,"","","","",""]
[null,null,null,null,null,null,null,null,null,null,{"$f":"$B$19","v":7607396},"COLIS BALLON TAMPON GSHP 200L","ER602",981,1,null,{"$f":"$B$19","v":7607396},"COLIS BALLON TAMPON GSHP 200L","ER602",981,1,null,null,"","","","",""]
[null,null,null,null,null,null,null,null,null,null,{"$f":"$B$20","v":100020045},"KIT FILTRE FERNOX TF1","EH896",288,null,null,{"$f":"$B$20","v":100020045},"KIT FILTRE FERNOX TF1","EH896",288,null,null,null,"","","","",""]
[null,null,null,null,null,null,null,null,null,null,null,"","","",null,null,null,"","","",null,null,null,"","","","",""]
[null,null,null,null,null,null,null,null,null,null,null,"","","",null,null,null,"","","",null,null,null,"","","","",""]
[null,null,null,null,null,null,null,null,null,null,null,null,"","",null,null,null,null,"","",null,null,null,"","","","",""]
[null,null,null,null,null,null,null,null,null,null,null,null,null,null,null,null,null,null,null,null,null,null,null,"","","","",""]
[null,null,null,null,null,null,null,null,null,null,{"$f":"$B$45","v":100020167},{"$f":"IFERROR(VLOOKUP(K130,$B$7:$E$119,2,FALSE),\"\")","v":"CIRCUIT DIRECT P.ELEC CLASSE A  "},{"$f":"IFERROR(VLOOKUP(K130,$B$7:$E$119,3,FALSE),\"\")","v":"EA143"},{"$f":"IFERROR(VLOOKUP(K130,$B$7:$E$119,4,FALSE),\"\")","v":720},null,null,{"$f":"$B$45","v":100020167},{"$f":"IFERROR(VLOOKUP(Q130,$B$7:$E$119,2,FALSE),\"\")","v":"CIRCUIT DIRECT P.ELEC CLASSE A  "},{"$f":"IFERROR(VLOOKUP(Q130,$B$7:$E$119,3,FALSE),\"\")","v":"EA143"},{"$f":"IFERROR(VLOOKUP(Q130,$B$7:$E$119,4,FALSE),\"\")","v":720},null,null,null,"","","","",""]
[null,null,null,null,null,null,null,null,null,null,{"$f":"$B$46","v":100020168},"CIRCUIT V3V P.ELEC","EA144",1023,null,null,{"$f":"$B$46","v":100020168},"CIRCUIT V3V P.ELEC","EA144",1023,null,null,null,{"$f":"IF($J$94=1,K131,IF($P$94=1,Q131,\"\"))","v":""},{"$f":"IF($J$94=1,L131,IF($P$94=1,R131,\"\"))","v":""},{"$f":"IF($J$94=1,M131,IF($P$94=1,S131,\"\"))","v":""},{"$f":"IF($J$94=1,N131,IF($P$94=1,T131,\"\"))","v":""},{"$f":"IF($J$94=1,O131,IF($P$94=1,U131,\"\"))","v":""}]
[null,null,null,null,null,null,null,null,null,null,{"$f":"$B$47","v":100020164},"COLLECTEUR 2/3 CIRCUITS ","EA140",382,null,null,{"$f":"$B$47","v":100020164},"COLLECTEUR 2/3 CIRCUITS ","EA140",382,null,null,null,"","","","",""]
[null,null,null,null,null,null,null,null,null,null,{"$f":"$B$48","v":100020165},"CONSOLE MUR COLLECTEUR ","EA141",48,null,null,{"$f":"$B$48","v":100020165},"CONSOLE MUR COLLECTEUR ","EA141",48,null,null,null,"","","","",""]
[null,null,null,null,null,null,null,null,null,null,{"$f":"$B$49","v":100020166},"CONSOLE MUR 1 MODULE ","EA142",129,null,null,{"$f":"$B$49","v":100020166},"CONSOLE MUR 1 MODULE ","EA142",129,null,null,null,"","","","",""]
[null,null,null,null,null,null,null,null,null,null,{"$f":"$B$50","v":89557009},"KIT DE TRANSFORMATION G/R 3/4 '' ET 1 ''","BH84",35,null,null,{"$f":"$B$50","v":89557009},"KIT DE TRANSFORMATION G/R 3/4 '' ET 1 ''","BH84",35,null,null,null,"","","","",""]
[null,null,null,null,null,null,null,null,null,null,null,"","","",null,null,null,"","","",null,null,null,"","","","",""]
[null,null,null,null,null,null,null,null,null,null,{"$f":"$B$52","v":7611489},"KIT DE LIAISON PAC-BALLON B200","ER611",297,null,null,{"$f":"$B$52","v":7611489},"KIT DE LIAISON PAC-BALLON B200","ER611",297,null,null,null,"","","","",""]
[null,null,null,null,null,null,null,null,null,null,{"$f":"$B$53","v":7611488},"KIT DE LIAISON PAC-BALLON V200","ER610",173,null,null,{"$f":"$B$53","v":7611488},"KIT DE LIAISON PAC-BALLON V200","ER610",173,null,null,null,"","","","",""]
[null,null,null,null,null,null,null,null,null,null,null,null,null,null,null,null,null,null,null,null,null,null,null,"","","","",""]
[null,null,null,null,null,null,null,null,null,null,null,{"$f":"IFERROR(VLOOKUP(K140,$B$7:$E$119,2,FALSE),\"\")","v":""},{"$f":"IFERROR(VLOOKUP(K140,$B$7:$E$119,3,FALSE),\"\")","v":""},{"$f":"IFERROR(VLOOKUP(K140,$B$7:$E$119,4,FALSE),\"\")","v":""},null,null,null,{"$f":"IFERROR(VLOOKUP(Q140,$B$7:$E$119,2,FALSE),\"\")","v":""},{"$f":"IFERROR(VLOOKUP(Q140,$B$7:$E$119,3,FALSE),\"\")","v":""},{"$f":"IFERROR(VLOOKUP(Q140,$B$7:$E$119,4,FALSE),\"\")","v":""},null,null,null,"","","","",""]
[null,null,null,null,null,null,null,null,null,null,null,{"$f":"IFERROR(VLOOKUP(K141,$B$7:$E$119,2,FALSE),\"\")","v":""},{"$f":"IFERROR(VLOOKUP(K141,$B$7:$E$119,3,FALSE),\"\")","v":""},{"$f":"IFERROR(VLOOKUP(K141,$B$7:$E$119,4,FALSE),\"\")","v":""},null,null,null,{"$f":"IFERROR(VLOOKUP(Q141,$B$7:$E$119,2,FALSE),\"\")","v":""},{"$f":"IFERROR(VLOOKUP(Q141,$B$7:$E$119,3,FALSE),\"\")","v":""},{"$f":"IFERROR(VLOOKUP(Q141,$B$7:$E$119,4,FALSE),\"\")","v":""},null,null,null,"","","","",""]
[null,null,null,null,null,null,null,null,null,null,null,null,null,null,null,null,null,null,null,null,null,null,null,"","","","",""]
[null,null,null,null,null,null,null,null,null,null,null,"Accessoires de régulation",null,null,null,null,null,"Accessoires de régulation",null,null,null,null,null,"","","","",""]
[null,null,null,null,null,null,null,null,null,null,{"$f":"+$B$23","v":100013304},{"$f":"IFERROR(VLOOKUP(K144,$B$7:$E$119,2,FALSE),\"\")","v":"COLIS OPTION V3V OE-TRONIC 4"},{"$f":"IFERROR(VLOOKUP(K144,$B$7:$E$119,3,FALSE),\"\")","v":"AD249"},{"$f":"IFERROR(VLOOKUP(K144,$B$7:$E$119,4,FALSE),\"\")","v":170},null,null,{"$f":"+$B$23","v":100013304},{"$f":"IFERROR(VLOOKUP(Q144,$B$7:$E$119,2,FALSE),\"\")","v":"COLIS OPTION V3V OE-TRONIC 4"},{"$f":"IFERROR(VLOOKUP(Q144,$B$7:$E$119,3,FALSE),\"\")","v":"AD249"},{"$f":"IFERROR(VLOOKUP(Q144,$B$7:$E$119,4,FALSE),\"\")","v":170},null,null,null,"","","","",""]
[null,null,null,null,null,"qté préco",null,null,null,null,{"$f":"+$B$24","v":100013305},"SONDE SYSTÈME ECS","AD250",49,null,null,{"$f":"+$B$24","v":100013305},"SONDE SYSTÈME ECS","AD250",49,null,null,null,"","","","",""]
[null,"Devis avec 0",null,null,null,null,null,null,null,null,{"$f":"+$B$25","v":100013306},"SONDE EXTERIEURE RADIO ","AD251",82,null,null,{"$f":"+$B$25","v":100013306},"SONDE EXTERIEURE RADIO ","AD251",82,null,null,null,"","","","",""]
[null,{"$f":"IF($W$99=1,X99,IF($W$164=1,X164,IF($W$229=1,X229,IF($W$295=1,X295,IF($W$360=1,X360,IF($W$425=1,X425,IF($W$30=1,X30,IF($W$490=1,X490,IF($W$555=1,X555,\"\")))))))))","v":""},{"$f":"IF($W$99=1,Y99,IF($W$164=1,Y164,IF($W$229=1,Y229,IF($W$295=1,Y295,IF($W$360=1,Y360,IF($W$425=1,Y425,IF($W$30=1,Y30,IF($W$490=1,Y490,IF($W$555=1,Y555,\"\")))))))))","v":""},{"$f":"IF($W$99=1,Z99,IF($W$164=1,Z164,IF($W$229=1,Z229,IF($W$295=1,Z295,IF($W$360=1,Z360,IF($W$425=1,Z425,IF($W$30=1,Z30,IF($W$490=1,Z490,IF($W$555=1,Z555,\"\")))))))))","v":""},{"$f":"IF($W$99=1,AA99,IF($W$164=1,AA164,IF($W$229=1,AA229,IF($W$295=1,AA295,IF($W$360=1,AA360,IF($W$425=1,AA425,IF($W$30=1,AA30,IF($W$490=1,AA490,IF($W$555=1,AA555,\"\")))))))))","v":""},{"$f":"IF($W$99=1,AB99,IF($W$164=1,AB164,IF($W$229=1,AB229,IF($W$295=1,AB295,IF($W$360=1,AB360,IF($W$425=1,AB425,IF($W$30=1,AB30,IF($W$490=1,AB490,IF($W$555=1,AB555,\"\")))))))))","v":""},null,null,null,null,{"$f":"+$B$26","v":100013307},"MODULE CHAUDIERE RADIO (EMETTEUR)","AD252",132,null,null,{"$f":"+$B$26","v":100013307},"MODULE CHAUDIERE RADIO (EMETTEUR)","AD252",132,null,null,null,"","","","",""]
[null,"","","","","",null,null,null,null,{"$f":"+$B$27","v":100013472},"CDE A DISTANCE RADIO RS 400R     ","AD255",256,null,null,{"$f":"+$B$27","v":100013472},"CDE A DISTANCE RADIO RS 400R     ","AD255",256,null,null,null,"","","","",""]
[null,"","","","","",null,null,null,null,{"$f":"+$B$28","v":100013477},"COMMANDE A DISTANCE RS 400","AD257",190,{"$f":"$H$18","v":1},null,{"$f":"+$B$28","v":100013477},"COMMANDE A DISTANCE RS 400","AD257",190,{"$f":"$H$18","v":1},null,null,"","","","",""]
[null,"","","","","",null,null,null,null,{"$f":"+$B$29","v":88017017},"SONDE DEPART v3v","AD199",85,null,null,{"$f":"+$B$29","v":88017017},"SONDE DEPART v3v","AD199",85,null,null,null,"","","","",""]
[null,"","","","","",null,null,null,null,{"$f":"+$B$30","v":88017851},"CABLE DE LIAISON BUS LG 12 M","AD134",118,null,null,{"$f":"+$B$30","v":88017851},"CABLE DE LIAISON BUS LG 12 M","AD134",118,null,null,null,"","","","",""]
[null,"","","","","",null,null,null,null,{"$f":"+$B$31","v":100002803},"COMMANDE A DISTANCE SIMPLIFIEE AD208","AD208",112,null,null,{"$f":"+$B$31","v":100002803},"COMMANDE A DISTANCE SIMPLIFIEE AD208","AD208",112,null,null,null,"","","","",""]
[null,"","","","","",null,null,null,null,{"$f":"+$B$32","v":100000030},"COLIS OPTION SONDE ECS","AD212",53,null,null,{"$f":"+$B$32","v":100000030},"COLIS OPTION SONDE ECS","AD212",53,null,null,null,"","","","",""]
[null,"","","","","",null,null,null,null,{"$f":"+$B$33","v":100019114},"KIT SONDE HYGRO RAFRAICHISSEMENT","HK27",233,null,null,{"$f":"+$B$33","v":100019114},"KIT SONDE HYGRO RAFRAICHISSEMENT","HK27",233,null,null,null,"","","","",""]
[null,"","","","","",null,null,null,null,{"$f":"+$B$34","v":100020294},"KIT COMPTAGE D'ENERGIE","HK29",209,null,null,{"$f":"+$B$34","v":100020294},"KIT COMPTAGE D'ENERGIE","HK29",209,null,null,null,"","","","",""]
[null,"","","","","",null,null,null,null,null,"","","",null,null,null,"","","",null,null,null,"","","","",""]
[null,"","","","","",null,null,null,null,null,"","","",null,null,null,"","","",null,null,null,"","","","",""]
[null,"","","","",""]
[null,"","","","","",null,null,null,{"$f":"IF('Offre GSHP'!$H$9=OFFRE!$R$57,1,0)","v":0},{"$f":"OFFRE!$R$57","v":"OEnoviaPAC-GS 9 MR"},null,null,null,null,{"$f":"IF('Offre GSHP'!$H$9=OFFRE!$S$57,1,0)","v":0},{"$f":"OFFRE!$S$57","v":"OEnoviaPAC-GS 9  MR"}]
[null,"","","","","",null,null,null,"Appoint",{"$f":"OFFRE!$F$7","v":"Electrique"},null,null,null,null,null,{"$f":"OFFRE!$F$6","v":"Hydraulique par chaudière"}]
[null,"","","","",""]
[null,"","","","",""]
[null,"","","","","",null,null,null,null,null,null,null,null,null,null,null,null,null,null,null,null,null,"Si 9 MR choisi"]
[null,"","","","","",null,null,null,"9 MR",null,{"$f":"IF($J$13=OFFRE!$H$23,\"Kit complet : PAC + accessoires\",\"\")","v":"Kit complet : PAC + accessoires"},null,null,null,null,null,{"$f":"IF($J$13=OFFRE!$H$23,\"Kit complet : PAC + accessoires\",\"\")","v":"Kit complet : PAC + accessoires"},null,null,null,null,{"$f":"IF(Y173=\"\",0,1)","v":0},{"$f":"IF($J$159=1,K164,IF($P$159=1,Q164,\"\"))","v":""},{"$f":"IF($J$159=1,L164,IF($P$159=1,R164,\"\"))","v":""},{"$f":"IF($J$159=1,M164,IF($P$159=1,S164,\"\"))","v":""},{"$f":"IF($J$159=1,N164,IF($P$159=1,T164,\"\"))","v":""},{"$f":"IF($J$159=1,O164,IF($P$159=1,U164,\"\"))","v":""}]
[null,"","","","","",null,null,null,null,{"$f":"IF($J$13=OFFRE!$H$23,IF($G$31=1,$B$105,IF($G$31=2,$B$71,IF($G$31=3,$B$78,IF($G$31=4,$B$87,IF($G$31=5,$B$94,\"\"))))),\"\")","v":7618122},{"$f":"IFERROR(VLOOKUP(K165,$B$7:$E$119,2,FALSE),\"\")","v":"OEnoviaPAC-GS 9 MR"},{"$f":"IFERROR(VLOOKUP(K165,$B$7:$E$119,3,FALSE),\"\")","v":"HZ40"},{"$f":"IFERROR(VLOOKUP(K165,$B$7:$E$119,4,FALSE),\"\")","v":8329},{"$f":"IF(K165=\"\",\"\",1)","v":1},null,{"$f":"IF($J$13=OFFRE!$H$23,IF($G$31=1,$B$105,IF($G$31=2,$B$71,IF($G$31=3,$B$78,IF($G$31=4,$B$87,IF($G$31=5,$B$94,\"\"))))),\"\")","v":7618122},{"$f":"IFERROR(VLOOKUP(Q165,$B$7:$E$119,2,FALSE),\"\")","v":"OEnoviaPAC-GS 9 MR"},{"$f":"IFERROR(VLOOKUP(Q165,$B$7:$E$119,3,FALSE),\"\")","v":"HZ40"},{"$f":"IFERROR(VLOOKUP(Q165,$B$7:$E$119,4,FALSE),\"\")","v":8329},{"$f":"IF(Q165=\"\",\"\",1)","v":1},null,null,"","","","",""]
[null,"","","","","",null,null,null,null,null,null,null,null,null,null,null,null,null,null,null,null,null,"","","","",""]
[null,"","","","","",null,null,null,null,null,{"$f":"IF($J$13=OFFRE!$H$24,\"Sélection personnalisée\",\"\")","v":""},null,null,null,null,null,{"$f":"IF($J$13=OFFRE!$H$24,\"Sélection personnalisée\",\"\")","v":""},null,null,null,null,null,"","","","",""]
[null,"","","","","",null,null,null,null,{"$f":"IF($J$13=OFFRE!$H$24,$B$105,\"\")","v":""},{"$f":"IFERROR(VLOOKUP(K168,$B$7:$E$119,2,FALSE),\"\")","v":""},{"$f":"IFERROR(VLOOKUP(K168,$B$7:$E$119,3,FALSE),\"\")","v":""},{"$f":"IFERROR(VLOOKUP(K168,$B$7:$E$119,4,FALSE),\"\")","v":""},{"$f":"IF(K168=\"\",\"\",1)","v":""},null,{"$f":"IF($J$13=OFFRE!$H$24,$B$105,\"\")","v":""},{"$f":"IFERROR(VLOOKUP(Q168,$B$7:$E$119,2,FALSE),\"\")","v":""},{"$f":"IFERROR(VLOOKUP(Q168,$B$7:$E$119,3,FALSE),\"\")","v":""},{"$f":"IFERROR(VLOOKUP(Q168,$B$7:$E$119,4,FALSE),\"\")","v":""},{"$f":"IF(Q168=\"\",\"\",1)","v":""},null,null,"","","","",""]
[null,"","","","","",null,null,null,null,{"$f":"IF($J$13=OFFRE!$H$24,IF($G$31=1,\"\",IF(OR($G$31=2,$G$31=3),$B$114,$B$115)),\"\")","v":""},{"$f":"IFERROR(VLOOKUP(K169,$B$7:$E$119,2,FALSE),\"\")","v":""},{"$f":"IFERROR(VLOOKUP(K169,$B$7:$E$119,3,FALSE),\"\")","v":""},{"$f":"IFERROR(VLOOKUP(K169,$B$7:$E$119,4,FALSE),\"\")","v":""},{"$f":"IF(K169=\"\",\"\",1)","v":""},null,{"$f":"IF($J$13=OFFRE!$H$24,IF($G$31=1,\"\",IF(OR($G$31=2,$G$31=3),$B$114,$B$115)),\"\")","v":""},{"$f":"IFERROR(VLOOKUP(Q169,$B$7:$E$119,2,FALSE),\"\")","v":""},{"$f":"IFERROR(VLOOKUP(Q169,$B$7:$E$119,3,FALSE),\"\")","v":""},{"$f":"IFERROR(VLOOKUP(Q169,$B$7:$E$119,4,FALSE),\"\")","v":""},{"$f":"IF(Q169=\"\",\"\",1)","v":""},null,null,"","","","",""]
[null,"","","","","",null,null,null,null,{"$f":"IF($J$13=OFFRE!$H$24,IF($G$31=1,\"\",IF(OR($G$31=2,$G$31=4),$B$118,$B$119)),\"\")","v":""},{"$f":"IFERROR(VLOOKUP(K170,$B$7:$E$119,2,FALSE),\"\")","v":""},{"$f":"IFERROR(VLOOKUP(K170,$B$7:$E$119,3,FALSE),\"\")","v":""},{"$f":"IFERROR(VLOOKUP(K170,$B$7:$E$119,4,FALSE),\"\")","v":""},{"$f":"IF(K170=\"\",\"\",1)","v":""},null,{"$f":"IF($J$13=OFFRE!$H$24,IF($G$31=1,\"\",IF(OR($G$31=2,$G$31=4),$B$118,$B$119)),\"\")","v":""},{"$f":"IFERROR(VLOOKUP(Q170,$B$7:$E$119,2,FALSE),\"\")","v":""},{"$f":"IFERROR(VLOOKUP(Q170,$B$7:$E$119,3,FALSE),\"\")","v":""},{"$f":"IFERROR(VLOOKUP(Q170,$B$7:$E$119,4,FALSE),\"\")","v":""},{"$f":"IF(Q170=\"\",\"\",1)","v":""},null,null,"","","","",""]
[null,"","","","","",null,null,null,null,null,null,null,null,null,null,null,null,null,null,null,null,null,"","","","",""]
[null,"","","","","",null,null,null,null,null,null,null,null,null,null,null,null,null,null,null,null,null,"","","","",""]
[null,"","","","","",null,null,null,null,null,"Appoint électrique",null,null,null,null,null,"Appoint électrique",null,null,null,null,null,"","","","",""]
[null,"","","","","",null,null,null,null,{"$f":"$B$9","v":7616680},{"$f":"IFERROR(VLOOKUP(K174,$B$7:$E$119,2,FALSE),\"\")","v":"KIT APPOINT ELECTRIQUE 9 kW GSHP 05 à 15 kW"},{"$f":"IFERROR(VLOOKUP(K174,$B$7:$E$119,3,FALSE),\"\")","v":"HZ20"},{"$f":"IFERROR(VLOOKUP(K174,$B$7:$E$119,4,FALSE),\"\")","v":718},1,null,{"$f":"$B$9","v":7616680},{"$f":"IFERROR(VLOOKUP(Q174,$B$7:$E$119,2,FALSE),\"\")","v":"KIT APPOINT ELECTRIQUE 9 kW GSHP 05 à 15 kW"},{"$f":"IFERROR(VLOOKUP(Q174,$B$7:$E$119,3,FALSE),\"\")","v":"HZ20"},{"$f":"IFERROR(VLOOKUP(Q174,$B$7:$E$119,4,FALSE),\"\")","v":718},1,null,null,"","","","",""]
[null,"","","","","",null,null,null,null,null,{"$f":"IFERROR(VLOOKUP(K175,$B$7:$E$119,2,FALSE),\"\")","v":""},{"$f":"IFERROR(VLOOKUP(K175,$B$7:$E$119,3,FALSE),\"\")","v":""},{"$f":"IFERROR(VLOOKUP(K175,$B$7:$E$119,4,FALSE),\"\")","v":""},null,null,{"$f":"$B$11","v":7618061},{"$f":"IFERROR(VLOOKUP(Q175,$B$7:$E$119,2,FALSE),\"\")","v":"KIT ECHANGEUR DE BARRAGE GSHP 05 – 09 kW"},{"$f":"IFERROR(VLOOKUP(Q175,$B$7:$E$119,3,FALSE),\"\")","v":"HZ24"},{"$f":"IFERROR(VLOOKUP(Q175,$B$7:$E$119,4,FALSE),\"\")","v":1050},null,null,null,"","","","",""]
[null,"","","","","",null,null,null,null,null,null,null,null,null,null,null,null,null,null,null,null,null,"","","","",""]
[null,"","","","","",null,null,null,null,null,{"$f":"IF($G$31=1,\"Option BEPC : préparateur ECS indépendant\",\"\")","v":"Option BEPC : préparateur ECS indépendant"},null,null,null,null,null,{"$f":"IF($G$31=1,\"Option BEPC : préparateur ECS indépendant\",\"\")","v":"Option BEPC : préparateur ECS indépendant"},null,null,null,null,null,"","","","",""]
[null,"","","","","",null,null,null,null,{"$f":"IF($G$31=1,$B$38,\"\")","v":7622063},{"$f":"IFERROR(VLOOKUP(K178,$B$7:$E$119,2,FALSE),\"\")","v":"PREPARATEUR MIXTE OBEPB 300 POUR PAC"},{"$f":"IFERROR(VLOOKUP(K178,$B$7:$E$119,3,FALSE),\"\")","v":"ER616"},{"$f":"IFERROR(VLOOKUP(K178,$B$7:$E$119,4,FALSE),\"\")","v":2247},null,null,{"$f":"IF($G$31=1,$B$38,\"\")","v":7622063},{"$f":"IFERROR(VLOOKUP(Q178,$B$7:$E$119,2,FALSE),\"\")","v":"PREPARATEUR MIXTE OBEPB 300 POUR PAC"},{"$f":"IFERROR(VLOOKUP(Q178,$B$7:$E$119,3,FALSE),\"\")","v":"ER616"},{"$f":"IFERROR(VLOOKUP(Q178,$B$7:$E$119,4,FALSE),\"\")","v":2247},null,null,null,"","","","",""]
[null,{"$f":"IF($W$99=1,X131,IF($W$164=1,X196,IF($W$229=1,X261,IF($W$295=1,X327,IF($W$360=1,X392,IF($W$425=1,X457,IF($W$30=1,X62,IF($W$490=1,X522,IF($W$555=1,X587,\"\")))))))))","v":""},{"$f":"IF($W$99=1,Y131,IF($W$164=1,Y196,IF($W$229=1,Y261,IF($W$295=1,Y327,IF($W$360=1,Y392,IF($W$425=1,Y457,IF($W$30=1,Y62,IF($W$490=1,Y522,IF($W$555=1,Y587,\"\")))))))))","v":""},{"$f":"IF($W$99=1,Z131,IF($W$164=1,Z196,IF($W$229=1,Z261,IF($W$295=1,Z327,IF($W$360=1,Z392,IF($W$425=1,Z457,IF($W$30=1,Z62,IF($W$490=1,Z522,IF($W$555=1,Z587,\"\")))))))))","v":""},{"$f":"IF($W$99=1,AA131,IF($W$164=1,AA196,IF($W$229=1,AA261,IF($W$295=1,AA327,IF($W$360=1,AA392,IF($W$425=1,AA457,IF($W$30=1,AA62,IF($W$490=1,AA522,IF($W$555=1,AA587,\"\")))))))))","v":""},{"$f":"IF($W$99=1,AB131,IF($W$164=1,AB196,IF($W$229=1,AB261,IF($W$295=1,AB327,IF($W$360=1,AB392,IF($W$425=1,AB457,IF($W$30=1,AB62,IF($W$490=1,AB522,IF($W$555=1,AB587,\"\")))))))))","v":""},null,null,null,null,{"$f":"IF($G$31=1,$B$41,\"\")","v":100009229},{"$f":"IFERROR(VLOOKUP(K179,$B$7:$E$119,2,FALSE),\"\")","v":"VANNE 3 VOIES D'INVERSION POUR ECS AVEC KIT CABLAGE"},{"$f":"IFERROR(VLOOKUP(K179,$B$7:$E$119,3,FALSE),\"\")","v":"EH84"},{"$f":"IFERROR(VLOOKUP(K179,$B$7:$E$119,4,FALSE),\"\")","v":366},null,null,{"$f":"IF($G$31=1,$B$41,\"\")","v":100009229},{"$f":"IFERROR(VLOOKUP(Q179,$B$7:$E$119,2,FALSE),\"\")","v":"VANNE 3 VOIES D'INVERSION POUR ECS AVEC KIT CABLAGE"},{"$f":"IFERROR(VLOOKUP(Q179,$B$7:$E$119,3,FALSE),\"\")","v":"EH84"},{"$f":"IFERROR(VLOOKUP(Q179,$B$7:$E$119,4,FALSE),\"\")","v":366},null,null,null,"","","","",""]
[null,"","","","","",null,null,null,null,{"$f":"IF($G$31=1,$B$42,\"\")","v":89757753},{"$f":"IFERROR(VLOOKUP(K180,$B$7:$E$119,2,FALSE),\"\")","v":"ANODE ACI CORREX UP BALLON > 300 LITRES"},{"$f":"IFERROR(VLOOKUP(K180,$B$7:$E$119,3,FALSE),\"\")","v":"AJ39"},{"$f":"IFERROR(VLOOKUP(K180,$B$7:$E$119,4,FALSE),\"\")","v":428},null,null,{"$f":"IF($G$31=1,$B$42,\"\")","v":89757753},{"$f":"IFERROR(VLOOKUP(Q180,$B$7:$E$119,2,FALSE),\"\")","v":"ANODE ACI CORREX UP BALLON > 300 LITRES"},{"$f":"IFERROR(VLOOKUP(Q180,$B$7:$E$119,3,FALSE),\"\")","v":"AJ39"},{"$f":"IFERROR(VLOOKUP(Q180,$B$7:$E$119,4,FALSE),\"\")","v":428},null,null,null,"","","","",""]
[null,"","","","","",null,null,null,null,null,null,null,null,null,null,null,null,null,null,null,null,null,"","","","",""]
[null,"","","","","",null,null,null,null,null,"Accessoires de raccordement hydraulique",null,null,null,null,null,"Accessoires de raccordement hydraulique",null,null,null,null,null,"","","","",""]
[null,"","","","","",null,null,null,null,{"$f":"$B$13","v":7622431},{"$f":"IFERROR(VLOOKUP(K183,$B$7:$E$119,2,FALSE),\"\")","v":"KIT CABLAGE THERMOSTAT DE SECURITE PCBT"},{"$f":"IFERROR(VLOOKUP(K183,$B$7:$E$119,3,FALSE),\"\")","v":"HZ29"},{"$f":"IFERROR(VLOOKUP(K183,$B$7:$E$119,4,FALSE),\"\")","v":82},null,null,{"$f":"$B$13","v":7622431},{"$f":"IFERROR(VLOOKUP(Q183,$B$7:$E$119,2,FALSE),\"\")","v":"KIT CABLAGE THERMOSTAT DE SECURITE PCBT"},{"$f":"IFERROR(VLOOKUP(Q183,$B$7:$E$119,3,FALSE),\"\")","v":"HZ29"},{"$f":"IFERROR(VLOOKUP(Q183,$B$7:$E$119,4,FALSE),\"\")","v":82},null,null,null,"","","","",""]
[null,"","","","","",null,null,null,null,{"$f":"$B$14","v":7622062},"KIT POMPE WILO PARA 25/1-8 pour GSHP 19","HZ63",731,null,null,{"$f":"$B$14","v":7622062},"KIT POMPE WILO PARA 25/1-8 pour GSHP 19","HZ63",731,null,null,null,"","","","",""]
[null,"","","","","",null,null,null,null,{"$f":"$B$15","v":7610411},"KIT CIRCUIT PLANCHER CHAUFFANT ","ER604",798,null,null,{"$f":"$B$15","v":7610411},"KIT CIRCUIT PLANCHER CHAUFFANT ","ER604",798,null,null,null,"","","","",""]
[null,"","","","","",null,null,null,null,{"$f":"$B$16","v":7620436},"KIT ISOLATION MODE FROID","ER581",200,null,null,{"$f":"$B$16","v":7620436},"KIT ISOLATION MODE FROID","ER581",200,null,null,null,"","","","",""]
[null,"","","","","",null,null,null,null,{"$f":"$B$17","v":7610412},"KIT CIRCUIT RADIATEUR","ER605",525,null,null,{"$f":"$B$17","v":7610412},"KIT CIRCUIT RADIATEUR","ER605",525,null,null,null,"","","","",""]
[null,"","","","","",null,null,null,null,{"$f":"$B$18","v":7610667},"KIT DE RACCORDEMENT BALLON TAMPON - GSHP","ER606",217,null,null,{"$f":"$B$18","v":7610667},"KIT DE RACCORDEMENT BALLON TAMPON - GSHP","ER606",217,null,null,null,"","","","",""]
[null,"","","","","",null,null,null,null,{"$f":"$B$19","v":7607396},"COLIS BALLON TAMPON GSHP 200L","ER602",981,1,null,{"$f":"$B$19","v":7607396},"COLIS BALLON TAMPON GSHP 200L","ER602",981,1,null,null,"","","","",""]
[null,"","","","","",null,null,null,null,{"$f":"$B$20","v":100020045},"KIT FILTRE FERNOX TF1","EH896",288,null,null,{"$f":"$B$20","v":100020045},"KIT FILTRE FERNOX TF1","EH896",288,null,null,null,"","","","",""]
[null,"","","","","",null,null,null,null,null,"","","",null,null,null,"","","",null,null,null,"","","","",""]
[null,"","","","","",null,null,null,null,null,"","","",null,null,null,"","","",null,null,null,"","","","",""]
[null,"","","","","",null,null,null,null,null,null,"","",null,null,null,null,"","",null,null,null,"","","","",""]
[null,"","","","","",null,null,null,null,null,null,null,null,null,null,null,null,null,null,null,null,null,"","","","",""]
[null,"","","","","",null,null,null,null,{"$f":"$B$45","v":100020167},{"$f":"IFERROR(VLOOKUP(K195,$B$7:$E$119,2,FALSE),\"\")","v":"CIRCUIT DIRECT P.ELEC CLASSE A  "},{"$f":"IFERROR(VLOOKUP(K195,$B$7:$E$119,3,FALSE),\"\")","v":"EA143"},{"$f":"IFERROR(VLOOKUP(K195,$B$7:$E$119,4,FALSE),\"\")","v":720},null,null,{"$f":"$B$45","v":100020167},{"$f":"IFERROR(VLOOKUP(Q195,$B$7:$E$119,2,FALSE),\"\")","v":"CIRCUIT DIRECT P.ELEC CLASSE A  "},{"$f":"IFERROR(VLOOKUP(Q195,$B$7:$E$119,3,FALSE),\"\")","v":"EA143"},{"$f":"IFERROR(VLOOKUP(Q195,$B$7:$E$119,4,FALSE),\"\")","v":720},null,null,null,"","","","",""]
[null,"","","","","",null,null,null,null,{"$f":"$B$46","v":100020168},"CIRCUIT V3V P.ELEC","EA144",1023,null,null,{"$f":"$B$46","v":100020168},"CIRCUIT V3V P.ELEC","EA144",1023,null,null,null,{"$f":"IF($J$159=1,K196,IF($P$159=1,Q196,\"\"))","v":""},{"$f":"IF($J$159=1,L196,IF($P$159=1,R196,\"\"))","v":""},{"$f":"IF($J$159=1,M196,IF($P$159=1,S196,\"\"))","v":""},{"$f":"IF($J$159=1,N196,IF($P$159=1,T196,\"\"))","v":""},{"$f":"IF($J$159=1,O196,IF($P$159=1,U196,\"\"))","v":""}]
[null,"","","","","",null,null,null,null,{"$f":"$B$47","v":100020164},"COLLECTEUR 2/3 CIRCUITS ","EA140",382,null,null,{"$f":"$B$47","v":100020164},"COLLECTEUR 2/3 CIRCUITS ","EA140",382,null,null,null,"","","","",""]
[null,"","","","","",null,null,null,null,{"$f":"$B$48","v":100020165},"CONSOLE MUR COLLECTEUR ","EA141",48,null,null,{"$f":"$B$48","v":100020165},"CONSOLE MUR COLLECTEUR ","EA141",48,null,null,null,"","","","",""]
[null,"","","","","",null,null,null,null,{"$f":"$B$49","v":100020166},"CONSOLE MUR 1 MODULE ","EA142",129,null,null,{"$f":"$B$49","v":100020166},"CONSOLE MUR 1 MODULE ","EA142",129,null,null,null,"","","","",""]
[null,"","","","","",null,null,null,null,{"$f":"$B$50","v":89557009},"KIT DE TRANSFORMATION G/R 3/4 '' ET 1 ''","BH84",35,null,null,{"$f":"$B$50","v":89557009},"KIT DE TRANSFORMATION G/R 3/4 '' ET 1 ''","BH84",35,null,null,null,"","","","",""]
[null,"","","","","",null,null,null,null,null,"","","",null,null,null,"","","",null,null,null,"","","","",""]
[null,"","","","","",null,null,null,null,{"$f":"$B$52","v":7611489},"KIT DE LIAISON PAC-BALLON B200","ER611",297,null,null,{"$f":"$B$52","v":7611489},"KIT DE LIAISON PAC-BALLON B200","ER611",297,null,null,null,"","","","",""]
[null,"","","","","",null,null,null,null,{"$f":"$B$53","v":7611488},"KIT DE LIAISON PAC-BALLON V200","ER610",173,null,null,{"$f":"$B$53","v":7611488},"KIT DE LIAISON PAC-BALLON V200","ER610",173,null,null,null,"","","","",""]
[null,"","","","","",null,null,null,null,null,null,null,null,null,null,null,null,null,null,null,null,null,"","","","",""]
[null,"","","","","",null,null,null,null,null,{"$f":"IFERROR(VLOOKUP(K205,$B$7:$E$119,2,FALSE),\"\")","v":""},{"$f":"IFERROR(VLOOKUP(K205,$B$7:$E$119,3,FALSE),\"\")","v":""},{"$f":"IFERROR(VLOOKUP(K205,$B$7:$E$119,4,FALSE),\"\")","v":""},null,null,null,{"$f":"IFERROR(VLOOKUP(Q205,$B$7:$E$119,2,FALSE),\"\")","v":""},{"$f":"IFERROR(VLOOKUP(Q205,$B$7:$E$119,3,FALSE),\"\")","v":""},{"$f":"IFERROR(VLOOKUP(Q205,$B$7:$E$119,4,FALSE),\"\")","v":""},null,null,null,"","","","",""]
[null,null,null,null,null,null,null,null,null,null,null,{"$f":"IFERROR(VLOOKUP(K206,$B$7:$E$119,2,FALSE),\"\")","v":""},{"$f":"IFERROR(VLOOKUP(K206,$B$7:$E$119,3,FALSE),\"\")","v":""},{"$f":"IFERROR(VLOOKUP(K206,$B$7:$E$119,4,FALSE),\"\")","v":""},null,null,null,{"$f":"IFERROR(VLOOKUP(Q206,$B$7:$E$119,2,FALSE),\"\")","v":""},{"$f":"IFERROR(VLOOKUP(Q206,$B$7:$E$119,3,FALSE),\"\")","v":""},{"$f":"IFERROR(VLOOKUP(Q206,$B$7:$E$119,4,FALSE),\"\")","v":""},null,null,null,"","","","",""]
[null,null,null,null,null,null,null,null,null,null,null,null,null,null,null,null,null,null,null,null,null,null,null,"","","","",""]
[null,null,null,null,null,null,null,null,null,null,null,"Accessoires de régulation",null,null,null,null,null,"Accessoires de régulation",null,null,null,null,null,"","","","",""]
[null,null,null,null,null,"qté préco",null,null,null,null,{"$f":"+$B$23","v":100013304},{"$f":"IFERROR(VLOOKUP(K209,$B$7:$E$119,2,FALSE),\"\")","v":"COLIS OPTION V3V OE-TRONIC 4"},{"$f":"IFERROR(VLOOKUP(K209,$B$7:$E$119,3,FALSE),\"\")","v":"AD249"},{"$f":"IFERROR(VLOOKUP(K209,$B$7:$E$119,4,FALSE),\"\")","v":170},null,null,{"$f":"+$B$23","v":100013304},{"$f":"IFERROR(VLOOKUP(Q209,$B$7:$E$119,2,FALSE),\"\")","v":"COLIS OPTION V3V OE-TRONIC 4"},{"$f":"IFERROR(VLOOKUP(Q209,$B$7:$E$119,3,FALSE),\"\")","v":"AD249"},{"$f":"IFERROR(VLOOKUP(Q209,$B$7:$E$119,4,FALSE),\"\")","v":170},null,null,null,"","","","",""]
[null,"Devis final",null,null,null,null,null,null,null,null,{"$f":"+$B$24","v":100013305},"SONDE SYSTÈME ECS","AD250",49,null,null,{"$f":"+$B$24","v":100013305},"SONDE SYSTÈME ECS","AD250",49,null,null,null,"","","","",""]
[null,{"$f":"IF(B147=0,\"\",B147)","v":""},{"$f":"IF(C147=0,\"\",C147)","v":""},{"$f":"IF(D147=0,\"\",D147)","v":""},{"$f":"IF(E147=0,\"\",E147)","v":""},{"$f":"IF(F147=0,\"\",F147)","v":""},null,null,null,null,{"$f":"+$B$25","v":100013306},"SONDE EXTERIEURE RADIO ","AD251",82,null,null,{"$f":"+$B$25","v":100013306},"SONDE EXTERIEURE RADIO ","AD251",82,null,null,null,"","","","",""]
[null,{"$f":"IF(B148=0,\"\",B148)","v":""},"","",{"$f":"IF(E148=0,\"\",E148)","v":""},{"$f":"IF(F148=0,\"\",F148)","v":""},null,null,null,null,{"$f":"+$B$26","v":100013307},"MODULE CHAUDIERE RADIO (EMETTEUR)","AD252",132,null,null,{"$f":"+$B$26","v":100013307},"MODULE CHAUDIERE RADIO (EMETTEUR)","AD252",132,null,null,null,"","","","",""]
[null,"","","","","",null,null,null,null,{"$f":"+$B$27","v":100013472},"CDE A DISTANCE RADIO RS 400R     ","AD255",256,null,null,{"$f":"+$B$27","v":100013472},"CDE A DISTANCE RADIO RS 400R     ","AD255",256,null,null,null,"","","","",""]
[null,"","","","","",null,null,null,null,{"$f":"+$B$28","v":100013477},"COMMANDE A DISTANCE RS 400","AD257",190,{"$f":"$H$18","v":1},null,{"$f":"+$B$28","v":100013477},"COMMANDE A DISTANCE RS 400","AD257",190,{"$f":"$H$18","v":1},null,null,"","","","",""]
[null,"","","","","",null,null,null,null,{"$f":"+$B$29","v":88017017},"SONDE DEPART v3v","AD199",85,null,null,{"$f":"+$B$29","v":88017017},"SONDE DEPART v3v","AD199",85,null,null,null,"","","","",""]
[null,"","","","","",null,null,null,null,{"$f":"+$B$30","v":88017851},"CABLE DE LIAISON BUS LG 12 M","AD134",118,null,null,{"$f":"+$B$30","v":88017851},"CABLE DE LIAISON BUS LG 12 M","AD134",118,null,null,null,"","","","",""]
[null,"","","","","",null,null,null,null,{"$f":"+$B$31","v":100002803},"COMMANDE A DISTANCE SIMPLIFIEE AD208","AD208",112,null,null,{"$f":"+$B$31","v":100002803},"COMMANDE A DISTANCE SIMPLIFIEE AD208","AD208",112,null,null,null,"","","","",""]
[null,"","","","","",null,null,null,null,{"$f":"+$B$32","v":100000030},"COLIS OPTION SONDE ECS","AD212",53,null,null,{"$f":"+$B$32","v":100000030},"COLIS OPTION SONDE ECS","AD212",53,null,null,null,"","","","",""]
[null,"","","","","",null,null,null,null,{"$f":"+$B$33","v":100019114},"KIT SONDE HYGRO RAFRAICHISSEMENT","HK27",233,null,null,{"$f":"+$B$33","v":100019114},"KIT SONDE HYGRO RAFRAICHISSEMENT","HK27",233,null,null,null,"","","","",""]
[null,"","","","","",null,null,null,null,{"$f":"+$B$34","v":100020294},"KIT COMPTAGE D'ENERGIE","HK29",209,null,null,{"$f":"+$B$34","v":100020294},"KIT COMPTAGE D'ENERGIE","HK29",209,null,null,null,"","","","",""]
[null,"","","","","",null,null,null,null,null,"","","",null,null,null,"","","",null,null,null,"","","","",""]
[null,"","","","","",null,null,null,null,null,"","","",null,null,null,"","","",null,null,null,"","","","",""]
[null,"","","","",""]
[null,"","","","","",null,null,null,{"$f":"IF('Offre GSHP'!$H$9=OFFRE!$R$58,1,0)","v":0},{"$f":"OFFRE!$R$58","v":"OEnoviaPAC-GS 9 TR"},null,null,null,null,{"$f":"IF('Offre GSHP'!$H$9=OFFRE!$S$58,1,0)","v":0},{"$f":"OFFRE!$S$58","v":"OEnoviaPAC-GS 9  TR"}]
[null,"","","","","",null,null,null,"Appoint",{"$f":"OFFRE!$F$7","v":"Electrique"},null,null,null,null,null,{"$f":"OFFRE!$F$6","v":"Hydraulique par chaudière"}]
[null,"","","","",""]
[null,"","","","",""]
[null,{"$f":"IF(B164=0,\"\",B164)","v":""},"","","","",null,null,null,null,null,null,null,null,null,null,null,null,null,null,null,null,null,"Si 11 MR choisi"]
[null,"","","","","",null,null,null,"9 TR",null,{"$f":"IF($J$13=OFFRE!$H$23,\"Kit complet : PAC + accessoires\",\"\")","v":"Kit complet : PAC + accessoires"},null,null,null,null,null,{"$f":"IF($J$13=OFFRE!$H$23,\"Kit complet : PAC + accessoires\",\"\")","v":"Kit complet : PAC + accessoires"},null,null,null,null,{"$f":"IF(Y238=\"\",0,1)","v":0},{"$f":"IF($J$224=1,K229,IF($P$224=1,Q229,\"\"))","v":""},{"$f":"IF($J$224=1,L229,IF($P$224=1,R229,\"\"))","v":""},{"$f":"IF($J$224=1,M229,IF($P$224=1,S229,\"\"))","v":""},{"$f":"IF($J$224=1,N229,IF($P$224=1,T229,\"\"))","v":""},{"$f":"IF($J$224=1,O229,IF($P$224=1,U229,\"\"))","v":""}]
[null,"","","","","",null,null,null,null,{"$f":"IF($J$13=OFFRE!$H$23,IF($G$31=1,$B$106,IF($G$31=2,$B$72,IF($G$31=3,$B$79,IF($G$31=4,$B$88,IF($G$31=5,$B$95,\"\"))))),\"\")","v":7618123},{"$f":"IFERROR(VLOOKUP(K230,$B$7:$E$119,2,FALSE),\"\")","v":"OEnoviaPAC-GS 9 TR"},{"$f":"IFERROR(VLOOKUP(K230,$B$7:$E$119,3,FALSE),\"\")","v":"HZ41"},{"$f":"IFERROR(VLOOKUP(K230,$B$7:$E$119,4,FALSE),\"\")","v":8329},{"$f":"IF(K230=\"\",\"\",1)","v":1},null,{"$f":"IF($J$13=OFFRE!$H$23,IF($G$31=1,$B$106,IF($G$31=2,$B$72,IF($G$31=3,$B$79,IF($G$31=4,$B$88,IF($G$31=5,$B$95,\"\"))))),\"\")","v":7618123},{"$f":"IFERROR(VLOOKUP(Q230,$B$7:$E$119,2,FALSE),\"\")","v":"OEnoviaPAC-GS 9 TR"},{"$f":"IFERROR(VLOOKUP(Q230,$B$7:$E$119,3,FALSE),\"\")","v":"HZ41"},{"$f":"IFERROR(VLOOKUP(Q230,$B$7:$E$119,4,FALSE),\"\")","v":8329},{"$f":"IF(Q230=\"\",\"\",1)","v":1},null,null,"","","","",""]
[null,"","","","","",null,null,null,null,null,null,null,null,null,null,null,null,null,null,null,null,null,"","","","",""]
[null,"","","","","",null,null,null,null,null,{"$f":"IF($J$13=OFFRE!$H$24,\"Sélection personnalisée\",\"\")","v":""},null,null,null,null,null,{"$f":"IF($J$13=OFFRE!$H$24,\"Sélection personnalisée\",\"\")","v":""},null,null,null,null,null,"","","","",""]
[null,"","","","","",null,null,null,null,{"$f":"IF($J$13=OFFRE!$H$24,$B$106,\"\")","v":""},{"$f":"IFERROR(VLOOKUP(K233,$B$7:$E$119,2,FALSE),\"\")","v":""},{"$f":"IFERROR(VLOOKUP(K233,$B$7:$E$119,3,FALSE),\"\")","v":""},{"$f":"IFERROR(VLOOKUP(K233,$B$7:$E$119,4,FALSE),\"\")","v":""},{"$f":"IF(K233=\"\",\"\",1)","v":""},null,{"$f":"IF($J$13=OFFRE!$H$24,$B$106,\"\")","v":""},{"$f":"IFERROR(VLOOKUP(Q233,$B$7:$E$119,2,FALSE),\"\")","v":""},{"$f":"IFERROR(VLOOKUP(Q233,$B$7:$E$119,3,FALSE),\"\")","v":""},{"$f":"IFERROR(VLOOKUP(Q233,$B$7:$E$119,4,FALSE),\"\")","v":""},{"$f":"IF(Q233=\"\",\"\",1)","v":""},null,null,"","","","",""]
[null,"","","","","",null,null,null,null,{"$f":"IF($J$13=OFFRE!$H$24,IF($G$31=1,\"\",IF(OR($G$31=2,$G$31=3),$B$114,$B$115)),\"\")","v":""},{"$f":"IFERROR(VLOOKUP(K234,$B$7:$E$119,2,FALSE),\"\")","v":""},{"$f":"IFERROR(VLOOKUP(K234,$B$7:$E$119,3,FALSE),\"\")","v":""},{"$f":"IFERROR(VLOOKUP(K234,$B$7:$E$119,4,FALSE),\"\")","v":""},{"$f":"IF(K234=\"\",\"\",1)","v":""},null,{"$f":"IF($J$13=OFFRE!$H$24,IF($G$31=1,\"\",IF(OR($G$31=2,$G$31=3),$B$114,$B$115)),\"\")","v":""},{"$f":"IFERROR(VLOOKUP(Q234,$B$7:$E$119,2,FALSE),\"\")","v":""},{"$f":"IFERROR(VLOOKUP(Q234,$B$7:$E$119,3,FALSE),\"\")","v":""},{"$f":"IFERROR(VLOOKUP(Q234,$B$7:$E$119,4,FALSE),\"\")","v":""},{"$f":"IF(Q234=\"\",\"\",1)","v":""},null,null,"","","","",""]
[null,"","","","","",null,null,null,null,{"$f":"IF($J$13=OFFRE!$H$24,IF($G$31=1,\"\",IF(OR($G$31=2,$G$31=4),$B$118,$B$119)),\"\")","v":""},{"$f":"IFERROR(VLOOKUP(K235,$B$7:$E$119,2,FALSE),\"\")","v":""},{"$f":"IFERROR(VLOOKUP(K235,$B$7:$E$119,3,FALSE),\"\")","v":""},{"$f":"IFERROR(VLOOKUP(K235,$B$7:$E$119,4,FALSE),\"\")","v":""},{"$f":"IF(K235=\"\",\"\",1)","v":""},null,{"$f":"IF($J$13=OFFRE!$H$24,IF($G$31=1,\"\",IF(OR($G$31=2,$G$31=4),$B$118,$B$119)),\"\")","v":""},{"$f":"IFERROR(VLOOKUP(Q235,$B$7:$E$119,2,FALSE),\"\")","v":""},{"$f":"IFERROR(VLOOKUP(Q235,$B$7:$E$119,3,FALSE),\"\")","v":""},{"$f":"IFERROR(VLOOKUP(Q235,$B$7:$E$119,4,FALSE),\"\")","v":""},{"$f":"IF(Q235=\"\",\"\",1)","v":""},null,null,"","","","",""]
[null,"","","","","",null,null,null,null,null,null,null,null,null,null,null,null,null,null,null,null,null,"","","","",""]
[null,"","","","","",null,null,null,null,null,null,null,null,null,null,null,null,null,null,null,null,null,"","","","",""]
[null,"","","","","",null,null,null,null,null,"Appoint électrique",null,null,null,null,null,"Appoint électrique",null,null,null,null,null,"","","","",""]
[null,"","","","","",null,null,null,null,{"$f":"$B$9","v":7616680},{"$f":"IFERROR(VLOOKUP(K239,$B$7:$E$119,2,FALSE),\"\")","v":"KIT APPOINT ELECTRIQUE 9 kW GSHP 05 à 15 kW"},{"$f":"IFERROR(VLOOKUP(K239,$B$7:$E$119,3,FALSE),\"\")","v":"HZ20"},{"$f":"IFERROR(VLOOKUP(K239,$B$7:$E$119,4,FALSE),\"\")","v":718},1,null,{"$f":"$B$9","v":7616680},{"$f":"IFERROR(VLOOKUP(Q239,$B$7:$E$119,2,FALSE),\"\")","v":"KIT APPOINT ELECTRIQUE 9 kW GSHP 05 à 15 kW"},{"$f":"IFERROR(VLOOKUP(Q239,$B$7:$E$119,3,FALSE),\"\")","v":"HZ20"},{"$f":"IFERROR(VLOOKUP(Q239,$B$7:$E$119,4,FALSE),\"\")","v":718},1,null,null,"","","","",""]
[null,"","","","","",null,null,null,null,null,{"$f":"IFERROR(VLOOKUP(K240,$B$7:$E$119,2,FALSE),\"\")","v":""},{"$f":"IFERROR(VLOOKUP(K240,$B$7:$E$119,3,FALSE),\"\")","v":""},{"$f":"IFERROR(VLOOKUP(K240,$B$7:$E$119,4,FALSE),\"\")","v":""},null,null,{"$f":"$B$11","v":7618061},{"$f":"IFERROR(VLOOKUP(Q240,$B$7:$E$119,2,FALSE),\"\")","v":"KIT ECHANGEUR DE BARRAGE GSHP 05 – 09 kW"},{"$f":"IFERROR(VLOOKUP(Q240,$B$7:$E$119,3,FALSE),\"\")","v":"HZ24"},{"$f":"IFERROR(VLOOKUP(Q240,$B$7:$E$119,4,FALSE),\"\")","v":1050},1,null,null,"","","","",""]
[null,"","","","","",null,null,null,null,null,null,null,null,null,null,null,null,null,null,null,null,null,"","","","",""]
[null,"","","","","",null,null,null,null,null,{"$f":"IF($G$31=1,\"Option BEPC : préparateur ECS indépendant\",\"\")","v":"Option BEPC : préparateur ECS indépendant"},null,null,null,null,null,{"$f":"IF($G$31=1,\"Option BEPC : préparateur ECS indépendant\",\"\")","v":"Option BEPC : préparateur ECS indépendant"},null,null,null,null,null,"","","","",""]
[null,"","","","","",null,null,null,null,{"$f":"IF($G$31=1,$B$38,\"\")","v":7622063},{"$f":"IFERROR(VLOOKUP(K243,$B$7:$E$119,2,FALSE),\"\")","v":"PREPARATEUR MIXTE OBEPB 300 POUR PAC"},{"$f":"IFERROR(VLOOKUP(K243,$B$7:$E$119,3,FALSE),\"\")","v":"ER616"},{"$f":"IFERROR(VLOOKUP(K243,$B$7:$E$119,4,FALSE),\"\")","v":2247},null,null,{"$f":"IF($G$31=1,$B$38,\"\")","v":7622063},{"$f":"IFERROR(VLOOKUP(Q243,$B$7:$E$119,2,FALSE),\"\")","v":"PREPARATEUR MIXTE OBEPB 300 POUR PAC"},{"$f":"IFERROR(VLOOKUP(Q243,$B$7:$E$119,3,FALSE),\"\")","v":"ER616"},{"$f":"IFERROR(VLOOKUP(Q243,$B$7:$E$119,4,FALSE),\"\")","v":2247},null,null,null,"","","","",""]
[null,{"$f":"IF(B180=0,\"\",B180)","v":""},"","","","",null,null,null,null,{"$f":"IF($G$31=1,$B$41,\"\")","v":100009229},{"$f":"IFERROR(VLOOKUP(K244,$B$7:$E$119,2,FALSE),\"\")","v":"VANNE 3 VOIES D'INVERSION POUR ECS AVEC KIT CABLAGE"},{"$f":"IFERROR(VLOOKUP(K244,$B$7:$E$119,3,FALSE),\"\")","v":"EH84"},{"$f":"IFERROR(VLOOKUP(K244,$B$7:$E$119,4,FALSE),\"\")","v":366},null,null,{"$f":"IF($G$31=1,$B$41,\"\")","v":100009229},{"$f":"IFERROR(VLOOKUP(Q244,$B$7:$E$119,2,FALSE),\"\")","v":"VANNE 3 VOIES D'INVERSION POUR ECS AVEC KIT CABLAGE"},{"$f":"IFERROR(VLOOKUP(Q244,$B$7:$E$119,3,FALSE),\"\")","v":"EH84"},{"$f":"IFERROR(VLOOKUP(Q244,$B$7:$E$119,4,FALSE),\"\")","v":366},null,null,null,"","","","",""]
[null,"","","","","",null,null,null,null,{"$f":"IF($G$31=1,$B$42,\"\")","v":89757753},{"$f":"IFERROR(VLOOKUP(K245,$B$7:$E$119,2,FALSE),\"\")","v":"ANODE ACI CORREX UP BALLON > 300 LITRES"},{"$f":"IFERROR(VLOOKUP(K245,$B$7:$E$119,3,FALSE),\"\")","v":"AJ39"},{"$f":"IFERROR(VLOOKUP(K245,$B$7:$E$119,4,FALSE),\"\")","v":428},null,null,{"$f":"IF($G$31=1,$B$42,\"\")","v":89757753},{"$f":"IFERROR(VLOOKUP(Q245,$B$7:$E$119,2,FALSE),\"\")","v":"ANODE ACI CORREX UP BALLON > 300 LITRES"},{"$f":"IFERROR(VLOOKUP(Q245,$B$7:$E$119,3,FALSE),\"\")","v":"AJ39"},{"$f":"IFERROR(VLOOKUP(Q245,$B$7:$E$119,4,FALSE),\"\")","v":428},null,null,null,"","","","",""]
[null,"","","","","",null,null,null,null,null,null,null,null,null,null,null,null,null,null,null,null,null,"","","","",""]
[null,"","","","","",null,null,null,null,null,"Accessoires de raccordement hydraulique",null,null,null,null,null,"Accessoires de raccordement hydraulique",null,null,null,null,null,"","","","",""]
[null,"","","","","",null,null,null,null,{"$f":"$B$13","v":7622431},{"$f":"IFERROR(VLOOKUP(K248,$B$7:$E$119,2,FALSE),\"\")","v":"KIT CABLAGE THERMOSTAT DE SECURITE PCBT"},{"$f":"IFERROR(VLOOKUP(K248,$B$7:$E$119,3,FALSE),\"\")","v":"HZ29"},{"$f":"IFERROR(VLOOKUP(K248,$B$7:$E$119,4,FALSE),\"\")","v":82},null,null,{"$f":"$B$13","v":7622431},{"$f":"IFERROR(VLOOKUP(Q248,$B$7:$E$119,2,FALSE),\"\")","v":"KIT CABLAGE THERMOSTAT DE SECURITE PCBT"},{"$f":"IFERROR(VLOOKUP(Q248,$B$7:$E$119,3,FALSE),\"\")","v":"HZ29"},{"$f":"IFERROR(VLOOKUP(Q248,$B$7:$E$119,4,FALSE),\"\")","v":82},null,null,null,"","","","",""]
[null,"","","","","",null,null,null,null,{"$f":"$B$14","v":7622062},"KIT POMPE WILO PARA 25/1-8 pour GSHP 19","HZ63",731,null,null,{"$f":"$B$14","v":7622062},"KIT POMPE WILO PARA 25/1-8 pour GSHP 19","HZ63",731,null,null,null,"","","","",""]
[null,"","","","","",null,null,null,null,{"$f":"$B$15","v":7610411},"KIT CIRCUIT PLANCHER CHAUFFANT ","ER604",798,null,null,{"$f":"$B$15","v":7610411},"KIT CIRCUIT PLANCHER CHAUFFANT ","ER604",798,null,null,null,"","","","",""]
[null,"","","","","",null,null,null,null,{"$f":"$B$16","v":7620436},"KIT ISOLATION MODE FROID","ER581",200,null,null,{"$f":"$B$16","v":7620436},"KIT ISOLATION MODE FROID","ER581",200,null,null,null,"","","","",""]
[null,"","","","","",null,null,null,null,{"$f":"$B$17","v":7610412},"KIT CIRCUIT RADIATEUR","ER605",525,null,null,{"$f":"$B$17","v":7610412},"KIT CIRCUIT RADIATEUR","ER605",525,null,null,null,"","","","",""]
[null,"","","","","",null,null,null,null,{"$f":"$B$18","v":7610667},"KIT DE RACCORDEMENT BALLON TAMPON - GSHP","ER606",217,null,null,{"$f":"$B$18","v":7610667},"KIT DE RACCORDEMENT BALLON TAMPON - GSHP","ER606",217,null,null,null,"","","","",""]
[null,"","","","","",null,null,null,null,{"$f":"$B$19","v":7607396},"COLIS BALLON TAMPON GSHP 200L","ER602",981,1,null,{"$f":"$B$19","v":7607396},"COLIS BALLON TAMPON GSHP 200L","ER602",981,1,null,null,"","","","",""]
[null,"","","","","",null,null,null,null,{"$f":"$B$20","v":100020045},"KIT FILTRE FERNOX TF1","EH896",288,null,null,{"$f":"$B$20","v":100020045},"KIT FILTRE FERNOX TF1","EH896",288,null,null,null,"","","","",""]
[null,"","","","","",null,null,null,null,null,"","","",null,null,null,"","","",null,null,null,"","","","",""]
[null,"","","","","",null,null,null,null,null,"","","",null,null,null,"","","",null,null,null,"","","","",""]
[null,"","","","","",null,null,null,null,null,null,"","",null,null,null,null,"","",null,null,null,"","","","",""]
[null,"","","","","",null,null,null,null,null,null,null,null,null,null,null,null,null,null,null,null,null,"","","","",""]
[null,{"$f":"IF(B196=0,\"\",B196)","v":""},"","","","",null,null,null,null,{"$f":"$B$45","v":100020167},{"$f":"IFERROR(VLOOKUP(K260,$B$7:$E$119,2,FALSE),\"\")","v":"CIRCUIT DIRECT P.ELEC CLASSE A  "},{"$f":"IFERROR(VLOOKUP(K260,$B$7:$E$119,3,FALSE),\"\")","v":"EA143"},{"$f":"IFERROR(VLOOKUP(K260,$B$7:$E$119,4,FALSE),\"\")","v":720},null,null,{"$f":"$B$45","v":100020167},{"$f":"IFERROR(VLOOKUP(Q260,$B$7:$E$119,2,FALSE),\"\")","v":"CIRCUIT DIRECT P.ELEC CLASSE A  "},{"$f":"IFERROR(VLOOKUP(Q260,$B$7:$E$119,3,FALSE),\"\")","v":"EA143"},{"$f":"IFERROR(VLOOKUP(Q260,$B$7:$E$119,4,FALSE),\"\")","v":720},null,null,null,"","","","",""]
[null,"","","","","",null,null,null,null,{"$f":"$B$46","v":100020168},"CIRCUIT V3V P.ELEC","EA144",1023,null,null,{"$f":"$B$46","v":100020168},"CIRCUIT V3V P.ELEC","EA144",1023,null,null,null,{"$f":"IF($J$224=1,K261,IF($P$224=1,Q261,\"\"))","v":""},{"$f":"IF($J$224=1,L261,IF($P$224=1,R261,\"\"))","v":""},{"$f":"IF($J$224=1,M261,IF($P$224=1,S261,\"\"))","v":""},{"$f":"IF($J$224=1,N261,IF($P$224=1,T261,\"\"))","v":""},{"$f":"IF($J$224=1,O261,IF($P$224=1,U261,\"\"))","v":""}]
[null,"","","","","",null,null,null,null,{"$f":"$B$47","v":100020164},"COLLECTEUR 2/3 CIRCUITS ","EA140",382,null,null,{"$f":"$B$47","v":100020164},"COLLECTEUR 2/3 CIRCUITS ","EA140",382,null,null,null,"","","","",""]
[null,"","","","","",null,null,null,null,{"$f":"$B$48","v":100020165},"CONSOLE MUR COLLECTEUR ","EA141",48,null,null,{"$f":"$B$48","v":100020165},"CONSOLE MUR COLLECTEUR ","EA141",48,null,null,null,"","","","",""]
[null,"","","","","",null,null,null,null,{"$f":"$B$49","v":100020166},"CONSOLE MUR 1 MODULE ","EA142",129,null,null,{"$f":"$B$49","v":100020166},"CONSOLE MUR 1 MODULE ","EA142",129,null,null,null,"","","","",""]
[null,"","","","","",null,null,null,null,{"$f":"$B$50","v":89557009},"KIT DE TRANSFORMATION G/R 3/4 '' ET 1 ''","BH84",35,null,null,{"$f":"$B$50","v":89557009},"KIT DE TRANSFORMATION G/R 3/4 '' ET 1 ''","BH84",35,null,null,null,"","","","",""]
[null,"","","","","",null,null,null,null,null,"","","",null,null,null,"","","",null,null,null,"","","","",""]
[null,"","","","","",null,null,null,null,{"$f":"$B$52","v":7611489},"KIT DE LIAISON PAC-BALLON B200","ER611",297,null,null,{"$f":"$B$52","v":7611489},"KIT DE LIAISON PAC-BALLON B200","ER611",297,null,null,null,"","","","",""]
[null,"","","","","",null,null,null,null,{"$f":"$B$53","v":7611488},"KIT DE LIAISON PAC-BALLON V200","ER610",173,null,null,{"$f":"$B$53","v":7611488},"KIT DE LIAISON PAC-BALLON V200","ER610",173,null,null,null,"","","","",""]
[null,"","","","","",null,null,null,null,null,null,null,null,null,null,null,null,null,null,null,null,null,"","","","",""]
[null,{"$f":"\"\"","v":""},{"$f":"L6","v":"Accessoires de régulation nécessaires pour les circuits indiqués :"},{"$f":"\"\"","v":""},{"$f":"\"\"","v":""},{"$f":"\"\"","v":""},null,null,null,null,null,{"$f":"IFERROR(VLOOKUP(K270,$B$7:$E$119,2,FALSE),\"\")","v":""},{"$f":"IFERROR(VLOOKUP(K270,$B$7:$E$119,3,FALSE),\"\")","v":""},{"$f":"IFERROR(VLOOKUP(K270,$B$7:$E$119,4,FALSE),\"\")","v":""},null,null,null,{"$f":"IFERROR(VLOOKUP(Q270,$B$7:$E$119,2,FALSE),\"\")","v":""},{"$f":"IFERROR(VLOOKUP(Q270,$B$7:$E$119,3,FALSE),\"\")","v":""},{"$f":"IFERROR(VLOOKUP(Q270,$B$7:$E$119,4,FALSE),\"\")","v":""},null,null,null,"","","","",""]
[null,{"$f":"\"\"","v":""},{"$f":"L7","v":"1 circuit : Vanne"},{"$f":"\"\"","v":""},{"$f":"\"\"","v":""},{"$f":"\"\"","v":""},null,null,null,null,null,{"$f":"IFERROR(VLOOKUP(K271,$B$7:$E$119,2,FALSE),\"\")","v":""},{"$f":"IFERROR(VLOOKUP(K271,$B$7:$E$119,3,FALSE),\"\")","v":""},{"$f":"IFERROR(VLOOKUP(K271,$B$7:$E$119,4,FALSE),\"\")","v":""},null,null,null,{"$f":"IFERROR(VLOOKUP(Q271,$B$7:$E$119,2,FALSE),\"\")","v":""},{"$f":"IFERROR(VLOOKUP(Q271,$B$7:$E$119,3,FALSE),\"\")","v":""},{"$f":"IFERROR(VLOOKUP(Q271,$B$7:$E$119,4,FALSE),\"\")","v":""},null,null,null,"","","","",""]
[null,{"$f":"\"\"","v":""},{"$f":"\"\"","v":""},{"$f":"\"\"","v":""},{"$f":"\"\"","v":""},{"$f":"\"\"","v":""},null,null,null,null,null,null,null,null,null,null,null,null,null,null,null,null,null,"","","","",""]
[null,{"$f":"K9","v":88017017},"SONDE DEPART v3v","AD199",85,{"$f":"IF(B273<>\"\",1,\"\")","v":1},null,null,null,null,null,"Accessoires de régulation",null,null,null,null,null,"Accessoires de régulation",null,null,null,null,null,"","","","",""]
[null,"","","","",{"$f":"IF(B274<>\"\",1,\"\")","v":""},null,null,null,null,{"$f":"+$B$23","v":100013304},{"$f":"IFERROR(VLOOKUP(K274,$B$7:$E$119,2,FALSE),\"\")","v":"COLIS OPTION V3V OE-TRONIC 4"},{"$f":"IFERROR(VLOOKUP(K274,$B$7:$E$119,3,FALSE),\"\")","v":"AD249"},{"$f":"IFERROR(VLOOKUP(K274,$B$7:$E$119,4,FALSE),\"\")","v":170},null,null,{"$f":"+$B$23","v":100013304},{"$f":"IFERROR(VLOOKUP(Q274,$B$7:$E$119,2,FALSE),\"\")","v":"COLIS OPTION V3V OE-TRONIC 4"},{"$f":"IFERROR(VLOOKUP(Q274,$B$7:$E$119,3,FALSE),\"\")","v":"AD249"},{"$f":"IFERROR(VLOOKUP(Q274,$B$7:$E$119,4,FALSE),\"\")","v":170},null,null,null,"","","","",""]
[null,{"$f":"\"\"","v":""},{"$f":"\"\"","v":""},{"$f":"\"\"","v":""},{"$f":"\"\"","v":""},{"$f":"\"\"","v":""},null,null,null,null,{"$f":"+$B$24","v":100013305},"SONDE SYSTÈME ECS","AD250",49,null,null,{"$f":"+$B$24","v":100013305},"SONDE SYSTÈME ECS","AD250",49,null,null,null,"","","","",""]
[null,{"$f":"\"\"","v":""},{"$f":"IF($B$277=\"\",\"\",\"Accessoires hydrauliques nécessaires pour les circuits indiqués :\")","v":"Accessoires hydrauliques nécessaires pour les circuits indiqués :"},{"$f":"\"\"","v":""},{"$f":"\"\"","v":""},{"$f":"\"\"","v":""},null,null,null,null,{"$f":"+$B$25","v":100013306},"SONDE EXTERIEURE RADIO ","AD251",82,null,null,{"$f":"+$B$25","v":100013306},"SONDE EXTERIEURE RADIO ","AD251",82,null,null,null,"","","","",""]
[null,{"$f":"IFERROR(VLOOKUP($D277,$A$8:$E$58,2,FALSE),\"\")","v":7610411},{"$f":"IFERROR(VLOOKUP($D277,$A$8:$E$58,3,FALSE),\"\")","v":"KIT CIRCUIT PLANCHER CHAUFFANT "},{"$f":"IF(VLOOKUP($H$21,$R$5:$X$10,2,FALSE)=0,\"\",VLOOKUP($H$21,$R$5:$X$10,2,FALSE))","v":"ER604"},{"$f":"IFERROR(VLOOKUP($D277,$A$8:$E$58,5,FALSE),\"\")","v":798},{"$f":"IF(B277<>\"\",1,\"\")","v":1},null,null,null,null,{"$f":"+$B$26","v":100013307},"MODULE CHAUDIERE RADIO (EMETTEUR)","AD252",132,null,null,{"$f":"+$B$26","v":100013307},"MODULE CHAUDIERE RADIO (EMETTEUR)","AD252",132,null,null,null,"","","","",""]
[null,"","",{"$f":"IF(VLOOKUP($H$21,$R$5:$X$10,3,FALSE)=0,\"\",VLOOKUP($H$21,$R$5:$X$10,3,FALSE))","v":""},"","",null,null,null,null,{"$f":"+$B$27","v":100013472},"CDE A DISTANCE RADIO RS 400R     ","AD255",256,null,null,{"$f":"+$B$27","v":100013472},"CDE A DISTANCE RADIO RS 400R     ","AD255",256,null,null,null,"","","","",""]
[null,"","",{"$f":"IF(VLOOKUP($H$21,$R$5:$X$10,4,FALSE)=0,\"\",VLOOKUP($H$21,$R$5:$X$10,4,FALSE))","v":""},"","",null,null,null,null,{"$f":"+$B$28","v":100013477},"COMMANDE A DISTANCE RS 400","AD257",190,{"$f":"$H$18","v":1},null,{"$f":"+$B$28","v":100013477},"COMMANDE A DISTANCE RS 400","AD257",190,{"$f":"$H$18","v":1},null,null,"","","","",""]
[null,"","",{"$f":"IF(VLOOKUP($H$21,$R$5:$X$10,5,FALSE)=0,\"\",VLOOKUP($H$21,$R$5:$X$10,5,FALSE))","v":""},"",{"$f":"IF(B280<>\"\",IF(B281<>\"\",2,1),\"\")","v":""},null,null,null,null,{"$f":"+$B$29","v":88017017},"SONDE DEPART v3v","AD199",85,null,null,{"$f":"+$B$29","v":88017017},"SONDE DEPART v3v","AD199",85,null,null,null,"","","","",""]
[null,"",null,{"$f":"IF(VLOOKUP($H$21,$R$5:$X$10,6,FALSE)=0,\"\",VLOOKUP($H$21,$R$5:$X$10,6,FALSE))","v":""},null,null,null,null,null,null,{"$f":"+$B$30","v":88017851},"CABLE DE LIAISON BUS LG 12 M","AD134",118,null,null,{"$f":"+$B$30","v":88017851},"CABLE DE LIAISON BUS LG 12 M","AD134",118,null,null,null,"","","","",""]
[null,"","",{"$f":"IF(VLOOKUP($H$21,$R$5:$X$10,7,FALSE)=0,\"\",VLOOKUP($H$21,$R$5:$X$10,7,FALSE))","v":""},"","",null,null,null,null,{"$f":"+$B$31","v":100002803},"COMMANDE A DISTANCE SIMPLIFIEE AD208","AD208",112,null,null,{"$f":"+$B$31","v":100002803},"COMMANDE A DISTANCE SIMPLIFIEE AD208","AD208",112,null,null,null,"","","","",""]
[null,null,null,null,null,null,null,null,null,null,{"$f":"+$B$32","v":100000030},"COLIS OPTION SONDE ECS","AD212",53,null,null,{"$f":"+$B$32","v":100000030},"COLIS OPTION SONDE ECS","AD212",53,null,null,null,"","","","",""]
[null,null,null,null,null,null,null,null,null,null,{"$f":"+$B$33","v":100019114},"KIT SONDE HYGRO RAFRAICHISSEMENT","HK27",233,null,null,{"$f":"+$B$33","v":100019114},"KIT SONDE HYGRO RAFRAICHISSEMENT","HK27",233,null,null,null,"","","","",""]
[null,null,null,null,null,null,null,null,null,null,{"$f":"+$B$34","v":100020294},"KIT COMPTAGE D'ENERGIE","HK29",209,null,null,{"$f":"+$B$34","v":100020294},"KIT COMPTAGE D'ENERGIE","HK29",209,null,null,null,"","","","",""]
[null,null,null,null,null,null,null,null,null,null,null,"","","",null,null,null,"","","",null,null,null,"","","","",""]
[null,null,null,null,null,null,null,null,null,null,null,"","","",null,null,null,"","","",null,null,null,"","","","",""]
[]
[]
[null,null,null,null,null,null,null,null,null,{"$f":"IF('Offre GSHP'!$H$9=OFFRE!$R$59,1,0)","v":0},{"$f":"OFFRE!$R$59","v":"OEnoviaPAC-GS 12 MR"},null,null,null,null,{"$f":"IF('Offre GSHP'!$H$9=OFFRE!$S$59,1,0)","v":0},{"$f":"OFFRE!$S$59","v":"OEnoviaPAC-GS 12  MR"}]
[null,null,null,null,null,null,null,null,null,"Appoint",{"$f":"OFFRE!$F$7","v":"Electrique"},null,null,null,null,null,{"$f":"OFFRE!$F$6","v":"Hydraulique par chaudière"}]
[]
[]
[null,null,null,null,null,null,null,null,null,null,null,null,null,null,null,null,null,null,null,null,null,null,null,"Si 11 TR choisi"]
[null,null,null,null,null,null,null,null,null,"12 MR",null,{"$f":"IF($J$13=OFFRE!$H$23,\"Kit complet : PAC + accessoires\",\"\")","v":"Kit complet : PAC + accessoires"},null,null,null,null,null,{"$f":"IF($J$13=OFFRE!$H$23,\"Kit complet : PAC + accessoires\",\"\")","v":"Kit complet : PAC + accessoires"},null,null,null,null,{"$f":"IF(Y304=\"\",0,1)","v":0},{"$f":"IF($J$290=1,K295,IF($P$290=1,Q295,\"\"))","v":""},"","","",""]
[null,null,null,null,null,null,null,null,null,null,{"$f":"IF($J$13=OFFRE!$H$23,IF($G$31=1,$B$107,IF($G$31=2,$B$73,IF($G$31=3,$B$80,IF($G$31=4,$B$89,IF($G$31=5,$B$96,\"\"))))),\"\")","v":7618124},{"$f":"IFERROR(VLOOKUP(K296,$B$7:$E$119,2,FALSE),\"\")","v":"OEnoviaPAC-GS 12 MR"},{"$f":"IFERROR(VLOOKUP(K296,$B$7:$E$119,3,FALSE),\"\")","v":"HZ42"},{"$f":"IFERROR(VLOOKUP(K296,$B$7:$E$119,4,FALSE),\"\")","v":8968},{"$f":"IF(K296=\"\",\"\",1)","v":1},null,{"$f":"IF($J$13=OFFRE!$H$23,IF($G$31=1,$B$107,IF($G$31=2,$B$73,IF($G$31=3,$B$80,IF($G$31=4,$B$89,IF($G$31=5,$B$96,\"\"))))),\"\")","v":7618124},{"$f":"IFERROR(VLOOKUP(Q296,$B$7:$E$119,2,FALSE),\"\")","v":"OEnoviaPAC-GS 12 MR"},{"$f":"IFERROR(VLOOKUP(Q296,$B$7:$E$119,3,FALSE),\"\")","v":"HZ42"},{"$f":"IFERROR(VLOOKUP(Q296,$B$7:$E$119,4,FALSE),\"\")","v":8968},{"$f":"IF(Q296=\"\",\"\",1)","v":1},null,null,"","","","",""]
[null,null,null,null,null,null,null,null,null,null,null,null,null,null,null,null,null,null,null,null,null,null,null,"","","","",""]
[null,null,null,null,null,null,null,null,null,null,null,{"$f":"IF($J$13=OFFRE!$H$24,\"Sélection personnalisée\",\"\")","v":""},null,null,null,null,null,{"$f":"IF($J$13=OFFRE!$H$24,\"Sélection personnalisée\",\"\")","v":""},null,null,null,null,null,"","","","",""]
[null,null,null,null,null,null,null,null,null,null,{"$f":"IF($J$13=OFFRE!$H$24,$B$107,\"\")","v":""},{"$f":"IFERROR(VLOOKUP(K299,$B$7:$E$119,2,FALSE),\"\")","v":""},{"$f":"IFERROR(VLOOKUP(K299,$B$7:$E$119,3,FALSE),\"\")","v":""},{"$f":"IFERROR(VLOOKUP(K299,$B$7:$E$119,4,FALSE),\"\")","v":""},{"$f":"IF(K299=\"\",\"\",1)","v":""},null,{"$f":"IF($J$13=OFFRE!$H$24,$B$107,\"\")","v":""},{"$f":"IFERROR(VLOOKUP(Q299,$B$7:$E$119,2,FALSE),\"\")","v":""},{"$f":"IFERROR(VLOOKUP(Q299,$B$7:$E$119,3,FALSE),\"\")","v":""},{"$f":"IFERROR(VLOOKUP(Q299,$B$7:$E$119,4,FALSE),\"\")","v":""},{"$f":"IF(Q299=\"\",\"\",1)","v":""},null,null,"","","","",""]
[null,null,null,null,null,null,null,null,null,null,{"$f":"IF($J$13=OFFRE!$H$24,IF($G$31=1,\"\",IF(OR($G$31=2,$G$31=3),$B$114,$B$115)),\"\")","v":""},{"$f":"IFERROR(VLOOKUP(K300,$B$7:$E$119,2,FALSE),\"\")","v":""},{"$f":"IFERROR(VLOOKUP(K300,$B$7:$E$119,3,FALSE),\"\")","v":""},{"$f":"IFERROR(VLOOKUP(K300,$B$7:$E$119,4,FALSE),\"\")","v":""},{"$f":"IF(K300=\"\",\"\",1)","v":""},null,{"$f":"IF($J$13=OFFRE!$H$24,IF($G$31=1,\"\",IF(OR($G$31=2,$G$31=3),$B$114,$B$115)),\"\")","v":""},{"$f":"IFERROR(VLOOKUP(Q300,$B$7:$E$119,2,FALSE),\"\")","v":""},{"$f":"IFERROR(VLOOKUP(Q300,$B$7:$E$119,3,FALSE),\"\")","v":""},{"$f":"IFERROR(VLOOKUP(Q300,$B$7:$E$119,4,FALSE),\"\")","v":""},{"$f":"IF(Q300=\"\",\"\",1)","v":""},null,null,"","","","",""]
[null,null,null,null,null,null,null,null,null,null,{"$f":"IF($J$13=OFFRE!$H$24,IF($G$31=1,\"\",IF(OR($G$31=2,$G$31=4),$B$118,$B$119)),\"\")","v":""},{"$f":"IFERROR(VLOOKUP(K301,$B$7:$E$119,2,FALSE),\"\")","v":""},{"$f":"IFERROR(VLOOKUP(K301,$B$7:$E$119,3,FALSE),\"\")","v":""},{"$f":"IFERROR(VLOOKUP(K301,$B$7:$E$119,4,FALSE),\"\")","v":""},{"$f":"IF(K301=\"\",\"\",1)","v":""},null,{"$f":"IF($J$13=OFFRE!$H$24,IF($G$31=1,\"\",IF(OR($G$31=2,$G$31=4),$B$118,$B$119)),\"\")","v":""},{"$f":"IFERROR(VLOOKUP(Q301,$B$7:$E$119,2,FALSE),\"\")","v":""},{"$f":"IFERROR(VLOOKUP(Q301,$B$7:$E$119,3,FALSE),\"\")","v":""},{"$f":"IFERROR(VLOOKUP(Q301,$B$7:$E$119,4,FALSE),\"\")","v":""},{"$f":"IF(Q301=\"\",\"\",1)","v":""},null,null,"","","","",""]
[]
[null,null,null,null,null,null,null,null,null,null,null,null,null,null,null,null,null,null,null,null,null,null,null,{"$f":"IF($J$290=1,K303,IF($P$290=1,Q303,\"\"))","v":""},{"$f":"IF($J$290=1,L303,IF($P$290=1,R303,\"\"))","v":""},{"$f":"IF($J$290=1,M303,IF($P$290=1,S303,\"\"))","v":""},{"$f":"IF($J$290=1,N303,IF($P$290=1,T303,\"\"))","v":""},{"$f":"IF($J$290=1,O303,IF($P$290=1,U303,\"\"))","v":""}]
[null,null,null,null,null,null,null,null,null,null,null,"Appoint électrique",null,null,null,null,null,"Appoint électrique",null,null,null,null,null,"","","","",""]
[null,null,null,null,null,null,null,null,null,null,{"$f":"$B$9","v":7616680},{"$f":"IFERROR(VLOOKUP(K305,$B$7:$E$119,2,FALSE),\"\")","v":"KIT APPOINT ELECTRIQUE 9 kW GSHP 05 à 15 kW"},{"$f":"IFERROR(VLOOKUP(K305,$B$7:$E$119,3,FALSE),\"\")","v":"HZ20"},{"$f":"IFERROR(VLOOKUP(K305,$B$7:$E$119,4,FALSE),\"\")","v":718},1,null,{"$f":"$B$9","v":7616680},{"$f":"IFERROR(VLOOKUP(Q305,$B$7:$E$119,2,FALSE),\"\")","v":"KIT APPOINT ELECTRIQUE 9 kW GSHP 05 à 15 kW"},{"$f":"IFERROR(VLOOKUP(Q305,$B$7:$E$119,3,FALSE),\"\")","v":"HZ20"},{"$f":"IFERROR(VLOOKUP(Q305,$B$7:$E$119,4,FALSE),\"\")","v":718},1,null,null,"","","","",""]
[null,null,null,null,null,null,null,null,null,null,null,{"$f":"IFERROR(VLOOKUP(K306,$B$7:$E$119,2,FALSE),\"\")","v":""},{"$f":"IFERROR(VLOOKUP(K306,$B$7:$E$119,3,FALSE),\"\")","v":""},{"$f":"IFERROR(VLOOKUP(K306,$B$7:$E$119,4,FALSE),\"\")","v":""},null,null,{"$f":"$B$21","v":7618063},{"$f":"IFERROR(VLOOKUP(Q306,$B$7:$E$119,2,FALSE),\"\")","v":"KIT ECHANGEUR DE BARRAGE GSHP 12 – 15 kW"},{"$f":"IFERROR(VLOOKUP(Q306,$B$7:$E$119,3,FALSE),\"\")","v":"HZ26"},{"$f":"IFERROR(VLOOKUP(Q306,$B$7:$E$119,4,FALSE),\"\")","v":1277},1,null,null,"","","","",""]
[null,null,null,null,null,null,null,null,null,null,null,null,null,null,null,null,null,null,null,null,null,null,null,"","","","",""]
[null,null,null,null,null,null,null,null,null,null,null,{"$f":"IF($G$31=1,\"Option BEPC : préparateur ECS indépendant\",\"\")","v":"Option BEPC : préparateur ECS indépendant"},null,null,null,null,null,{"$f":"IF($G$31=1,\"Option BEPC : préparateur ECS indépendant\",\"\")","v":"Option BEPC : préparateur ECS indépendant"},null,null,null,null,null,"","","","",""]
[null,null,null,null,null,null,null,null,null,null,{"$f":"IF($G$31=1,$B$38,\"\")","v":7622063},{"$f":"IFERROR(VLOOKUP(K309,$B$7:$E$119,2,FALSE),\"\")","v":"PREPARATEUR MIXTE OBEPB 300 POUR PAC"},{"$f":"IFERROR(VLOOKUP(K309,$B$7:$E$119,3,FALSE),\"\")","v":"ER616"},{"$f":"IFERROR(VLOOKUP(K309,$B$7:$E$119,4,FALSE),\"\")","v":2247},null,null,{"$f":"IF($G$31=1,$B$38,\"\")","v":7622063},{"$f":"IFERROR(VLOOKUP(Q309,$B$7:$E$119,2,FALSE),\"\")","v":"PREPARATEUR MIXTE OBEPB 300 POUR PAC"},{"$f":"IFERROR(VLOOKUP(Q309,$B$7:$E$119,3,FALSE),\"\")","v":"ER616"},{"$f":"IFERROR(VLOOKUP(Q309,$B$7:$E$119,4,FALSE),\"\")","v":2247},null,null,null,"","","","",""]
[null,null,null,null,null,null,null,null,null,null,{"$f":"IF($G$31=1,$B$41,\"\")","v":100009229},{"$f":"IFERROR(VLOOKUP(K310,$B$7:$E$119,2,FALSE),\"\")","v":"VANNE 3 VOIES D'INVERSION POUR ECS AVEC KIT CABLAGE"},{"$f":"IFERROR(VLOOKUP(K310,$B$7:$E$119,3,FALSE),\"\")","v":"EH84"},{"$f":"IFERROR(VLOOKUP(K310,$B$7:$E$119,4,FALSE),\"\")","v":366},null,null,{"$f":"IF($G$31=1,$B$41,\"\")","v":100009229},{"$f":"IFERROR(VLOOKUP(Q310,$B$7:$E$119,2,FALSE),\"\")","v":"VANNE 3 VOIES D'INVERSION POUR ECS AVEC KIT CABLAGE"},{"$f":"IFERROR(VLOOKUP(Q310,$B$7:$E$119,3,FALSE),\"\")","v":"EH84"},{"$f":"IFERROR(VLOOKUP(Q310,$B$7:$E$119,4,FALSE),\"\")","v":366},null,null,null,"","","","",""]
[null,null,null,null,null,null,null,null,null,null,{"$f":"IF($G$31=1,$B$42,\"\")","v":89757753},{"$f":"IFERROR(VLOOKUP(K311,$B$7:$E$119,2,FALSE),\"\")","v":"ANODE ACI CORREX UP BALLON > 300 LITRES"},{"$f":"IFERROR(VLOOKUP(K311,$B$7:$E$119,3,FALSE),\"\")","v":"AJ39"},{"$f":"IFERROR(VLOOKUP(K311,$B$7:$E$119,4,FALSE),\"\")","v":428},null,null,{"$f":"IF($G$31=1,$B$42,\"\")","v":89757753},{"$f":"IFERROR(VLOOKUP(Q311,$B$7:$E$119,2,FALSE),\"\")","v":"ANODE ACI CORREX UP BALLON > 300 LITRES"},{"$f":"IFERROR(VLOOKUP(Q311,$B$7:$E$119,3,FALSE),\"\")","v":"AJ39"},{"$f":"IFERROR(VLOOKUP(Q311,$B$7:$E$119,4,FALSE),\"\")","v":428},null,null,null,"","","","",""]
[null,null,null,null,null,null,null,null,null,null,null,null,null,null,null,null,null,null,null,null,null,null,null,"","","","",""]
[null,null,null,null,null,null,null,null,null,null,null,"Accessoires de raccordement hydraulique",null,null,null,null,null,"Accessoires de raccordement hydraulique",null,null,null,null,null,"","","","",""]
[null,null,null,null,null,null,null,null,null,null,{"$f":"$B$13","v":7622431},{"$f":"IFERROR(VLOOKUP(K314,$B$7:$E$119,2,FALSE),\"\")","v":"KIT CABLAGE THERMOSTAT DE SECURITE PCBT"},{"$f":"IFERROR(VLOOKUP(K314,$B$7:$E$119,3,FALSE),\"\")","v":"HZ29"},{"$f":"IFERROR(VLOOKUP(K314,$B$7:$E$119,4,FALSE),\"\")","v":82},null,null,{"$f":"$B$13","v":7622431},{"$f":"IFERROR(VLOOKUP(Q314,$B$7:$E$119,2,FALSE),\"\")","v":"KIT CABLAGE THERMOSTAT DE SECURITE PCBT"},{"$f":"IFERROR(VLOOKUP(Q314,$B$7:$E$119,3,FALSE),\"\")","v":"HZ29"},{"$f":"IFERROR(VLOOKUP(Q314,$B$7:$E$119,4,FALSE),\"\")","v":82},null,null,null,"","","","",""]
[null,null,null,null,null,null,null,null,null,null,{"$f":"$B$14","v":7622062},"KIT POMPE WILO PARA 25/1-8 pour GSHP 19","HZ63",731,null,null,{"$f":"$B$14","v":7622062},"KIT POMPE WILO PARA 25/1-8 pour GSHP 19","HZ63",731,null,null,null,"","","","",""]
[null,null,null,null,null,null,null,null,null,null,{"$f":"$B$15","v":7610411},"KIT CIRCUIT PLANCHER CHAUFFANT ","ER604",798,null,null,{"$f":"$B$15","v":7610411},"KIT CIRCUIT PLANCHER CHAUFFANT ","ER604",798,null,null,null,"","","","",""]
[null,null,null,null,null,null,null,null,null,null,{"$f":"$B$16","v":7620436},"KIT ISOLATION MODE FROID","ER581",200,null,null,{"$f":"$B$16","v":7620436},"KIT ISOLATION MODE FROID","ER581",200,null,null,null,"","","","",""]
[null,null,null,null,null,null,null,null,null,null,{"$f":"$B$17","v":7610412},"KIT CIRCUIT RADIATEUR","ER605",525,null,null,{"$f":"$B$17","v":7610412},"KIT CIRCUIT RADIATEUR","ER605",525,null,null,null,"","","","",""]
[null,null,null,null,null,null,null,null,null,null,{"$f":"$B$18","v":7610667},"KIT DE RACCORDEMENT BALLON TAMPON - GSHP","ER606",217,null,null,{"$f":"$B$18","v":7610667},"KIT DE RACCORDEMENT BALLON TAMPON - GSHP","ER606",217,null,null,null,"","","","",""]
[null,null,null,null,null,null,null,null,null,null,{"$f":"$B$19","v":7607396},"COLIS BALLON TAMPON GSHP 200L","ER602",981,1,null,{"$f":"$B$19","v":7607396},"COLIS BALLON TAMPON GSHP 200L","ER602",981,1,null,null,"","","","",""]
[null,null,null,null,null,null,null,null,null,null,{"$f":"$B$20","v":100020045},"KIT FILTRE FERNOX TF1","EH896",288,null,null,{"$f":"$B$20","v":100020045},"KIT FILTRE FERNOX TF1","EH896",288,null,null,null,"","","","",""]
[null,null,null,null,null,null,null,null,null,null,null,"","","",null,null,null,"","","",null,null,null,"","","","",""]
[null,null,null,null,null,null,null,null,null,null,null,"","","",null,null,null,"","","",null,null,null,"","","","",""]
[null,null,null,null,null,null,null,null,null,null,null,null,"","",null,null,null,null,"","",null,null,null,"","","","",""]
[null,null,null,null,null,null,null,null,null,null,null,null,null,null,null,null,null,null,null,null,null,null,null,"","","","",""]
[null,null,null,null,null,null,null,null,null,null,{"$f":"$B$45","v":100020167},{"$f":"IFERROR(VLOOKUP(K326,$B$7:$E$119,2,FALSE),\"\")","v":"CIRCUIT DIRECT P.ELEC CLASSE A  "},{"$f":"IFERROR(VLOOKUP(K326,$B$7:$E$119,3,FALSE),\"\")","v":"EA143"},{"$f":"IFERROR(VLOOKUP(K326,$B$7:$E$119,4,FALSE),\"\")","v":720},null,null,{"$f":"$B$45","v":100020167},{"$f":"IFERROR(VLOOKUP(Q326,$B$7:$E$119,2,FALSE),\"\")","v":"CIRCUIT DIRECT P.ELEC CLASSE A  "},{"$f":"IFERROR(VLOOKUP(Q326,$B$7:$E$119,3,FALSE),\"\")","v":"EA143"},{"$f":"IFERROR(VLOOKUP(Q326,$B$7:$E$119,4,FALSE),\"\")","v":720},null,null,null,"","","","",""]
[null,null,null,null,null,null,null,null,null,null,{"$f":"$B$46","v":100020168},"CIRCUIT V3V P.ELEC","EA144",1023,null,null,{"$f":"$B$46","v":100020168},"CIRCUIT V3V P.ELEC","EA144",1023,null,null,null,"","","","",""]
[null,null,null,null,null,null,null,null,null,null,{"$f":"$B$47","v":100020164},"COLLECTEUR 2/3 CIRCUITS ","EA140",382,null,null,{"$f":"$B$47","v":100020164},"COLLECTEUR 2/3 CIRCUITS ","EA140",382,null,null,null,"","","","",""]
[null,null,null,null,null,null,null,null,null,null,{"$f":"$B$48","v":100020165},"CONSOLE MUR COLLECTEUR ","EA141",48,null,null,{"$f":"$B$48","v":100020165},"CONSOLE MUR COLLECTEUR ","EA141",48,null,null,null,"","","","",""]
[null,null,null,null,null,null,null,null,null,null,{"$f":"$B$49","v":100020166},"CONSOLE MUR 1 MODULE ","EA142",129,null,null,{"$f":"$B$49","v":100020166},"CONSOLE MUR 1 MODULE ","EA142",129,null,null,null,"","","","",""]
[null,null,null,null,null,null,null,null,null,null,{"$f":"$B$50","v":89557009},"KIT DE TRANSFORMATION G/R 3/4 '' ET 1 ''","BH84",35,null,null,{"$f":"$B$50","v":89557009},"KIT DE TRANSFORMATION G/R 3/4 '' ET 1 ''","BH84",35,null,null,null,"","","","",""]
[null,null,null,null,null,null,null,null,null,null,null,"","","",null,null,null,"","","",null,null,null,"","","","",""]
[null,null,null,null,null,null,null,null,null,null,{"$f":"$B$52","v":7611489},"KIT DE LIAISON PAC-BALLON B200","ER611",297,null,null,{"$f":"$B$52","v":7611489},"KIT DE LIAISON PAC-BALLON B200","ER611",297,null,null,null,"","","","",""]
[null,null,null,null,null,null,null,null,null,null,{"$f":"$B$53","v":7611488},"KIT DE LIAISON PAC-BALLON V200","ER610",173,null,null,{"$f":"$B$53","v":7611488},"KIT DE LIAISON PAC-BALLON V200","ER610",173,null,null,null,"","","","",""]
[null,null,null,null,null,null,null,null,null,null,null,null,null,null,null,null,null,null,null,null,null,null,null,{"$f":"IF($J$290=1,K335,IF($P$290=1,Q335,\"\"))","v":""},{"$f":"IF($J$290=1,L335,IF($P$290=1,R335,\"\"))","v":""},{"$f":"IF($J$290=1,M335,IF($P$290=1,S335,\"\"))","v":""},{"$f":"IF($J$290=1,N335,IF($P$290=1,T335,\"\"))","v":""},{"$f":"IF($J$290=1,O335,IF($P$290=1,U335,\"\"))","v":""}]
[null,null,null,null,null,null,null,null,null,null,null,{"$f":"IFERROR(VLOOKUP(K336,$B$7:$E$119,2,FALSE),\"\")","v":""},{"$f":"IFERROR(VLOOKUP(K336,$B$7:$E$119,3,FALSE),\"\")","v":""},{"$f":"IFERROR(VLOOKUP(K336,$B$7:$E$119,4,FALSE),\"\")","v":""},null,null,null,{"$f":"IFERROR(VLOOKUP(Q336,$B$7:$E$119,2,FALSE),\"\")","v":""},{"$f":"IFERROR(VLOOKUP(Q336,$B$7:$E$119,3,FALSE),\"\")","v":""},{"$f":"IFERROR(VLOOKUP(Q336,$B$7:$E$119,4,FALSE),\"\")","v":""},null,null,null,"","","","",""]
[null,null,null,null,null,null,null,null,null,null,null,{"$f":"IFERROR(VLOOKUP(K337,$B$7:$E$119,2,FALSE),\"\")","v":""},{"$f":"IFERROR(VLOOKUP(K337,$B$7:$E$119,3,FALSE),\"\")","v":""},{"$f":"IFERROR(VLOOKUP(K337,$B$7:$E$119,4,FALSE),\"\")","v":""},null,null,null,{"$f":"IFERROR(VLOOKUP(Q337,$B$7:$E$119,2,FALSE),\"\")","v":""},{"$f":"IFERROR(VLOOKUP(Q337,$B$7:$E$119,3,FALSE),\"\")","v":""},{"$f":"IFERROR(VLOOKUP(Q337,$B$7:$E$119,4,FALSE),\"\")","v":""},null,null,null,"","","","",""]
[null,null,null,null,null,null,null,null,null,null,null,null,null,null,null,null,null,null,null,null,null,null,null,"","","","",""]
[null,null,null,null,null,null,null,null,null,null,null,"Accessoires de régulation",null,null,null,null,null,"Accessoires de régulation",null,null,null,null,null,"","","","",""]
[null,null,null,null,null,null,null,null,null,null,{"$f":"+$B$23","v":100013304},{"$f":"IFERROR(VLOOKUP(K340,$B$7:$E$119,2,FALSE),\"\")","v":"COLIS OPTION V3V OE-TRONIC 4"},{"$f":"IFERROR(VLOOKUP(K340,$B$7:$E$119,3,FALSE),\"\")","v":"AD249"},{"$f":"IFERROR(VLOOKUP(K340,$B$7:$E$119,4,FALSE),\"\")","v":170},null,null,{"$f":"+$B$23","v":100013304},{"$f":"IFERROR(VLOOKUP(Q340,$B$7:$E$119,2,FALSE),\"\")","v":"COLIS OPTION V3V OE-TRONIC 4"},{"$f":"IFERROR(VLOOKUP(Q340,$B$7:$E$119,3,FALSE),\"\")","v":"AD249"},{"$f":"IFERROR(VLOOKUP(Q340,$B$7:$E$119,4,FALSE),\"\")","v":170},null,null,null,"","","","",""]
[null,null,null,null,null,null,null,null,null,null,{"$f":"+$B$24","v":100013305},"SONDE SYSTÈME ECS","AD250",49,null,null,{"$f":"+$B$24","v":100013305},"SONDE SYSTÈME ECS","AD250",49,null,null,null,"","","","",""]
[null,null,null,null,null,null,null,null,null,null,{"$f":"+$B$25","v":100013306},"SONDE EXTERIEURE RADIO ","AD251",82,null,null,{"$f":"+$B$25","v":100013306},"SONDE EXTERIEURE RADIO ","AD251",82,null,null,null,"","","","",""]
[null,null,null,null,null,null,null,null,null,null,{"$f":"+$B$26","v":100013307},"MODULE CHAUDIERE RADIO (EMETTEUR)","AD252",132,null,null,{"$f":"+$B$26","v":100013307},"MODULE CHAUDIERE RADIO (EMETTEUR)","AD252",132,null,null,null,"","","","",""]
[null,null,null,null,null,null,null,null,null,null,{"$f":"+$B$27","v":100013472},"CDE A DISTANCE RADIO RS 400R     ","AD255",256,null,null,{"$f":"+$B$27","v":100013472},"CDE A DISTANCE RADIO RS 400R     ","AD255",256,null,null,null,"","","","",""]
[null,null,null,null,null,null,null,null,null,null,{"$f":"+$B$28","v":100013477},"COMMANDE A DISTANCE RS 400","AD257",190,{"$f":"$H$18","v":1},null,{"$f":"+$B$28","v":100013477},"COMMANDE A DISTANCE RS 400","AD257",190,{"$f":"$H$18","v":1},null,null,"","","","",""]
[null,null,null,null,null,null,null,null,null,null,{"$f":"+$B$29","v":88017017},"SONDE DEPART v3v","AD199",85,null,null,{"$f":"+$B$29","v":88017017},"SONDE DEPART v3v","AD199",85,null,null,null,"","","","",""]
[null,null,null,null,null,null,null,null,null,null,{"$f":"+$B$30","v":88017851},"CABLE DE LIAISON BUS LG 12 M","AD134",118,null,null,{"$f":"+$B$30","v":88017851},"CABLE DE LIAISON BUS LG 12 M","AD134",118,null,null,null,"","","","",""]
[null,null,null,null,null,null,null,null,null,null,{"$f":"+$B$31","v":100002803},"COMMANDE A DISTANCE SIMPLIFIEE AD208","AD208",112,null,null,{"$f":"+$B$31","v":100002803},"COMMANDE A DISTANCE SIMPLIFIEE AD208","AD208",112,null,null,null,"","","","",""]
[null,null,null,null,null,null,null,null,null,null,{"$f":"+$B$32","v":100000030},"COLIS OPTION SONDE ECS","AD212",53,null,null,{"$f":"+$B$32","v":100000030},"COLIS OPTION SONDE ECS","AD212",53,null,null,null,"","","","",""]
[null,null,null,null,null,null,null,null,null,null,{"$f":"+$B$33","v":100019114},"KIT SONDE HYGRO RAFRAICHISSEMENT","HK27",233,null,null,{"$f":"+$B$33","v":100019114},"KIT SONDE HYGRO RAFRAICHISSEMENT","HK27",233,null,null,null,"","","","",""]
[null,null,null,null,null,null,null,null,null,null,{"$f":"+$B$34","v":100020294},"KIT COMPTAGE D'ENERGIE","HK29",209,null,null,{"$f":"+$B$34","v":100020294},"KIT COMPTAGE D'ENERGIE","HK29",209,null,null,null,"","","","",""]
[null,null,null,null,null,null,null,null,null,null,null,"","","",null,null,null,"","","",null,null,null,"","","","",""]
[null,null,null,null,null,null,null,null,null,null,null,"","","",null,null,null,"","","",null,null,null,"","","","",""]
[]
[null,null,null,null,null,null,null,null,null,{"$f":"IF('Offre GSHP'!$H$9=OFFRE!$R$60,1,0)","v":0},{"$f":"OFFRE!$R$60","v":"OEnoviaPAC-GS 12 TR"},null,null,null,null,{"$f":"IF('Offre GSHP'!$H$9=OFFRE!$S$60,1,0)","v":0},{"$f":"OFFRE!$S$60","v":"OEnoviaPAC-GS 12  TR"}]
[null,null,null,null,null,null,null,null,null,"Appoint",{"$f":"OFFRE!$F$7","v":"Electrique"},null,null,null,null,null,{"$f":"OFFRE!$F$6","v":"Hydraulique par chaudière"}]
[]
[]
[null,null,null,null,null,null,null,null,null,null,null,null,null,null,null,null,null,null,null,null,null,null,null,"Si 16 MR choisi"]
[null,null,null,null,null,null,null,null,null,"12 TR",null,{"$f":"IF($J$13=OFFRE!$H$23,\"Kit complet : PAC + accessoires\",\"\")","v":"Kit complet : PAC + accessoires"},null,null,null,null,null,{"$f":"IF($J$13=OFFRE!$H$23,\"Kit complet : PAC + accessoires\",\"\")","v":"Kit complet : PAC + accessoires"},null,null,null,null,{"$f":"IF(Y369=\"\",0,1)","v":0},{"$f":"IF($J$355=1,K360,IF($P$355=1,Q360,\"\"))","v":""},"","","",""]
[null,null,null,null,null,null,null,null,null,null,{"$f":"IF($J$13=OFFRE!$H$23,IF($G$31=1,$B$108,IF($G$31=2,$B$74,IF($G$31=3,$B$81,IF($G$31=4,$B$90,IF($G$31=5,$B$97,\"\"))))),\"\")","v":7615884},{"$f":"IFERROR(VLOOKUP(K361,$B$7:$E$119,2,FALSE),\"\")","v":"OEnoviaPAC-GS 12 TR"},{"$f":"IFERROR(VLOOKUP(K361,$B$7:$E$119,3,FALSE),\"\")","v":"HZ43"},{"$f":"IFERROR(VLOOKUP(K361,$B$7:$E$119,4,FALSE),\"\")","v":8968},{"$f":"IF(K361=\"\",\"\",1)","v":1},null,{"$f":"IF($J$13=OFFRE!$H$23,IF($G$31=1,$B$108,IF($G$31=2,$B$74,IF($G$31=3,$B$81,IF($G$31=4,$B$90,IF($G$31=5,$B$97,\"\"))))),\"\")","v":7615884},{"$f":"IFERROR(VLOOKUP(Q361,$B$7:$E$119,2,FALSE),\"\")","v":"OEnoviaPAC-GS 12 TR"},{"$f":"IFERROR(VLOOKUP(Q361,$B$7:$E$119,3,FALSE),\"\")","v":"HZ43"},{"$f":"IFERROR(VLOOKUP(Q361,$B$7:$E$119,4,FALSE),\"\")","v":8968},{"$f":"IF(Q361=\"\",\"\",1)","v":1},null,null,"","","","",""]
[null,null,null,null,null,null,null,null,null,null,null,null,null,null,null,null,null,null,null,null,null,null,null,"","","","",""]
[null,null,null,null,null,null,null,null,null,null,null,{"$f":"IF($J$13=OFFRE!$H$24,\"Sélection personnalisée\",\"\")","v":""},null,null,null,null,null,{"$f":"IF($J$13=OFFRE!$H$24,\"Sélection personnalisée\",\"\")","v":""},null,null,null,null,null,"","","","",""]
[null,null,null,null,null,null,null,null,null,null,{"$f":"IF($J$13=OFFRE!$H$24,$B$108,\"\")","v":""},{"$f":"IFERROR(VLOOKUP(K364,$B$7:$E$119,2,FALSE),\"\")","v":""},{"$f":"IFERROR(VLOOKUP(K364,$B$7:$E$119,3,FALSE),\"\")","v":""},{"$f":"IFERROR(VLOOKUP(K364,$B$7:$E$119,4,FALSE),\"\")","v":""},{"$f":"IF(K364=\"\",\"\",1)","v":""},null,{"$f":"IF($J$13=OFFRE!$H$24,$B$108,\"\")","v":""},{"$f":"IFERROR(VLOOKUP(Q364,$B$7:$E$119,2,FALSE),\"\")","v":""},{"$f":"IFERROR(VLOOKUP(Q364,$B$7:$E$119,3,FALSE),\"\")","v":""},{"$f":"IFERROR(VLOOKUP(Q364,$B$7:$E$119,4,FALSE),\"\")","v":""},{"$f":"IF(Q364=\"\",\"\",1)","v":""},null,null,"","","","",""]
[null,null,null,null,null,null,null,null,null,null,{"$f":"IF($J$13=OFFRE!$H$24,IF($G$31=1,\"\",IF(OR($G$31=2,$G$31=3),$B$114,$B$115)),\"\")","v":""},{"$f":"IFERROR(VLOOKUP(K365,$B$7:$E$119,2,FALSE),\"\")","v":""},{"$f":"IFERROR(VLOOKUP(K365,$B$7:$E$119,3,FALSE),\"\")","v":""},{"$f":"IFERROR(VLOOKUP(K365,$B$7:$E$119,4,FALSE),\"\")","v":""},{"$f":"IF(K365=\"\",\"\",1)","v":""},null,{"$f":"IF($J$13=OFFRE!$H$24,IF($G$31=1,\"\",IF(OR($G$31=2,$G$31=3),$B$114,$B$115)),\"\")","v":""},{"$f":"IFERROR(VLOOKUP(Q365,$B$7:$E$119,2,FALSE),\"\")","v":""},{"$f":"IFERROR(VLOOKUP(Q365,$B$7:$E$119,3,FALSE),\"\")","v":""},{"$f":"IFERROR(VLOOKUP(Q365,$B$7:$E$119,4,FALSE),\"\")","v":""},{"$f":"IF(Q365=\"\",\"\",1)","v":""},null,null,"","","","",""]
[null,null,null,null,null,null,null,null,null,null,{"$f":"IF($J$13=OFFRE!$H$24,IF($G$31=1,\"\",IF(OR($G$31=2,$G$31=4),$B$118,$B$119)),\"\")","v":""},{"$f":"IFERROR(VLOOKUP(K366,$B$7:$E$119,2,FALSE),\"\")","v":""},{"$f":"IFERROR(VLOOKUP(K366,$B$7:$E$119,3,FALSE),\"\")","v":""},{"$f":"IFERROR(VLOOKUP(K366,$B$7:$E$119,4,FALSE),\"\")","v":""},{"$f":"IF(K366=\"\",\"\",1)","v":""},null,{"$f":"IF($J$13=OFFRE!$H$24,IF($G$31=1,\"\",IF(OR($G$31=2,$G$31=4),$B$118,$B$119)),\"\")","v":""},{"$f":"IFERROR(VLOOKUP(Q366,$B$7:$E$119,2,FALSE),\"\")","v":""},{"$f":"IFERROR(VLOOKUP(Q366,$B$7:$E$119,3,FALSE),\"\")","v":""},{"$f":"IFERROR(VLOOKUP(Q366,$B$7:$E$119,4,FALSE),\"\")","v":""},{"$f":"IF(Q366=\"\",\"\",1)","v":""},null,null,"","","","",""]
[]
[null,null,null,null,null,null,null,null,null,null,null,null,null,null,null,null,null,null,null,null,null,null,null,{"$f":"IF($J$355=1,K368,IF($P$355=1,Q368,\"\"))","v":""},{"$f":"IF($J$355=1,L368,IF($P$355=1,R368,\"\"))","v":""},{"$f":"IF($J$355=1,M368,IF($P$355=1,S368,\"\"))","v":""},{"$f":"IF($J$355=1,N368,IF($P$355=1,T368,\"\"))","v":""},{"$f":"IF($J$355=1,O368,IF($P$355=1,U368,\"\"))","v":""}]
[null,null,null,null,null,null,null,null,null,null,null,"Appoint électrique",null,null,null,null,null,"Appoint électrique",null,null,null,null,null,"","","","",""]
[null,null,null,null,null,null,null,null,null,null,{"$f":"$B$9","v":7616680},{"$f":"IFERROR(VLOOKUP(K370,$B$7:$E$119,2,FALSE),\"\")","v":"KIT APPOINT ELECTRIQUE 9 kW GSHP 05 à 15 kW"},{"$f":"IFERROR(VLOOKUP(K370,$B$7:$E$119,3,FALSE),\"\")","v":"HZ20"},{"$f":"IFERROR(VLOOKUP(K370,$B$7:$E$119,4,FALSE),\"\")","v":718},1,null,{"$f":"$B$9","v":7616680},{"$f":"IFERROR(VLOOKUP(Q370,$B$7:$E$119,2,FALSE),\"\")","v":"KIT APPOINT ELECTRIQUE 9 kW GSHP 05 à 15 kW"},{"$f":"IFERROR(VLOOKUP(Q370,$B$7:$E$119,3,FALSE),\"\")","v":"HZ20"},{"$f":"IFERROR(VLOOKUP(Q370,$B$7:$E$119,4,FALSE),\"\")","v":718},1,null,null,"","","","",""]
[null,null,null,null,null,null,null,null,null,null,null,{"$f":"IFERROR(VLOOKUP(K371,$B$7:$E$119,2,FALSE),\"\")","v":""},{"$f":"IFERROR(VLOOKUP(K371,$B$7:$E$119,3,FALSE),\"\")","v":""},{"$f":"IFERROR(VLOOKUP(K371,$B$7:$E$119,4,FALSE),\"\")","v":""},null,null,{"$f":"$B$21","v":7618063},{"$f":"IFERROR(VLOOKUP(Q371,$B$7:$E$119,2,FALSE),\"\")","v":"KIT ECHANGEUR DE BARRAGE GSHP 12 – 15 kW"},{"$f":"IFERROR(VLOOKUP(Q371,$B$7:$E$119,3,FALSE),\"\")","v":"HZ26"},{"$f":"IFERROR(VLOOKUP(Q371,$B$7:$E$119,4,FALSE),\"\")","v":1277},1,null,null,"","","","",""]
[null,null,null,null,null,null,null,null,null,null,null,null,null,null,null,null,null,null,null,null,null,null,null,"","","","",""]
[null,null,null,null,null,null,null,null,null,null,null,{"$f":"IF($G$31=1,\"Option BEPC : préparateur ECS indépendant\",\"\")","v":"Option BEPC : préparateur ECS indépendant"},null,null,null,null,null,{"$f":"IF($G$31=1,\"Option BEPC : préparateur ECS indépendant\",\"\")","v":"Option BEPC : préparateur ECS indépendant"},null,null,null,null,null,"","","","",""]
[null,null,null,null,null,null,null,null,null,null,{"$f":"IF($G$31=1,$B$38,\"\")","v":7622063},{"$f":"IFERROR(VLOOKUP(K374,$B$7:$E$119,2,FALSE),\"\")","v":"PREPARATEUR MIXTE OBEPB 300 POUR PAC"},{"$f":"IFERROR(VLOOKUP(K374,$B$7:$E$119,3,FALSE),\"\")","v":"ER616"},{"$f":"IFERROR(VLOOKUP(K374,$B$7:$E$119,4,FALSE),\"\")","v":2247},null,null,{"$f":"IF($G$31=1,$B$38,\"\")","v":7622063},{"$f":"IFERROR(VLOOKUP(Q374,$B$7:$E$119,2,FALSE),\"\")","v":"PREPARATEUR MIXTE OBEPB 300 POUR PAC"},{"$f":"IFERROR(VLOOKUP(Q374,$B$7:$E$119,3,FALSE),\"\")","v":"ER616"},{"$f":"IFERROR(VLOOKUP(Q374,$B$7:$E$119,4,FALSE),\"\")","v":2247},null,null,null,"","","","",""]
[null,null,null,null,null,null,null,null,null,null,{"$f":"IF($G$31=1,$B$41,\"\")","v":100009229},{"$f":"IFERROR(VLOOKUP(K375,$B$7:$E$119,2,FALSE),\"\")","v":"VANNE 3 VOIES D'INVERSION POUR ECS AVEC KIT CABLAGE"},{"$f":"IFERROR(VLOOKUP(K375,$B$7:$E$119,3,FALSE),\"\")","v":"EH84"},{"$f":"IFERROR(VLOOKUP(K375,$B$7:$E$119,4,FALSE),\"\")","v":366},null,null,{"$f":"IF($G$31=1,$B$41,\"\")","v":100009229},{"$f":"IFERROR(VLOOKUP(Q375,$B$7:$E$119,2,FALSE),\"\")","v":"VANNE 3 VOIES D'INVERSION POUR ECS AVEC KIT CABLAGE"},{"$f":"IFERROR(VLOOKUP(Q375,$B$7:$E$119,3,FALSE),\"\")","v":"EH84"},{"$f":"IFERROR(VLOOKUP(Q375,$B$7:$E$119,4,FALSE),\"\")","v":366},null,null,null,"","","","",""]
[null,null,null,null,null,null,null,null,null,null,{"$f":"IF($G$31=1,$B$42,\"\")","v":89757753},{"$f":"IFERROR(VLOOKUP(K376,$B$7:$E$119,2,FALSE),\"\")","v":"ANODE ACI CORREX UP BALLON > 300 LITRES"},{"$f":"IFERROR(VLOOKUP(K376,$B$7:$E$119,3,FALSE),\"\")","v":"AJ39"},{"$f":"IFERROR(VLOOKUP(K376,$B$7:$E$119,4,FALSE),\"\")","v":428},null,null,{"$f":"IF($G$31=1,$B$42,\"\")","v":89757753},{"$f":"IFERROR(VLOOKUP(Q376,$B$7:$E$119,2,FALSE),\"\")","v":"ANODE ACI CORREX UP BALLON > 300 LITRES"},{"$f":"IFERROR(VLOOKUP(Q376,$B$7:$E$119,3,FALSE),\"\")","v":"AJ39"},{"$f":"IFERROR(VLOOKUP(Q376,$B$7:$E$119,4,FALSE),\"\")","v":428},null,null,null,"","","","",""]
[null,null,null,null,null,null,null,null,null,null,null,null,null,null,null,null,null,null,null,null,null,null,null,"","","","",""]
[null,null,null,null,null,null,null,null,null,null,null,"Accessoires de raccordement hydraulique",null,null,null,null,null,"Accessoires de raccordement hydraulique",null,null,null,null,null,"","","","",""]
[null,null,null,null,null,null,null,null,null,null,{"$f":"$B$13","v":7622431},{"$f":"IFERROR(VLOOKUP(K379,$B$7:$E$119,2,FALSE),\"\")","v":"KIT CABLAGE THERMOSTAT DE SECURITE PCBT"},{"$f":"IFERROR(VLOOKUP(K379,$B$7:$E$119,3,FALSE),\"\")","v":"HZ29"},{"$f":"IFERROR(VLOOKUP(K379,$B$7:$E$119,4,FALSE),\"\")","v":82},null,null,{"$f":"$B$13","v":7622431},{"$f":"IFERROR(VLOOKUP(Q379,$B$7:$E$119,2,FALSE),\"\")","v":"KIT CABLAGE THERMOSTAT DE SECURITE PCBT"},{"$f":"IFERROR(VLOOKUP(Q379,$B$7:$E$119,3,FALSE),\"\")","v":"HZ29"},{"$f":"IFERROR(VLOOKUP(Q379,$B$7:$E$119,4,FALSE),\"\")","v":82},null,null,null,"","","","",""]
[null,null,null,null,null,null,null,null,null,null,{"$f":"$B$14","v":7622062},"KIT POMPE WILO PARA 25/1-8 pour GSHP 19","HZ63",731,null,null,{"$f":"$B$14","v":7622062},"KIT POMPE WILO PARA 25/1-8 pour GSHP 19","HZ63",731,null,null,null,"","","","",""]
[null,null,null,null,null,null,null,null,null,null,{"$f":"$B$15","v":7610411},"KIT CIRCUIT PLANCHER CHAUFFANT ","ER604",798,null,null,{"$f":"$B$15","v":7610411},"KIT CIRCUIT PLANCHER CHAUFFANT ","ER604",798,null,null,null,"","","","",""]
[null,null,null,null,null,null,null,null,null,null,{"$f":"$B$16","v":7620436},"KIT ISOLATION MODE FROID","ER581",200,null,null,{"$f":"$B$16","v":7620436},"KIT ISOLATION MODE FROID","ER581",200,null,null,null,"","","","",""]
[null,null,null,null,null,null,null,null,null,null,{"$f":"$B$17","v":7610412},"KIT CIRCUIT RADIATEUR","ER605",525,null,null,{"$f":"$B$17","v":7610412},"KIT CIRCUIT RADIATEUR","ER605",525,null,null,null,"","","","",""]
[null,null,null,null,null,null,null,null,null,null,{"$f":"$B$18","v":7610667},"KIT DE RACCORDEMENT BALLON TAMPON - GSHP","ER606",217,null,null,{"$f":"$B$18","v":7610667},"KIT DE RACCORDEMENT BALLON TAMPON - GSHP","ER606",217,null,null,null,"","","","",""]
[null,null,null,null,null,null,null,null,null,null,{"$f":"$B$19","v":7607396},"COLIS BALLON TAMPON GSHP 200L","ER602",981,1,null,{"$f":"$B$19","v":7607396},"COLIS BALLON TAMPON GSHP 200L","ER602",981,1,null,null,"","","","",""]
[null,null,null,null,null,null,null,null,null,null,{"$f":"$B$20","v":100020045},"KIT FILTRE FERNOX TF1","EH896",288,null,null,{"$f":"$B$20","v":100020045},"KIT FILTRE FERNOX TF1","EH896",288,null,null,null,"","","","",""]
[null,null,null,null,null,null,null,null,null,null,null,"","","",null,null,null,"","","",null,null,null,"","","","",""]
[null,null,null,null,null,null,null,null,null,null,null,"","","",null,null,null,"","","",null,null,null,"","","","",""]
[null,null,null,null,null,null,null,null,null,null,null,null,"","",null,null,null,null,"","",null,null,null,"","","","",""]
[null,null,null,null,null,null,null,null,null,null,null,null,null,null,null,null,null,null,null,null,null,null,null,"","","","",""]
[null,null,null,null,null,null,null,null,null,null,{"$f":"$B$45","v":100020167},{"$f":"IFERROR(VLOOKUP(K391,$B$7:$E$119,2,FALSE),\"\")","v":"CIRCUIT DIRECT P.ELEC CLASSE A  "},{"$f":"IFERROR(VLOOKUP(K391,$B$7:$E$119,3,FALSE),\"\")","v":"EA143"},{"$f":"IFERROR(VLOOKUP(K391,$B$7:$E$119,4,FALSE),\"\")","v":720},null,null,{"$f":"$B$45","v":100020167},{"$f":"IFERROR(VLOOKUP(Q391,$B$7:$E$119,2,FALSE),\"\")","v":"CIRCUIT DIRECT P.ELEC CLASSE A  "},{"$f":"IFERROR(VLOOKUP(Q391,$B$7:$E$119,3,FALSE),\"\")","v":"EA143"},{"$f":"IFERROR(VLOOKUP(Q391,$B$7:$E$119,4,FALSE),\"\")","v":720},null,null,null,"","","","",""]
[null,null,null,null,null,null,null,null,null,null,{"$f":"$B$46","v":100020168},"CIRCUIT V3V P.ELEC","EA144",1023,null,null,{"$f":"$B$46","v":100020168},"CIRCUIT V3V P.ELEC","EA144",1023,null,null,null,"","","","",""]
[null,null,null,null,null,null,null,null,null,null,{"$f":"$B$47","v":100020164},"COLLECTEUR 2/3 CIRCUITS ","EA140",382,null,null,{"$f":"$B$47","v":100020164},"COLLECTEUR 2/3 CIRCUITS ","EA140",382,null,null,null,"","","","",""]
[null,null,null,null,null,null,null,null,null,null,{"$f":"$B$48","v":100020165},"CONSOLE MUR COLLECTEUR ","EA141",48,null,null,{"$f":"$B$48","v":100020165},"CONSOLE MUR COLLECTEUR ","EA141",48,null,null,null,"","","","",""]
[null,null,null,null,null,null,null,null,null,null,{"$f":"$B$49","v":100020166},"CONSOLE MUR 1 MODULE ","EA142",129,null,null,{"$f":"$B$49","v":100020166},"CONSOLE MUR 1 MODULE ","EA142",129,null,null,null,"","","","",""]
[null,null,null,null,null,null,null,null,null,null,{"$f":"$B$50","v":89557009},"KIT DE TRANSFORMATION G/R 3/4 '' ET 1 ''","BH84",35,null,null,{"$f":"$B$50","v":89557009},"KIT DE TRANSFORMATION G/R 3/4 '' ET 1 ''","BH84",35,null,null,null,"","","","",""]
[null,null,null,null,null,null,null,null,null,null,null,"","","",null,null,null,"","","",null,null,null,"","","","",""]
[null,null,null,null,null,null,null,null,null,null,{"$f":"$B$52","v":7611489},"KIT DE LIAISON PAC-BALLON B200","ER611",297,null,null,{"$f":"$B$52","v":7611489},"KIT DE LIAISON PAC-BALLON B200","ER611",297,null,null,null,"","","","",""]
[null,null,null,null,null,null,null,null,null,null,{"$f":"$B$53","v":7611488},"KIT DE LIAISON PAC-BALLON V200","ER610",173,null,null,{"$f":"$B$53","v":7611488},"KIT DE LIAISON PAC-BALLON V200","ER610",173,null,null,null,"","","","",""]
[null,null,null,null,null,null,null,null,null,null,null,null,null,null,null,null,null,null,null,null,null,null,null,{"$f":"IF($J$355=1,K400,IF($P$355=1,Q400,\"\"))","v":""},{"$f":"IF($J$355=1,L400,IF($P$355=1,R400,\"\"))","v":""},{"$f":"IF($J$355=1,M400,IF($P$355=1,S400,\"\"))","v":""},{"$f":"IF($J$355=1,N400,IF($P$355=1,T400,\"\"))","v":""},{"$f":"IF($J$355=1,O400,IF($P$355=1,U400,\"\"))","v":""}]
[null,null,null,null,null,null,null,null,null,null,null,{"$f":"IFERROR(VLOOKUP(K401,$B$7:$E$119,2,FALSE),\"\")","v":""},{"$f":"IFERROR(VLOOKUP(K401,$B$7:$E$119,3,FALSE),\"\")","v":""},{"$f":"IFERROR(VLOOKUP(K401,$B$7:$E$119,4,FALSE),\"\")","v":""},null,null,null,{"$f":"IFERROR(VLOOKUP(Q401,$B$7:$E$119,2,FALSE),\"\")","v":""},{"$f":"IFERROR(VLOOKUP(Q401,$B$7:$E$119,3,FALSE),\"\")","v":""},{"$f":"IFERROR(VLOOKUP(Q401,$B$7:$E$119,4,FALSE),\"\")","v":""},null,null,null,"","","","",""]
[null,null,null,null,null,null,null,null,null,null,null,{"$f":"IFERROR(VLOOKUP(K402,$B$7:$E$119,2,FALSE),\"\")","v":""},{"$f":"IFERROR(VLOOKUP(K402,$B$7:$E$119,3,FALSE),\"\")","v":""},{"$f":"IFERROR(VLOOKUP(K402,$B$7:$E$119,4,FALSE),\"\")","v":""},null,null,null,{"$f":"IFERROR(VLOOKUP(Q402,$B$7:$E$119,2,FALSE),\"\")","v":""},{"$f":"IFERROR(VLOOKUP(Q402,$B$7:$E$119,3,FALSE),\"\")","v":""},{"$f":"IFERROR(VLOOKUP(Q402,$B$7:$E$119,4,FALSE),\"\")","v":""},null,null,null,"","","","",""]
[null,null,null,null,null,null,null,null,null,null,null,null,null,null,null,null,null,null,null,null,null,null,null,"","","","",""]
[null,null,null,null,null,null,null,null,null,null,null,"Accessoires de régulation",null,null,null,null,null,"Accessoires de régulation",null,null,null,null,null,"","","","",""]
[null,null,null,null,null,null,null,null,null,null,{"$f":"+$B$23","v":100013304},{"$f":"IFERROR(VLOOKUP(K405,$B$7:$E$119,2,FALSE),\"\")","v":"COLIS OPTION V3V OE-TRONIC 4"},{"$f":"IFERROR(VLOOKUP(K405,$B$7:$E$119,3,FALSE),\"\")","v":"AD249"},{"$f":"IFERROR(VLOOKUP(K405,$B$7:$E$119,4,FALSE),\"\")","v":170},null,null,{"$f":"+$B$23","v":100013304},{"$f":"IFERROR(VLOOKUP(Q405,$B$7:$E$119,2,FALSE),\"\")","v":"COLIS OPTION V3V OE-TRONIC 4"},{"$f":"IFERROR(VLOOKUP(Q405,$B$7:$E$119,3,FALSE),\"\")","v":"AD249"},{"$f":"IFERROR(VLOOKUP(Q405,$B$7:$E$119,4,FALSE),\"\")","v":170},null,null,null,"","","","",""]
[null,null,null,null,null,null,null,null,null,null,{"$f":"+$B$24","v":100013305},"SONDE SYSTÈME ECS","AD250",49,null,null,{"$f":"+$B$24","v":100013305},"SONDE SYSTÈME ECS","AD250",49,null,null,null,"","","","",""]
[null,null,null,null,null,null,null,null,null,null,{"$f":"+$B$25","v":100013306},"SONDE EXTERIEURE RADIO ","AD251",82,null,null,{"$f":"+$B$25","v":100013306},"SONDE EXTERIEURE RADIO ","AD251",82,null,null,null,"","","","",""]
[null,null,null,null,null,null,null,null,null,null,{"$f":"+$B$26","v":100013307},"MODULE CHAUDIERE RADIO (EMETTEUR)","AD252",132,null,null,{"$f":"+$B$26","v":100013307},"MODULE CHAUDIERE RADIO (EMETTEUR)","AD252",132,null,null,null,"","","","",""]
[null,null,null,null,null,null,null,null,null,null,{"$f":"+$B$27","v":100013472},"CDE A DISTANCE RADIO RS 400R     ","AD255",256,null,null,{"$f":"+$B$27","v":100013472},"CDE A DISTANCE RADIO RS 400R     ","AD255",256,null,null,null,"","","","",""]
[null,null,null,null,null,null,null,null,null,null,{"$f":"+$B$28","v":100013477},"COMMANDE A DISTANCE RS 400","AD257",190,{"$f":"$H$18","v":1},null,{"$f":"+$B$28","v":100013477},"COMMANDE A DISTANCE RS 400","AD257",190,{"$f":"$H$18","v":1},null,null,"","","","",""]
[null,null,null,null,null,null,null,null,null,null,{"$f":"+$B$29","v":88017017},"SONDE DEPART v3v","AD199",85,null,null,{"$f":"+$B$29","v":88017017},"SONDE DEPART v3v","AD199",85,null,null,null,"","","","",""]
[null,null,null,null,null,null,null,null,null,null,{"$f":"+$B$30","v":88017851},"CABLE DE LIAISON BUS LG 12 M","AD134",118,null,null,{"$f":"+$B$30","v":88017851},"CABLE DE LIAISON BUS LG 12 M","AD134",118,null,null,null,"","","","",""]
[null,null,null,null,null,null,null,null,null,null,{"$f":"+$B$31","v":100002803},"COMMANDE A DISTANCE SIMPLIFIEE AD208","AD208",112,null,null,{"$f":"+$B$31","v":100002803},"COMMANDE A DISTANCE SIMPLIFIEE AD208","AD208",112,null,null,null,"","","","",""]
[null,null,null,null,null,null,null,null,null,null,{"$f":"+$B$32","v":100000030},"COLIS OPTION SONDE ECS","AD212",53,null,null,{"$f":"+$B$32","v":100000030},"COLIS OPTION SONDE ECS","AD212",53,null,null,null,"","","","",""]
[null,null,null,null,null,null,null,null,null,null,{"$f":"+$B$33","v":100019114},"KIT SONDE HYGRO RAFRAICHISSEMENT","HK27",233,null,null,{"$f":"+$B$33","v":100019114},"KIT SONDE HYGRO RAFRAICHISSEMENT","HK27",233,null,null,null,"","","","",""]
[null,null,null,null,null,null,null,null,null,null,{"$f":"+$B$34","v":100020294},"KIT COMPTAGE D'ENERGIE","HK29",209,null,null,{"$f":"+$B$34","v":100020294},"KIT COMPTAGE D'ENERGIE","HK29",209,null,null,null,"","","","",""]
[null,null,null,null,null,null,null,null,null,null,null,"","","",null,null,null,"","","",null,null,null,"","","","",""]
[null,null,null,null,null,null,null,null,null,null,null,"","","",null,null,null,"","","",null,null,null,"","","","",""]
[]
[null,null,null,null,null,null,null,null,null,{"$f":"IF('Offre GSHP'!$H$9=OFFRE!$R$61,1,0)","v":0},{"$f":"OFFRE!$R$61","v":"OEnoviaPAC-GS 15 TR"},null,null,null,null,{"$f":"IF('Offre GSHP'!$H$9=OFFRE!$S$61,1,0)","v":0},{"$f":"OFFRE!$S$61","v":"OEnoviaPAC-GS 15  TR"}]
[null,null,null,null,null,null,null,null,null,"Appoint",{"$f":"OFFRE!$F$7","v":"Electrique"},null,null,null,null,null,{"$f":"OFFRE!$F$6","v":"Hydraulique par chaudière"}]
[]
[]
[null,null,null,null,null,null,null,null,null,null,null,null,null,null,null,null,null,null,null,null,null,null,null,"Si 16 TR choisi"]
[null,null,null,null,null,null,null,null,null,"15 TR",null,{"$f":"IF($J$13=OFFRE!$H$23,\"Kit complet : PAC + accessoires\",\"\")","v":"Kit complet : PAC + accessoires"},null,null,null,null,null,{"$f":"IF($J$13=OFFRE!$H$23,\"Kit complet : PAC + accessoires\",\"\")","v":"Kit complet : PAC + accessoires"},null,null,null,null,{"$f":"IF(Y434=\"\",0,1)","v":0},{"$f":"IF($J$420=1,K425,IF($P$420=1,Q425,\"\"))","v":""},{"$f":"IF($J$420=1,L425,IF($P$420=1,R425,\"\"))","v":""},{"$f":"IF($J$420=1,M425,IF($P$420=1,S425,\"\"))","v":""},{"$f":"IF($J$420=1,N425,IF($P$420=1,T425,\"\"))","v":""},{"$f":"IF($J$420=1,O425,IF($P$420=1,U425,\"\"))","v":""}]
[null,null,null,null,null,null,null,null,null,null,{"$f":"IF($J$13=OFFRE!$H$23,IF($G$31=1,$B$109,IF($G$31=2,$B$75,IF($G$31=3,$B$82,IF($G$31=4,$B$92,IF($G$31=5,$B$98,\"\"))))),\"\")","v":7618125},{"$f":"IFERROR(VLOOKUP(K426,$B$7:$E$119,2,FALSE),\"\")","v":"OEnoviaPAC-GS 15 TR"},{"$f":"IFERROR(VLOOKUP(K426,$B$7:$E$119,3,FALSE),\"\")","v":"HZ44"},{"$f":"IFERROR(VLOOKUP(K426,$B$7:$E$119,4,FALSE),\"\")","v":9630},{"$f":"IF(K426=\"\",\"\",1)","v":1},null,{"$f":"IF($J$13=OFFRE!$H$23,IF($G$31=1,$B$109,IF($G$31=2,$B$75,IF($G$31=3,$B$82,IF($G$31=4,$B$92,IF($G$31=5,$B$98,\"\"))))),\"\")","v":7618125},{"$f":"IFERROR(VLOOKUP(Q426,$B$7:$E$119,2,FALSE),\"\")","v":"OEnoviaPAC-GS 15 TR"},{"$f":"IFERROR(VLOOKUP(Q426,$B$7:$E$119,3,FALSE),\"\")","v":"HZ44"},{"$f":"IFERROR(VLOOKUP(Q426,$B$7:$E$119,4,FALSE),\"\")","v":9630},{"$f":"IF(Q426=\"\",\"\",1)","v":1},null,null,"","","","",""]
[null,null,null,null,null,null,null,null,null,null,null,null,null,null,null,null,null,null,null,null,null,null,null,"","","","",""]
[null,null,null,null,null,null,null,null,null,null,null,{"$f":"IF($J$13=OFFRE!$H$24,\"Sélection personnalisée\",\"\")","v":""},null,null,null,null,null,{"$f":"IF($J$13=OFFRE!$H$24,\"Sélection personnalisée\",\"\")","v":""},null,null,null,null,null,"","","","",""]
[null,null,null,null,null,null,null,null,null,null,{"$f":"IF($J$13=OFFRE!$H$24,$B$109,\"\")","v":""},{"$f":"IFERROR(VLOOKUP(K429,$B$7:$E$119,2,FALSE),\"\")","v":""},{"$f":"IFERROR(VLOOKUP(K429,$B$7:$E$119,3,FALSE),\"\")","v":""},{"$f":"IFERROR(VLOOKUP(K429,$B$7:$E$119,4,FALSE),\"\")","v":""},{"$f":"IF(K429=\"\",\"\",1)","v":""},null,{"$f":"IF($J$13=OFFRE!$H$24,$B$109,\"\")","v":""},{"$f":"IFERROR(VLOOKUP(Q429,$B$7:$E$119,2,FALSE),\"\")","v":""},{"$f":"IFERROR(VLOOKUP(Q429,$B$7:$E$119,3,FALSE),\"\")","v":""},{"$f":"IFERROR(VLOOKUP(Q429,$B$7:$E$119,4,FALSE),\"\")","v":""},{"$f":"IF(Q429=\"\",\"\",1)","v":""},null,null,"","","","",""]
[null,null,null,null,null,null,null,null,null,null,{"$f":"IF($J$13=OFFRE!$H$24,IF($G$31=1,\"\",IF(OR($G$31=2,$G$31=3),$B$114,$B$115)),\"\")","v":""},{"$f":"IFERROR(VLOOKUP(K430,$B$7:$E$119,2,FALSE),\"\")","v":""},{"$f":"IFERROR(VLOOKUP(K430,$B$7:$E$119,3,FALSE),\"\")","v":""},{"$f":"IFERROR(VLOOKUP(K430,$B$7:$E$119,4,FALSE),\"\")","v":""},{"$f":"IF(K430=\"\",\"\",1)","v":""},null,{"$f":"IF($J$13=OFFRE!$H$24,IF($G$31=1,\"\",IF(OR($G$31=2,$G$31=3),$B$114,$B$115)),\"\")","v":""},{"$f":"IFERROR(VLOOKUP(Q430,$B$7:$E$119,2,FALSE),\"\")","v":""},{"$f":"IFERROR(VLOOKUP(Q430,$B$7:$E$119,3,FALSE),\"\")","v":""},{"$f":"IFERROR(VLOOKUP(Q430,$B$7:$E$119,4,FALSE),\"\")","v":""},{"$f":"IF(Q430=\"\",\"\",1)","v":""},null,null,"","","","",""]
[null,null,null,null,null,null,null,null,null,null,{"$f":"IF($J$13=OFFRE!$H$24,IF($G$31=1,\"\",IF(OR($G$31=2,$G$31=4),$B$118,$B$119)),\"\")","v":""},{"$f":"IFERROR(VLOOKUP(K431,$B$7:$E$119,2,FALSE),\"\")","v":""},{"$f":"IFERROR(VLOOKUP(K431,$B$7:$E$119,3,FALSE),\"\")","v":""},{"$f":"IFERROR(VLOOKUP(K431,$B$7:$E$119,4,FALSE),\"\")","v":""},{"$f":"IF(K431=\"\",\"\",1)","v":""},null,{"$f":"IF($J$13=OFFRE!$H$24,IF($G$31=1,\"\",IF(OR($G$31=2,$G$31=4),$B$118,$B$119)),\"\")","v":""},{"$f":"IFERROR(VLOOKUP(Q431,$B$7:$E$119,2,FALSE),\"\")","v":""},{"$f":"IFERROR(VLOOKUP(Q431,$B$7:$E$119,3,FALSE),\"\")","v":""},{"$f":"IFERROR(VLOOKUP(Q431,$B$7:$E$119,4,FALSE),\"\")","v":""},{"$f":"IF(Q431=\"\",\"\",1)","v":""},null,null,"","","","",""]
[null,null,null,null,null,null,null,null,null,null,null,null,null,null,null,null,null,null,null,null,null,null,null,"","","","",""]
[null,null,null,null,null,null,null,null,null,null,null,null,null,null,null,null,null,null,null,null,null,null,null,"","","","",""]
[null,null,null,null,null,null,null,null,null,null,null,"Appoint électrique",null,null,null,null,null,"Appoint électrique",null,null,null,null,null,"","","","",""]
[null,null,null,null,null,null,null,null,null,null,{"$f":"$B$9","v":7616680},{"$f":"IFERROR(VLOOKUP(K435,$B$7:$E$119,2,FALSE),\"\")","v":"KIT APPOINT ELECTRIQUE 9 kW GSHP 05 à 15 kW"},{"$f":"IFERROR(VLOOKUP(K435,$B$7:$E$119,3,FALSE),\"\")","v":"HZ20"},{"$f":"IFERROR(VLOOKUP(K435,$B$7:$E$119,4,FALSE),\"\")","v":718},1,null,{"$f":"$B$9","v":7616680},{"$f":"IFERROR(VLOOKUP(Q435,$B$7:$E$119,2,FALSE),\"\")","v":"KIT APPOINT ELECTRIQUE 9 kW GSHP 05 à 15 kW"},{"$f":"IFERROR(VLOOKUP(Q435,$B$7:$E$119,3,FALSE),\"\")","v":"HZ20"},{"$f":"IFERROR(VLOOKUP(Q435,$B$7:$E$119,4,FALSE),\"\")","v":718},1,null,null,"","","","",""]
[null,null,null,null,null,null,null,null,null,null,null,{"$f":"IFERROR(VLOOKUP(K436,$B$7:$E$119,2,FALSE),\"\")","v":""},{"$f":"IFERROR(VLOOKUP(K436,$B$7:$E$119,3,FALSE),\"\")","v":""},{"$f":"IFERROR(VLOOKUP(K436,$B$7:$E$119,4,FALSE),\"\")","v":""},null,null,{"$f":"$B$21","v":7618063},{"$f":"IFERROR(VLOOKUP(Q436,$B$7:$E$119,2,FALSE),\"\")","v":"KIT ECHANGEUR DE BARRAGE GSHP 12 – 15 kW"},{"$f":"IFERROR(VLOOKUP(Q436,$B$7:$E$119,3,FALSE),\"\")","v":"HZ26"},{"$f":"IFERROR(VLOOKUP(Q436,$B$7:$E$119,4,FALSE),\"\")","v":1277},1,null,null,"","","","",""]
[null,null,null,null,null,null,null,null,null,null,null,null,null,null,null,null,null,null,null,null,null,null,null,"","","","",""]
[null,null,null,null,null,null,null,null,null,null,null,{"$f":"IF($G$31=1,\"Option BEPC : préparateur ECS indépendant\",\"\")","v":"Option BEPC : préparateur ECS indépendant"},null,null,null,null,null,{"$f":"IF($G$31=1,\"Option BEPC : préparateur ECS indépendant\",\"\")","v":"Option BEPC : préparateur ECS indépendant"},null,null,null,null,null,"","","","",""]
[null,null,null,null,null,null,null,null,null,null,{"$f":"IF($G$31=1,$B$38,\"\")","v":7622063},{"$f":"IFERROR(VLOOKUP(K439,$B$7:$E$119,2,FALSE),\"\")","v":"PREPARATEUR MIXTE OBEPB 300 POUR PAC"},{"$f":"IFERROR(VLOOKUP(K439,$B$7:$E$119,3,FALSE),\"\")","v":"ER616"},{"$f":"IFERROR(VLOOKUP(K439,$B$7:$E$119,4,FALSE),\"\")","v":2247},null,null,{"$f":"IF($G$31=1,$B$38,\"\")","v":7622063},{"$f":"IFERROR(VLOOKUP(Q439,$B$7:$E$119,2,FALSE),\"\")","v":"PREPARATEUR MIXTE OBEPB 300 POUR PAC"},{"$f":"IFERROR(VLOOKUP(Q439,$B$7:$E$119,3,FALSE),\"\")","v":"ER616"},{"$f":"IFERROR(VLOOKUP(Q439,$B$7:$E$119,4,FALSE),\"\")","v":2247},null,null,null,"","","","",""]
[null,null,null,null,null,null,null,null,null,null,{"$f":"IF($G$31=1,$B$41,\"\")","v":100009229},{"$f":"IFERROR(VLOOKUP(K440,$B$7:$E$119,2,FALSE),\"\")","v":"VANNE 3 VOIES D'INVERSION POUR ECS AVEC KIT CABLAGE"},{"$f":"IFERROR(VLOOKUP(K440,$B$7:$E$119,3,FALSE),\"\")","v":"EH84"},{"$f":"IFERROR(VLOOKUP(K440,$B$7:$E$119,4,FALSE),\"\")","v":366},null,null,{"$f":"IF($G$31=1,$B$41,\"\")","v":100009229},{"$f":"IFERROR(VLOOKUP(Q440,$B$7:$E$119,2,FALSE),\"\")","v":"VANNE 3 VOIES D'INVERSION POUR ECS AVEC KIT CABLAGE"},{"$f":"IFERROR(VLOOKUP(Q440,$B$7:$E$119,3,FALSE),\"\")","v":"EH84"},{"$f":"IFERROR(VLOOKUP(Q440,$B$7:$E$119,4,FALSE),\"\")","v":366},null,null,null,"","","","",""]
[null,null,null,null,null,null,null,null,null,null,{"$f":"IF($G$31=1,$B$42,\"\")","v":89757753},{"$f":"IFERROR(VLOOKUP(K441,$B$7:$E$119,2,FALSE),\"\")","v":"ANODE ACI CORREX UP BALLON > 300 LITRES"},{"$f":"IFERROR(VLOOKUP(K441,$B$7:$E$119,3,FALSE),\"\")","v":"AJ39"},{"$f":"IFERROR(VLOOKUP(K441,$B$7:$E$119,4,FALSE),\"\")","v":428},null,null,{"$f":"IF($G$31=1,$B$42,\"\")","v":89757753},{"$f":"IFERROR(VLOOKUP(Q441,$B$7:$E$119,2,FALSE),\"\")","v":"ANODE ACI CORREX UP BALLON > 300 LITRES"},{"$f":"IFERROR(VLOOKUP(Q441,$B$7:$E$119,3,FALSE),\"\")","v":"AJ39"},{"$f":"IFERROR(VLOOKUP(Q441,$B$7:$E$119,4,FALSE),\"\")","v":428},null,null,null,"","","","",""]
[null,null,null,null,null,null,null,null,null,null,null,null,null,null,null,null,null,null,null,null,null,null,null,"","","","",""]
[null,null,null,null,null,null,null,null,null,null,null,"Accessoires de raccordement hydraulique",null,null,null,null,null,"Accessoires de raccordement hydraulique",null,null,null,null,null,"","","","",""]
[null,null,null,null,null,null,null,null,null,null,{"$f":"$B$13","v":7622431},{"$f":"IFERROR(VLOOKUP(K444,$B$7:$E$119,2,FALSE),\"\")","v":"KIT CABLAGE THERMOSTAT DE SECURITE PCBT"},{"$f":"IFERROR(VLOOKUP(K444,$B$7:$E$119,3,FALSE),\"\")","v":"HZ29"},{"$f":"IFERROR(VLOOKUP(K444,$B$7:$E$119,4,FALSE),\"\")","v":82},null,null,{"$f":"$B$13","v":7622431},{"$f":"IFERROR(VLOOKUP(Q444,$B$7:$E$119,2,FALSE),\"\")","v":"KIT CABLAGE THERMOSTAT DE SECURITE PCBT"},{"$f":"IFERROR(VLOOKUP(Q444,$B$7:$E$119,3,FALSE),\"\")","v":"HZ29"},{"$f":"IFERROR(VLOOKUP(Q444,$B$7:$E$119,4,FALSE),\"\")","v":82},null,null,null,"","","","",""]
[null,null,null,null,null,null,null,null,null,null,{"$f":"$B$14","v":7622062},"KIT POMPE WILO PARA 25/1-8 pour GSHP 19","HZ63",731,null,null,{"$f":"$B$14","v":7622062},"KIT POMPE WILO PARA 25/1-8 pour GSHP 19","HZ63",731,null,null,null,"","","","",""]
[null,null,null,null,null,null,null,null,null,null,{"$f":"$B$15","v":7610411},"KIT CIRCUIT PLANCHER CHAUFFANT ","ER604",798,null,null,{"$f":"$B$15","v":7610411},"KIT CIRCUIT PLANCHER CHAUFFANT ","ER604",798,null,null,null,"","","","",""]
[null,null,null,null,null,null,null,null,null,null,{"$f":"$B$16","v":7620436},"KIT ISOLATION MODE FROID","ER581",200,null,null,{"$f":"$B$16","v":7620436},"KIT ISOLATION MODE FROID","ER581",200,null,null,null,"","","","",""]
[null,null,null,null,null,null,null,null,null,null,{"$f":"$B$17","v":7610412},"KIT CIRCUIT RADIATEUR","ER605",525,null,null,{"$f":"$B$17","v":7610412},"KIT CIRCUIT RADIATEUR","ER605",525,null,null,null,"","","","",""]
[null,null,null,null,null,null,null,null,null,null,{"$f":"$B$18","v":7610667},"KIT DE RACCORDEMENT BALLON TAMPON - GSHP","ER606",217,null,null,{"$f":"$B$18","v":7610667},"KIT DE RACCORDEMENT BALLON TAMPON - GSHP","ER606",217,null,null,null,"","","","",""]
[null,null,null,null,null,null,null,null,null,null,{"$f":"$B$19","v":7607396},"COLIS BALLON TAMPON GSHP 200L","ER602",981,1,null,{"$f":"$B$19","v":7607396},"COLIS BALLON TAMPON GSHP 200L","ER602",981,1,null,null,"","","","",""]
[null,null,null,null,null,null,null,null,null,null,{"$f":"$B$20","v":100020045},"KIT FILTRE FERNOX TF1","EH896",288,null,null,{"$f":"$B$20","v":100020045},"KIT FILTRE FERNOX TF1","EH896",288,null,null,null,"","","","",""]
[null,null,null,null,null,null,null,null,null,null,null,"","","",null,null,null,"","","",null,null,null,"","","","",""]
[null,null,null,null,null,null,null,null,null,null,null,"","","",null,null,null,"","","",null,null,null,"","","","",""]
[null,null,null,null,null,null,null,null,null,null,null,null,"","",null,null,null,null,"","",null,null,null,"","","","",""]
[null,null,null,null,null,null,null,null,null,null,null,null,null,null,null,null,null,null,null,null,null,null,null,"","","","",""]
[null,null,null,null,null,null,null,null,null,null,{"$f":"$B$45","v":100020167},{"$f":"IFERROR(VLOOKUP(K456,$B$7:$E$119,2,FALSE),\"\")","v":"CIRCUIT DIRECT P.ELEC CLASSE A  "},{"$f":"IFERROR(VLOOKUP(K456,$B$7:$E$119,3,FALSE),\"\")","v":"EA143"},{"$f":"IFERROR(VLOOKUP(K456,$B$7:$E$119,4,FALSE),\"\")","v":720},null,null,{"$f":"$B$45","v":100020167},{"$f":"IFERROR(VLOOKUP(Q456,$B$7:$E$119,2,FALSE),\"\")","v":"CIRCUIT DIRECT P.ELEC CLASSE A  "},{"$f":"IFERROR(VLOOKUP(Q456,$B$7:$E$119,3,FALSE),\"\")","v":"EA143"},{"$f":"IFERROR(VLOOKUP(Q456,$B$7:$E$119,4,FALSE),\"\")","v":720},null,null,null,"","","","",""]
[null,null,null,null,null,null,null,null,null,null,{"$f":"$B$46","v":100020168},"CIRCUIT V3V P.ELEC","EA144",1023,null,null,{"$f":"$B$46","v":100020168},"CIRCUIT V3V P.ELEC","EA144",1023,null,null,null,{"$f":"IF($J$420=1,K457,IF($P$420=1,Q457,\"\"))","v":""},{"$f":"IF($J$420=1,L457,IF($P$420=1,R457,\"\"))","v":""},{"$f":"IF($J$420=1,M457,IF($P$420=1,S457,\"\"))","v":""},{"$f":"IF($J$420=1,N457,IF($P$420=1,T457,\"\"))","v":""},{"$f":"IF($J$420=1,O457,IF($P$420=1,U457,\"\"))","v":""}]
[null,null,null,null,null,null,null,null,null,null,{"$f":"$B$47","v":100020164},"COLLECTEUR 2/3 CIRCUITS ","EA140",382,null,null,{"$f":"$B$47","v":100020164},"COLLECTEUR 2/3 CIRCUITS ","EA140",382,null,null,null,"","","","",""]
[null,null,null,null,null,null,null,null,null,null,{"$f":"$B$48","v":100020165},"CONSOLE MUR COLLECTEUR ","EA141",48,null,null,{"$f":"$B$48","v":100020165},"CONSOLE MUR COLLECTEUR ","EA141",48,null,null,null,"","","","",""]
[null,null,null,null,null,null,null,null,null,null,{"$f":"$B$49","v":100020166},"CONSOLE MUR 1 MODULE ","EA142",129,null,null,{"$f":"$B$49","v":100020166},"CONSOLE MUR 1 MODULE ","EA142",129,null,null,null,"","","","",""]
[null,null,null,null,null,null,null,null,null,null,{"$f":"$B$50","v":89557009},"KIT DE TRANSFORMATION G/R 3/4 '' ET 1 ''","BH84",35,null,null,{"$f":"$B$50","v":89557009},"KIT DE TRANSFORMATION G/R 3/4 '' ET 1 ''","BH84",35,null,null,null,"","","","",""]
[null,null,null,null,null,null,null,null,null,null,null,"","","",null,null,null,"","","",null,null,null,"","","","",""]
[null,null,null,null,null,null,null,null,null,null,{"$f":"$B$52","v":7611489},"KIT DE LIAISON PAC-BALLON B200","ER611",297,null,null,{"$f":"$B$52","v":7611489},"KIT DE LIAISON PAC-BALLON B200","ER611",297,null,null,null,"","","","",""]
[null,null,null,null,null,null,null,null,null,null,{"$f":"$B$53","v":7611488},"KIT DE LIAISON PAC-BALLON V200","ER610",173,null,null,{"$f":"$B$53","v":7611488},"KIT DE LIAISON PAC-BALLON V200","ER610",173,null,null,null,"","","","",""]
[null,null,null,null,null,null,null,null,null,null,null,null,null,null,null,null,null,null,null,null,null,null,null,"","","","",""]
[null,null,null,null,null,null,null,null,null,null,null,{"$f":"IFERROR(VLOOKUP(K466,$B$7:$E$119,2,FALSE),\"\")","v":""},{"$f":"IFERROR(VLOOKUP(K466,$B$7:$E$119,3,FALSE),\"\")","v":""},{"$f":"IFERROR(VLOOKUP(K466,$B$7:$E$119,4,FALSE),\"\")","v":""},null,null,null,{"$f":"IFERROR(VLOOKUP(Q466,$B$7:$E$119,2,FALSE),\"\")","v":""},{"$f":"IFERROR(VLOOKUP(Q466,$B$7:$E$119,3,FALSE),\"\")","v":""},{"$f":"IFERROR(VLOOKUP(Q466,$B$7:$E$119,4,FALSE),\"\")","v":""},null,null,null,"","","","",""]
[null,null,null,null,null,null,null,null,null,null,null,{"$f":"IFERROR(VLOOKUP(K467,$B$7:$E$119,2,FALSE),\"\")","v":""},{"$f":"IFERROR(VLOOKUP(K467,$B$7:$E$119,3,FALSE),\"\")","v":""},{"$f":"IFERROR(VLOOKUP(K467,$B$7:$E$119,4,FALSE),\"\")","v":""},null,null,null,{"$f":"IFERROR(VLOOKUP(Q467,$B$7:$E$119,2,FALSE),\"\")","v":""},{"$f":"IFERROR(VLOOKUP(Q467,$B$7:$E$119,3,FALSE),\"\")","v":""},{"$f":"IFERROR(VLOOKUP(Q467,$B$7:$E$119,4,FALSE),\"\")","v":""},null,null,null,"","","","",""]
[null,null,null,null,null,null,null,null,null,null,null,null,null,null,null,null,null,null,null,null,null,null,null,"","","","",""]
[null,null,null,null,null,null,null,null,null,null,null,"Accessoires de régulation",null,null,null,null,null,"Accessoires de régulation",null,null,null,null,null,"","","","",""]
[null,null,null,null,null,null,null,null,null,null,{"$f":"+$B$23","v":100013304},{"$f":"IFERROR(VLOOKUP(K470,$B$7:$E$119,2,FALSE),\"\")","v":"COLIS OPTION V3V OE-TRONIC 4"},{"$f":"IFERROR(VLOOKUP(K470,$B$7:$E$119,3,FALSE),\"\")","v":"AD249"},{"$f":"IFERROR(VLOOKUP(K470,$B$7:$E$119,4,FALSE),\"\")","v":170},null,null,{"$f":"+$B$23","v":100013304},{"$f":"IFERROR(VLOOKUP(Q470,$B$7:$E$119,2,FALSE),\"\")","v":"COLIS OPTION V3V OE-TRONIC 4"},{"$f":"IFERROR(VLOOKUP(Q470,$B$7:$E$119,3,FALSE),\"\")","v":"AD249"},{"$f":"IFERROR(VLOOKUP(Q470,$B$7:$E$119,4,FALSE),\"\")","v":170},null,null,null,"","","","",""]
[null,null,null,null,null,null,null,null,null,null,{"$f":"+$B$24","v":100013305},"SONDE SYSTÈME ECS","AD250",49,null,null,{"$f":"+$B$24","v":100013305},"SONDE SYSTÈME ECS","AD250",49,null,null,null,"","","","",""]
[null,null,null,null,null,null,null,null,null,null,{"$f":"+$B$25","v":100013306},"SONDE EXTERIEURE RADIO ","AD251",82,null,null,{"$f":"+$B$25","v":100013306},"SONDE EXTERIEURE RADIO ","AD251",82,null,null,null,"","","","",""]
[null,null,null,null,null,null,null,null,null,null,{"$f":"+$B$26","v":100013307},"MODULE CHAUDIERE RADIO (EMETTEUR)","AD252",132,null,null,{"$f":"+$B$26","v":100013307},"MODULE CHAUDIERE RADIO (EMETTEUR)","AD252",132,null,null,null,"","","","",""]
[null,null,null,null,null,null,null,null,null,null,{"$f":"+$B$27","v":100013472},"CDE A DISTANCE RADIO RS 400R     ","AD255",256,null,null,{"$f":"+$B$27","v":100013472},"CDE A DISTANCE RADIO RS 400R     ","AD255",256,null,null,null,"","","","",""]
[null,null,null,null,null,null,null,null,null,null,{"$f":"+$B$28","v":100013477},"COMMANDE A DISTANCE RS 400","AD257",190,{"$f":"$H$18","v":1},null,{"$f":"+$B$28","v":100013477},"COMMANDE A DISTANCE RS 400","AD257",190,{"$f":"$H$18","v":1},null,null,"","","","",""]
[null,null,null,null,null,null,null,null,null,null,{"$f":"+$B$29","v":88017017},"SONDE DEPART v3v","AD199",85,null,null,{"$f":"+$B$29","v":88017017},"SONDE DEPART v3v","AD199",85,null,null,null,"","","","",""]
[null,null,null,null,null,null,null,null,null,null,{"$f":"+$B$30","v":88017851},"CABLE DE LIAISON BUS LG 12 M","AD134",118,null,null,{"$f":"+$B$30","v":88017851},"CABLE DE LIAISON BUS LG 12 M","AD134",118,null,null,null,"","","","",""]
[null,null,null,null,null,null,null,null,null,null,{"$f":"+$B$31","v":100002803},"COMMANDE A DISTANCE SIMPLIFIEE AD208","AD208",112,null,null,{"$f":"+$B$31","v":100002803},"COMMANDE A DISTANCE SIMPLIFIEE AD208","AD208",112,null,null,null,"","","","",""]
[null,null,null,null,null,null,null,null,null,null,{"$f":"+$B$32","v":100000030},"COLIS OPTION SONDE ECS","AD212",53,null,null,{"$f":"+$B$32","v":100000030},"COLIS OPTION SONDE ECS","AD212",53,null,null,null,"","","","",""]
[null,null,null,null,null,null,null,null,null,null,{"$f":"+$B$33","v":100019114},"KIT SONDE HYGRO RAFRAICHISSEMENT","HK27",233,null,null,{"$f":"+$B$33","v":100019114},"KIT SONDE HYGRO RAFRAICHISSEMENT","HK27",233,null,null,null,"","","","",""]
[null,null,null,null,null,null,null,null,null,null,{"$f":"+$B$34","v":100020294},"KIT COMPTAGE D'ENERGIE","HK29",209,null,null,{"$f":"+$B$34","v":100020294},"KIT COMPTAGE D'ENERGIE","HK29",209,null,null,null,"","","","",""]
[null,null,null,null,null,null,null,null,null,null,null,"","","",null,null,null,"","","",null,null,null,"","","","",""]
[null,null,null,null,null,null,null,null,null,null,null,"","","",null,null,null,"","","",null,null,null,"","","","",""]
[]
[null,null,null,null,null,null,null,null,null,{"$f":"IF('Offre GSHP'!$H$9=OFFRE!$R$62,1,0)","v":0},{"$f":"OFFRE!$R$62","v":"OEnoviaPAC-GS 19 TR"},null,null,null,null,{"$f":"IF('Offre GSHP'!$H$9=OFFRE!$S$62,1,0)","v":0},{"$f":"OFFRE!$S$62","v":"OEnoviaPAC-GS 19  TR"}]
[null,null,null,null,null,null,null,null,null,"Appoint",{"$f":"OFFRE!$F$7","v":"Electrique"},null,null,null,null,null,{"$f":"OFFRE!$F$6","v":"Hydraulique par chaudière"}]
[]
[]
[null,null,null,null,null,null,null,null,null,null,null,null,null,null,null,null,null,null,null,null,null,null,null,"Si 22 TR choisi"]
[null,null,null,null,null,null,null,null,null,"19 TR",null,{"$f":"IF($J$13=OFFRE!$H$23,\"Kit complet : PAC + accessoires\",\"\")","v":"Kit complet : PAC + accessoires"},null,null,null,null,null,{"$f":"IF($J$13=OFFRE!$H$23,\"Kit complet : PAC + accessoires\",\"\")","v":"Kit complet : PAC + accessoires"},null,null,null,null,{"$f":"IF(Y499=\"\",0,1)","v":0},{"$f":"IF($J$485=1,K490,IF($P$485=1,Q490,\"\"))","v":""},{"$f":"IF($J$485=1,L490,IF($P$485=1,R490,\"\"))","v":""},{"$f":"IF($J$485=1,M490,IF($P$485=1,S490,\"\"))","v":""},{"$f":"IF($J$485=1,N490,IF($P$485=1,T490,\"\"))","v":""},{"$f":"IF($J$485=1,O490,IF($P$485=1,U490,\"\"))","v":""}]
[null,null,null,null,null,null,null,null,null,null,{"$f":"IF($J$13=OFFRE!$H$23,$B$110,\"\")","v":7618126},{"$f":"IFERROR(VLOOKUP(K491,$B$7:$E$119,2,FALSE),\"\")","v":"OEnoviaPAC-GS 19 TR"},{"$f":"IFERROR(VLOOKUP(K491,$B$7:$E$119,3,FALSE),\"\")","v":"HZ45"},{"$f":"IFERROR(VLOOKUP(K491,$B$7:$E$119,4,FALSE),\"\")","v":10405},{"$f":"IF(K491=\"\",\"\",1)","v":1},null,{"$f":"IF($J$13=OFFRE!$H$23,$B$110,\"\")","v":7618126},{"$f":"IFERROR(VLOOKUP(Q491,$B$7:$E$119,2,FALSE),\"\")","v":"OEnoviaPAC-GS 19 TR"},{"$f":"IFERROR(VLOOKUP(Q491,$B$7:$E$119,3,FALSE),\"\")","v":"HZ45"},{"$f":"IFERROR(VLOOKUP(Q491,$B$7:$E$119,4,FALSE),\"\")","v":10405},{"$f":"IF(Q491=\"\",\"\",1)","v":1},null,null,"","","","",""]
[null,null,null,null,null,null,null,null,null,null,null,null,null,null,null,null,null,null,null,null,null,null,null,"","","","",""]
[null,null,null,null,null,null,null,null,null,null,null,{"$f":"IF($J$13=OFFRE!$H$24,\"Sélection personnalisée\",\"\")","v":""},null,null,null,null,null,{"$f":"IF($J$13=OFFRE!$H$24,\"Sélection personnalisée\",\"\")","v":""},null,null,null,null,null,"","","","",""]
[null,null,null,null,null,null,null,null,null,null,{"$f":"IF($J$13=OFFRE!$H$24,$B$110,\"\")","v":""},{"$f":"IFERROR(VLOOKUP(K494,$B$7:$E$119,2,FALSE),\"\")","v":""},{"$f":"IFERROR(VLOOKUP(K494,$B$7:$E$119,3,FALSE),\"\")","v":""},{"$f":"IFERROR(VLOOKUP(K494,$B$7:$E$119,4,FALSE),\"\")","v":""},{"$f":"IF(K494=\"\",\"\",1)","v":""},null,{"$f":"IF($J$13=OFFRE!$H$24,$B$110,\"\")","v":""},{"$f":"IFERROR(VLOOKUP(Q494,$B$7:$E$119,2,FALSE),\"\")","v":""},{"$f":"IFERROR(VLOOKUP(Q494,$B$7:$E$119,3,FALSE),\"\")","v":""},{"$f":"IFERROR(VLOOKUP(Q494,$B$7:$E$119,4,FALSE),\"\")","v":""},{"$f":"IF(Q494=\"\",\"\",1)","v":""},null,null,"","","","",""]
[null,null,null,null,null,null,null,null,null,null,{"$f":"IF($J$13=OFFRE!$H$24,IF($G$31=1,\"\",IF(OR($G$31=2,$G$31=3),$B$114,$B$115)),\"\")","v":""},{"$f":"IFERROR(VLOOKUP(K495,$B$7:$E$119,2,FALSE),\"\")","v":""},{"$f":"IFERROR(VLOOKUP(K495,$B$7:$E$119,3,FALSE),\"\")","v":""},{"$f":"IFERROR(VLOOKUP(K495,$B$7:$E$119,4,FALSE),\"\")","v":""},{"$f":"IF(K495=\"\",\"\",1)","v":""},null,{"$f":"IF($J$13=OFFRE!$H$24,IF($G$31=1,\"\",IF(OR($G$31=2,$G$31=3),$B$114,$B$115)),\"\")","v":""},{"$f":"IFERROR(VLOOKUP(Q495,$B$7:$E$119,2,FALSE),\"\")","v":""},{"$f":"IFERROR(VLOOKUP(Q495,$B$7:$E$119,3,FALSE),\"\")","v":""},{"$f":"IFERROR(VLOOKUP(Q495,$B$7:$E$119,4,FALSE),\"\")","v":""},{"$f":"IF(Q495=\"\",\"\",1)","v":""},null,null,"","","","",""]
[null,null,null,null,null,null,null,null,null,null,{"$f":"IF($J$13=OFFRE!$H$24,IF($G$31=1,\"\",IF(OR($G$31=2,$G$31=4),$B$118,$B$119)),\"\")","v":""},{"$f":"IFERROR(VLOOKUP(K496,$B$7:$E$119,2,FALSE),\"\")","v":""},{"$f":"IFERROR(VLOOKUP(K496,$B$7:$E$119,3,FALSE),\"\")","v":""},{"$f":"IFERROR(VLOOKUP(K496,$B$7:$E$119,4,FALSE),\"\")","v":""},{"$f":"IF(K496=\"\",\"\",1)","v":""},null,{"$f":"IF($J$13=OFFRE!$H$24,IF($G$31=1,\"\",IF(OR($G$31=2,$G$31=4),$B$118,$B$119)),\"\")","v":""},{"$f":"IFERROR(VLOOKUP(Q496,$B$7:$E$119,2,FALSE),\"\")","v":""},{"$f":"IFERROR(VLOOKUP(Q496,$B$7:$E$119,3,FALSE),\"\")","v":""},{"$f":"IFERROR(VLOOKUP(Q496,$B$7:$E$119,4,FALSE),\"\")","v":""},{"$f":"IF(Q496=\"\",\"\",1)","v":""},null,null,"","","","",""]
[null,null,null,null,null,null,null,null,null,null,null,null,null,null,null,null,null,null,null,null,null,null,null,"","","","",""]
[null,null,null,null,null,null,null,null,null,null,null,null,null,null,null,null,null,null,null,null,null,null,null,"","","","",""]
[null,null,null,null,null,null,null,null,null,null,null,"Appoint électrique",null,null,null,null,null,"Appoint électrique",null,null,null,null,null,"","","","",""]
[null,null,null,null,null,null,null,null,null,null,{"$f":"$B$10","v":7616643},{"$f":"IFERROR(VLOOKUP(K500,$B$7:$E$119,2,FALSE),\"\")","v":"KIT APPOINT ELECTRIQUE 9 kW GSHP 19 - 27 kW"},{"$f":"IFERROR(VLOOKUP(K500,$B$7:$E$119,3,FALSE),\"\")","v":"HZ19"},{"$f":"IFERROR(VLOOKUP(K500,$B$7:$E$119,4,FALSE),\"\")","v":776},1,null,{"$f":"$B$10","v":7616643},{"$f":"IFERROR(VLOOKUP(Q500,$B$7:$E$119,2,FALSE),\"\")","v":"KIT APPOINT ELECTRIQUE 9 kW GSHP 19 - 27 kW"},{"$f":"IFERROR(VLOOKUP(Q500,$B$7:$E$119,3,FALSE),\"\")","v":"HZ19"},{"$f":"IFERROR(VLOOKUP(Q500,$B$7:$E$119,4,FALSE),\"\")","v":776},1,null,null,"","","","",""]
[null,null,null,null,null,null,null,null,null,null,null,{"$f":"IFERROR(VLOOKUP(K501,$B$7:$E$119,2,FALSE),\"\")","v":""},{"$f":"IFERROR(VLOOKUP(K501,$B$7:$E$119,3,FALSE),\"\")","v":""},{"$f":"IFERROR(VLOOKUP(K501,$B$7:$E$119,4,FALSE),\"\")","v":""},null,null,{"$f":"$B$12","v":7618065},{"$f":"IFERROR(VLOOKUP(Q501,$B$7:$E$119,2,FALSE),\"\")","v":"KIT ECHANGEUR DE BARRAGE GSHP 19 – 27 kW"},{"$f":"IFERROR(VLOOKUP(Q501,$B$7:$E$119,3,FALSE),\"\")","v":"HZ28"},{"$f":"IFERROR(VLOOKUP(Q501,$B$7:$E$119,4,FALSE),\"\")","v":1666},1,null,null,"","","","",""]
[null,null,null,null,null,null,null,null,null,null,null,null,null,null,null,null,null,null,null,null,null,null,null,"","","","",""]
[null,null,null,null,null,null,null,null,null,null,null,{"$f":"IF($G$31=1,\"Option BEPC : préparateur ECS indépendant\",\"\")","v":"Option BEPC : préparateur ECS indépendant"},null,null,null,null,null,{"$f":"IF($G$31=1,\"Option BEPC : préparateur ECS indépendant\",\"\")","v":"Option BEPC : préparateur ECS indépendant"},null,null,null,null,null,"","","","",""]
[null,null,null,null,null,null,null,null,null,null,{"$f":"IF($G$31=1,$B$38,\"\")","v":7622063},{"$f":"IFERROR(VLOOKUP(K504,$B$7:$E$119,2,FALSE),\"\")","v":"PREPARATEUR MIXTE OBEPB 300 POUR PAC"},{"$f":"IFERROR(VLOOKUP(K504,$B$7:$E$119,3,FALSE),\"\")","v":"ER616"},{"$f":"IFERROR(VLOOKUP(K504,$B$7:$E$119,4,FALSE),\"\")","v":2247},null,null,{"$f":"IF($G$31=1,$B$38,\"\")","v":7622063},{"$f":"IFERROR(VLOOKUP(Q504,$B$7:$E$119,2,FALSE),\"\")","v":"PREPARATEUR MIXTE OBEPB 300 POUR PAC"},{"$f":"IFERROR(VLOOKUP(Q504,$B$7:$E$119,3,FALSE),\"\")","v":"ER616"},{"$f":"IFERROR(VLOOKUP(Q504,$B$7:$E$119,4,FALSE),\"\")","v":2247},null,null,null,"","","","",""]
[null,null,null,null,null,null,null,null,null,null,{"$f":"IF($G$31=1,$B$41,\"\")","v":100009229},{"$f":"IFERROR(VLOOKUP(K505,$B$7:$E$119,2,FALSE),\"\")","v":"VANNE 3 VOIES D'INVERSION POUR ECS AVEC KIT CABLAGE"},{"$f":"IFERROR(VLOOKUP(K505,$B$7:$E$119,3,FALSE),\"\")","v":"EH84"},{"$f":"IFERROR(VLOOKUP(K505,$B$7:$E$119,4,FALSE),\"\")","v":366},null,null,{"$f":"IF($G$31=1,$B$41,\"\")","v":100009229},{"$f":"IFERROR(VLOOKUP(Q505,$B$7:$E$119,2,FALSE),\"\")","v":"VANNE 3 VOIES D'INVERSION POUR ECS AVEC KIT CABLAGE"},{"$f":"IFERROR(VLOOKUP(Q505,$B$7:$E$119,3,FALSE),\"\")","v":"EH84"},{"$f":"IFERROR(VLOOKUP(Q505,$B$7:$E$119,4,FALSE),\"\")","v":366},null,null,null,"","","","",""]
[null,null,null,null,null,null,null,null,null,null,{"$f":"IF($G$31=1,$B$42,\"\")","v":89757753},{"$f":"IFERROR(VLOOKUP(K506,$B$7:$E$119,2,FALSE),\"\")","v":"ANODE ACI CORREX UP BALLON > 300 LITRES"},{"$f":"IFERROR(VLOOKUP(K506,$B$7:$E$119,3,FALSE),\"\")","v":"AJ39"},{"$f":"IFERROR(VLOOKUP(K506,$B$7:$E$119,4,FALSE),\"\")","v":428},null,null,{"$f":"IF($G$31=1,$B$42,\"\")","v":89757753},{"$f":"IFERROR(VLOOKUP(Q506,$B$7:$E$119,2,FALSE),\"\")","v":"ANODE ACI CORREX UP BALLON > 300 LITRES"},{"$f":"IFERROR(VLOOKUP(Q506,$B$7:$E$119,3,FALSE),\"\")","v":"AJ39"},{"$f":"IFERROR(VLOOKUP(Q506,$B$7:$E$119,4,FALSE),\"\")","v":428},null,null,null,"","","","",""]
[null,null,null,null,null,null,null,null,null,null,null,null,null,null,null,null,null,null,null,null,null,null,null,"","","","",""]
[null,null,null,null,null,null,null,null,null,null,null,"Accessoires de raccordement hydraulique",null,null,null,null,null,"Accessoires de raccordement hydraulique",null,null,null,null,null,"","","","",""]
[null,null,null,null,null,null,null,null,null,null,{"$f":"$B$13","v":7622431},{"$f":"IFERROR(VLOOKUP(K509,$B$7:$E$119,2,FALSE),\"\")","v":"KIT CABLAGE THERMOSTAT DE SECURITE PCBT"},{"$f":"IFERROR(VLOOKUP(K509,$B$7:$E$119,3,FALSE),\"\")","v":"HZ29"},{"$f":"IFERROR(VLOOKUP(K509,$B$7:$E$119,4,FALSE),\"\")","v":82},null,null,{"$f":"$B$13","v":7622431},{"$f":"IFERROR(VLOOKUP(Q509,$B$7:$E$119,2,FALSE),\"\")","v":"KIT CABLAGE THERMOSTAT DE SECURITE PCBT"},{"$f":"IFERROR(VLOOKUP(Q509,$B$7:$E$119,3,FALSE),\"\")","v":"HZ29"},{"$f":"IFERROR(VLOOKUP(Q509,$B$7:$E$119,4,FALSE),\"\")","v":82},null,null,null,"","","","",""]
[null,null,null,null,null,null,null,null,null,null,{"$f":"$B$14","v":7622062},"KIT POMPE WILO PARA 25/1-8 pour GSHP 19","HZ63",731,null,null,{"$f":"$B$14","v":7622062},"KIT POMPE WILO PARA 25/1-8 pour GSHP 19","HZ63",731,null,null,null,"","","","",""]
[null,null,null,null,null,null,null,null,null,null,{"$f":"$B$15","v":7610411},"KIT CIRCUIT PLANCHER CHAUFFANT ","ER604",798,null,null,{"$f":"$B$15","v":7610411},"KIT CIRCUIT PLANCHER CHAUFFANT ","ER604",798,null,null,null,"","","","",""]
[null,null,null,null,null,null,null,null,null,null,{"$f":"$B$16","v":7620436},"KIT ISOLATION MODE FROID","ER581",200,null,null,{"$f":"$B$16","v":7620436},"KIT ISOLATION MODE FROID","ER581",200,null,null,null,"","","","",""]
[null,null,null,null,null,null,null,null,null,null,{"$f":"$B$17","v":7610412},"KIT CIRCUIT RADIATEUR","ER605",525,null,null,{"$f":"$B$17","v":7610412},"KIT CIRCUIT RADIATEUR","ER605",525,null,null,null,"","","","",""]
[null,null,null,null,null,null,null,null,null,null,{"$f":"$B$18","v":7610667},"KIT DE RACCORDEMENT BALLON TAMPON - GSHP","ER606",217,null,null,{"$f":"$B$18","v":7610667},"KIT DE RACCORDEMENT BALLON TAMPON - GSHP","ER606",217,null,null,null,"","","","",""]
[null,null,null,null,null,null,null,null,null,null,{"$f":"$B$19","v":7607396},"COLIS BALLON TAMPON GSHP 200L","ER602",981,1,null,{"$f":"$B$19","v":7607396},"COLIS BALLON TAMPON GSHP 200L","ER602",981,1,null,null,"","","","",""]
[null,null,null,null,null,null,null,null,null,null,{"$f":"$B$20","v":100020045},"KIT FILTRE FERNOX TF1","EH896",288,null,null,{"$f":"$B$20","v":100020045},"KIT FILTRE FERNOX TF1","EH896",288,null,null,null,"","","","",""]
[null,null,null,null,null,null,null,null,null,null,null,"","","",null,null,null,"","","",null,null,null,"","","","",""]
[null,null,null,null,null,null,null,null,null,null,null,"","","",null,null,null,"","","",null,null,null,"","","","",""]
[null,null,null,null,null,null,null,null,null,null,null,null,"","",null,null,null,null,"","",null,null,null,"","","","",""]
[null,null,null,null,null,null,null,null,null,null,null,null,null,null,null,null,null,null,null,null,null,null,null,"","","","",""]
[null,null,null,null,null,null,null,null,null,null,{"$f":"$B$45","v":100020167},{"$f":"IFERROR(VLOOKUP(K521,$B$7:$E$119,2,FALSE),\"\")","v":"CIRCUIT DIRECT P.ELEC CLASSE A  "},{"$f":"IFERROR(VLOOKUP(K521,$B$7:$E$119,3,FALSE),\"\")","v":"EA143"},{"$f":"IFERROR(VLOOKUP(K521,$B$7:$E$119,4,FALSE),\"\")","v":720},null,null,{"$f":"$B$45","v":100020167},{"$f":"IFERROR(VLOOKUP(Q521,$B$7:$E$119,2,FALSE),\"\")","v":"CIRCUIT DIRECT P.ELEC CLASSE A  "},{"$f":"IFERROR(VLOOKUP(Q521,$B$7:$E$119,3,FALSE),\"\")","v":"EA143"},{"$f":"IFERROR(VLOOKUP(Q521,$B$7:$E$119,4,FALSE),\"\")","v":720},null,null,null,"","","","",""]
[null,null,null,null,null,null,null,null,null,null,{"$f":"$B$46","v":100020168},"CIRCUIT V3V P.ELEC","EA144",1023,null,null,{"$f":"$B$46","v":100020168},"CIRCUIT V3V P.ELEC","EA144",1023,null,null,null,{"$f":"IF($J$485=1,K522,IF($P$485=1,Q522,\"\"))","v":""},{"$f":"IF($J$485=1,L522,IF($P$485=1,R522,\"\"))","v":""},{"$f":"IF($J$485=1,M522,IF($P$485=1,S522,\"\"))","v":""},{"$f":"IF($J$485=1,N522,IF($P$485=1,T522,\"\"))","v":""},{"$f":"IF($J$485=1,O522,IF($P$485=1,U522,\"\"))","v":""}]
[null,null,null,null,null,null,null,null,null,null,{"$f":"$B$47","v":100020164},"COLLECTEUR 2/3 CIRCUITS ","EA140",382,null,null,{"$f":"$B$47","v":100020164},"COLLECTEUR 2/3 CIRCUITS ","EA140",382,null,null,null,"","","","",""]
[null,null,null,null,null,null,null,null,null,null,{"$f":"$B$48","v":100020165},"CONSOLE MUR COLLECTEUR ","EA141",48,null,null,{"$f":"$B$48","v":100020165},"CONSOLE MUR COLLECTEUR ","EA141",48,null,null,null,"","","","",""]
[null,null,null,null,null,null,null,null,null,null,{"$f":"$B$49","v":100020166},"CONSOLE MUR 1 MODULE ","EA142",129,null,null,{"$f":"$B$49","v":100020166},"CONSOLE MUR 1 MODULE ","EA142",129,null,null,null,"","","","",""]
[null,null,null,null,null,null,null,null,null,null,{"$f":"$B$50","v":89557009},"KIT DE TRANSFORMATION G/R 3/4 '' ET 1 ''","BH84",35,null,null,{"$f":"$B$50","v":89557009},"KIT DE TRANSFORMATION G/R 3/4 '' ET 1 ''","BH84",35,null,null,null,"","","","",""]
[null,null,null,null,null,null,null,null,null,null,null,"","","",null,null,null,"","","",null,null,null,"","","","",""]
[null,null,null,null,null,null,null,null,null,null,{"$f":"$B$52","v":7611489},"KIT DE LIAISON PAC-BALLON B200","ER611",297,null,null,{"$f":"$B$52","v":7611489},"KIT DE LIAISON PAC-BALLON B200","ER611",297,null,null,null,"","","","",""]
[null,null,null,null,null,null,null,null,null,null,{"$f":"$B$53","v":7611488},"KIT DE LIAISON PAC-BALLON V200","ER610",173,null,null,{"$f":"$B$53","v":7611488},"KIT DE LIAISON PAC-BALLON V200","ER610",173,null,null,null,"","","","",""]
[null,null,null,null,null,null,null,null,null,null,null,null,null,null,null,null,null,null,null,null,null,null,null,"","","","",""]
[null,null,null,null,null,null,null,null,null,null,null,{"$f":"IFERROR(VLOOKUP(K531,$B$7:$E$119,2,FALSE),\"\")","v":""},{"$f":"IFERROR(VLOOKUP(K531,$B$7:$E$119,3,FALSE),\"\")","v":""},{"$f":"IFERROR(VLOOKUP(K531,$B$7:$E$119,4,FALSE),\"\")","v":""},null,null,null,{"$f":"IFERROR(VLOOKUP(Q531,$B$7:$E$119,2,FALSE),\"\")","v":""},{"$f":"IFERROR(VLOOKUP(Q531,$B$7:$E$119,3,FALSE),\"\")","v":""},{"$f":"IFERROR(VLOOKUP(Q531,$B$7:$E$119,4,FALSE),\"\")","v":""},null,null,null,"","","","",""]
[null,null,null,null,null,null,null,null,null,null,null,{"$f":"IFERROR(VLOOKUP(K532,$B$7:$E$119,2,FALSE),\"\")","v":""},{"$f":"IFERROR(VLOOKUP(K532,$B$7:$E$119,3,FALSE),\"\")","v":""},{"$f":"IFERROR(VLOOKUP(K532,$B$7:$E$119,4,FALSE),\"\")","v":""},null,null,null,{"$f":"IFERROR(VLOOKUP(Q532,$B$7:$E$119,2,FALSE),\"\")","v":""},{"$f":"IFERROR(VLOOKUP(Q532,$B$7:$E$119,3,FALSE),\"\")","v":""},{"$f":"IFERROR(VLOOKUP(Q532,$B$7:$E$119,4,FALSE),\"\")","v":""},null,null,null,"","","","",""]
[null,null,null,null,null,null,null,null,null,null,null,null,null,null,null,null,null,null,null,null,null,null,null,"","","","",""]
[null,null,null,null,null,null,null,null,null,null,null,"Accessoires de régulation",null,null,null,null,null,"Accessoires de régulation",null,null,null,null,null,"","","","",""]
[null,null,null,null,null,null,null,null,null,null,{"$f":"+$B$23","v":100013304},{"$f":"IFERROR(VLOOKUP(K535,$B$7:$E$119,2,FALSE),\"\")","v":"COLIS OPTION V3V OE-TRONIC 4"},{"$f":"IFERROR(VLOOKUP(K535,$B$7:$E$119,3,FALSE),\"\")","v":"AD249"},{"$f":"IFERROR(VLOOKUP(K535,$B$7:$E$119,4,FALSE),\"\")","v":170},null,null,{"$f":"+$B$23","v":100013304},{"$f":"IFERROR(VLOOKUP(Q535,$B$7:$E$119,2,FALSE),\"\")","v":"COLIS OPTION V3V OE-TRONIC 4"},{"$f":"IFERROR(VLOOKUP(Q535,$B$7:$E$119,3,FALSE),\"\")","v":"AD249"},{"$f":"IFERROR(VLOOKUP(Q535,$B$7:$E$119,4,FALSE),\"\")","v":170},null,null,null,"","","","",""]
[null,null,null,null,null,null,null,null,null,null,{"$f":"+$B$24","v":100013305},"SONDE SYSTÈME ECS","AD250",49,null,null,{"$f":"+$B$24","v":100013305},"SONDE SYSTÈME ECS","AD250",49,null,null,null,"","","","",""]
[null,null,null,null,null,null,null,null,null,null,{"$f":"+$B$25","v":100013306},"SONDE EXTERIEURE RADIO ","AD251",82,null,null,{"$f":"+$B$25","v":100013306},"SONDE EXTERIEURE RADIO ","AD251",82,null,null,null,"","","","",""]
[null,null,null,null,null,null,null,null,null,null,{"$f":"+$B$26","v":100013307},"MODULE CHAUDIERE RADIO (EMETTEUR)","AD252",132,null,null,{"$f":"+$B$26","v":100013307},"MODULE CHAUDIERE RADIO (EMETTEUR)","AD252",132,null,null,null,"","","","",""]
[null,null,null,null,null,null,null,null,null,null,{"$f":"+$B$27","v":100013472},"CDE A DISTANCE RADIO RS 400R     ","AD255",256,null,null,{"$f":"+$B$27","v":100013472},"CDE A DISTANCE RADIO RS 400R     ","AD255",256,null,null,null,"","","","",""]
[null,null,null,null,null,null,null,null,null,null,{"$f":"+$B$28","v":100013477},"COMMANDE A DISTANCE RS 400","AD257",190,{"$f":"$H$18","v":1},null,{"$f":"+$B$28","v":100013477},"COMMANDE A DISTANCE RS 400","AD257",190,{"$f":"$H$18","v":1},null,null,"","","","",""]
[null,null,null,null,null,null,null,null,null,null,{"$f":"+$B$29","v":88017017},"SONDE DEPART v3v","AD199",85,null,null,{"$f":"+$B$29","v":88017017},"SONDE DEPART v3v","AD199",85,null,null,null,"","","","",""]
[null,null,null,null,null,null,null,null,null,null,{"$f":"+$B$30","v":88017851},"CABLE DE LIAISON BUS LG 12 M","AD134",118,null,null,{"$f":"+$B$30","v":88017851},"CABLE DE LIAISON BUS LG 12 M","AD134",118,null,null,null,"","","","",""]
[null,null,null,null,null,null,null,null,null,null,{"$f":"+$B$31","v":100002803},"COMMANDE A DISTANCE SIMPLIFIEE AD208","AD208",112,null,null,{"$f":"+$B$31","v":100002803},"COMMANDE A DISTANCE SIMPLIFIEE AD208","AD208",112,null,null,null,"","","","",""]
[null,null,null,null,null,null,null,null,null,null,{"$f":"+$B$32","v":100000030},"COLIS OPTION SONDE ECS","AD212",53,null,null,{"$f":"+$B$32","v":100000030},"COLIS OPTION SONDE ECS","AD212",53,null,null,null,"","","","",""]
[null,null,null,null,null,null,null,null,null,null,{"$f":"+$B$33","v":100019114},"KIT SONDE HYGRO RAFRAICHISSEMENT","HK27",233,null,null,{"$f":"+$B$33","v":100019114},"KIT SONDE HYGRO RAFRAICHISSEMENT","HK27",233,null,null,null,"","","","",""]
[null,null,null,null,null,null,null,null,null,null,{"$f":"+$B$34","v":100020294},"KIT COMPTAGE D'ENERGIE","HK29",209,null,null,{"$f":"+$B$34","v":100020294},"KIT COMPTAGE D'ENERGIE","HK29",209,null,null,null,"","","","",""]
[null,null,null,null,null,null,null,null,null,null,null,"","","",null,null,null,"","","",null,null,null,"","","","",""]
[null,null,null,null,null,null,null,null,null,null,null,"","","",null,null,null,"","","",null,null,null,"","","","",""]
[]
[null,null,null,null,null,null,null,null,null,{"$f":"IF('Offre GSHP'!$H$9=OFFRE!$R$63,1,0)","v":0},{"$f":"OFFRE!$R$55","v":"OEnoviaPAC-GS 5 MR"},null,null,null,null,{"$f":"IF('Offre GSHP'!$H$9=OFFRE!$S$63,1,0)","v":0},{"$f":"OFFRE!$S$56","v":"OEnoviaPAC-GS 5  TR"}]
[null,null,null,null,null,null,null,null,null,"Appoint",{"$f":"OFFRE!$F$7","v":"Electrique"},null,null,null,null,null,{"$f":"OFFRE!$F$6","v":"Hydraulique par chaudière"}]
[]
[]
[null,null,null,null,null,null,null,null,null,null,null,null,null,null,null,null,null,null,null,null,null,null,null,"Si 27 TR choisi"]
[null,null,null,null,null,null,null,null,null,"27 TR",null,{"$f":"IF($J$13=OFFRE!$H$23,\"Kit complet : PAC + accessoires\",\"\")","v":"Kit complet : PAC + accessoires"},null,null,null,null,null,{"$f":"IF($J$13=OFFRE!$H$23,\"Kit complet : PAC + accessoires\",\"\")","v":"Kit complet : PAC + accessoires"},null,null,null,null,{"$f":"IF(Y564=\"\",0,1)","v":0},{"$f":"IF($J$550=1,K555,IF($P$550=1,Q555,\"\"))","v":""},{"$f":"IF($J$550=1,L555,IF($P$550=1,R555,\"\"))","v":""},{"$f":"IF($J$550=1,M555,IF($P$550=1,S555,\"\"))","v":""},{"$f":"IF($J$550=1,N555,IF($P$550=1,T555,\"\"))","v":""},{"$f":"IF($J$550=1,O555,IF($P$550=1,U555,\"\"))","v":""}]
[null,null,null,null,null,null,null,null,null,null,{"$f":"IF($J$13=OFFRE!$H$23,$B$111,\"\")","v":7618127},{"$f":"IFERROR(VLOOKUP(K556,$B$7:$E$119,2,FALSE),\"\")","v":"OEnoviaPAC-GS 27 TR"},{"$f":"IFERROR(VLOOKUP(K556,$B$7:$E$119,3,FALSE),\"\")","v":"HZ46"},{"$f":"IFERROR(VLOOKUP(K556,$B$7:$E$119,4,FALSE),\"\")","v":12220},{"$f":"IF(K556=\"\",\"\",1)","v":1},null,{"$f":"IF($J$13=OFFRE!$H$23,$B$111,\"\")","v":7618127},{"$f":"IFERROR(VLOOKUP(Q556,$B$7:$E$119,2,FALSE),\"\")","v":"OEnoviaPAC-GS 27 TR"},{"$f":"IFERROR(VLOOKUP(Q556,$B$7:$E$119,3,FALSE),\"\")","v":"HZ46"},{"$f":"IFERROR(VLOOKUP(Q556,$B$7:$E$119,4,FALSE),\"\")","v":12220},{"$f":"IF(Q556=\"\",\"\",1)","v":1},null,null,"","","","",""]
[null,null,null,null,null,null,null,null,null,null,null,null,null,null,null,null,null,null,null,null,null,null,null,"","","","",""]
[null,null,null,null,null,null,null,null,null,null,null,{"$f":"IF($J$13=OFFRE!$H$24,\"Sélection personnalisée\",\"\")","v":""},null,null,null,null,null,{"$f":"IF($J$13=OFFRE!$H$24,\"Sélection personnalisée\",\"\")","v":""},null,null,null,null,null,"","","","",""]
[null,null,null,null,null,null,null,null,null,null,{"$f":"IF($J$13=OFFRE!$H$24,$B$110,\"\")","v":""},{"$f":"IFERROR(VLOOKUP(K559,$B$7:$E$119,2,FALSE),\"\")","v":""},{"$f":"IFERROR(VLOOKUP(K559,$B$7:$E$119,3,FALSE),\"\")","v":""},{"$f":"IFERROR(VLOOKUP(K559,$B$7:$E$119,4,FALSE),\"\")","v":""},{"$f":"IF(K559=\"\",\"\",1)","v":""},null,{"$f":"IF($J$13=OFFRE!$H$24,$B$110,\"\")","v":""},{"$f":"IFERROR(VLOOKUP(Q559,$B$7:$E$119,2,FALSE),\"\")","v":""},{"$f":"IFERROR(VLOOKUP(Q559,$B$7:$E$119,3,FALSE),\"\")","v":""},{"$f":"IFERROR(VLOOKUP(Q559,$B$7:$E$119,4,FALSE),\"\")","v":""},{"$f":"IF(Q559=\"\",\"\",1)","v":""},null,null,"","","","",""]
[null,null,null,null,null,null,null,null,null,null,null,{"$f":"IFERROR(VLOOKUP(K560,$B$7:$E$119,2,FALSE),\"\")","v":""},{"$f":"IFERROR(VLOOKUP(K560,$B$7:$E$119,3,FALSE),\"\")","v":""},{"$f":"IFERROR(VLOOKUP(K560,$B$7:$E$119,4,FALSE),\"\")","v":""},{"$f":"IF(K560=\"\",\"\",1)","v":""},null,null,{"$f":"IFERROR(VLOOKUP(Q560,$B$7:$E$119,2,FALSE),\"\")","v":""},{"$f":"IFERROR(VLOOKUP(Q560,$B$7:$E$119,3,FALSE),\"\")","v":""},{"$f":"IFERROR(VLOOKUP(Q560,$B$7:$E$119,4,FALSE),\"\")","v":""},{"$f":"IF(Q560=\"\",\"\",1)","v":""},null,null,"","","","",""]
[null,null,null,null,null,null,null,null,null,null,null,{"$f":"IFERROR(VLOOKUP(K561,$B$7:$E$119,2,FALSE),\"\")","v":""},{"$f":"IFERROR(VLOOKUP(K561,$B$7:$E$119,3,FALSE),\"\")","v":""},{"$f":"IFERROR(VLOOKUP(K561,$B$7:$E$119,4,FALSE),\"\")","v":""},{"$f":"IF(K561=\"\",\"\",1)","v":""},null,null,{"$f":"IFERROR(VLOOKUP(Q561,$B$7:$E$119,2,FALSE),\"\")","v":""},{"$f":"IFERROR(VLOOKUP(Q561,$B$7:$E$119,3,FALSE),\"\")","v":""},{"$f":"IFERROR(VLOOKUP(Q561,$B$7:$E$119,4,FALSE),\"\")","v":""},{"$f":"IF(Q561=\"\",\"\",1)","v":""},null,null,"","","","",""]
[null,null,null,null,null,null,null,null,null,null,null,null,null,null,null,null,null,null,null,null,null,null,null,"","","","",""]
[null,null,null,null,null,null,null,null,null,null,null,null,null,null,null,null,null,null,null,null,null,null,null,"","","","",""]
[null,null,null,null,null,null,null,null,null,null,null,"Appoint électrique",null,null,null,null,null,"Appoint électrique",null,null,null,null,null,"","","","",""]
[null,null,null,null,null,null,null,null,null,null,{"$f":"$B$10","v":7616643},{"$f":"IFERROR(VLOOKUP(K565,$B$7:$E$119,2,FALSE),\"\")","v":"KIT APPOINT ELECTRIQUE 9 kW GSHP 19 - 27 kW"},{"$f":"IFERROR(VLOOKUP(K565,$B$7:$E$119,3,FALSE),\"\")","v":"HZ19"},{"$f":"IFERROR(VLOOKUP(K565,$B$7:$E$119,4,FALSE),\"\")","v":776},1,null,{"$f":"$B$10","v":7616643},{"$f":"IFERROR(VLOOKUP(Q565,$B$7:$E$119,2,FALSE),\"\")","v":"KIT APPOINT ELECTRIQUE 9 kW GSHP 19 - 27 kW"},{"$f":"IFERROR(VLOOKUP(Q565,$B$7:$E$119,3,FALSE),\"\")","v":"HZ19"},{"$f":"IFERROR(VLOOKUP(Q565,$B$7:$E$119,4,FALSE),\"\")","v":776},1,null,null,"","","","",""]
[null,null,null,null,null,null,null,null,null,null,null,{"$f":"IFERROR(VLOOKUP(K566,$B$7:$E$119,2,FALSE),\"\")","v":""},{"$f":"IFERROR(VLOOKUP(K566,$B$7:$E$119,3,FALSE),\"\")","v":""},{"$f":"IFERROR(VLOOKUP(K566,$B$7:$E$119,4,FALSE),\"\")","v":""},null,null,{"$f":"$B$12","v":7618065},{"$f":"IFERROR(VLOOKUP(Q566,$B$7:$E$119,2,FALSE),\"\")","v":"KIT ECHANGEUR DE BARRAGE GSHP 19 – 27 kW"},{"$f":"IFERROR(VLOOKUP(Q566,$B$7:$E$119,3,FALSE),\"\")","v":"HZ28"},{"$f":"IFERROR(VLOOKUP(Q566,$B$7:$E$119,4,FALSE),\"\")","v":1666},1,null,null,"","","","",""]
[null,null,null,null,null,null,null,null,null,null,null,null,null,null,null,null,null,null,null,null,null,null,null,"","","","",""]
[null,null,null,null,null,null,null,null,null,null,null,{"$f":"IF($G$31=1,\"Option BEPC : préparateur ECS indépendant\",\"\")","v":"Option BEPC : préparateur ECS indépendant"},null,null,null,null,null,{"$f":"IF($G$31=1,\"Option BEPC : préparateur ECS indépendant\",\"\")","v":"Option BEPC : préparateur ECS indépendant"},null,null,null,null,null,"","","","",""]
[null,null,null,null,null,null,null,null,null,null,{"$f":"IF($G$31=1,$B$38,\"\")","v":7622063},{"$f":"IFERROR(VLOOKUP(K569,$B$7:$E$119,2,FALSE),\"\")","v":"PREPARATEUR MIXTE OBEPB 300 POUR PAC"},{"$f":"IFERROR(VLOOKUP(K569,$B$7:$E$119,3,FALSE),\"\")","v":"ER616"},{"$f":"IFERROR(VLOOKUP(K569,$B$7:$E$119,4,FALSE),\"\")","v":2247},null,null,{"$f":"IF($G$31=1,$B$38,\"\")","v":7622063},{"$f":"IFERROR(VLOOKUP(Q569,$B$7:$E$119,2,FALSE),\"\")","v":"PREPARATEUR MIXTE OBEPB 300 POUR PAC"},{"$f":"IFERROR(VLOOKUP(Q569,$B$7:$E$119,3,FALSE),\"\")","v":"ER616"},{"$f":"IFERROR(VLOOKUP(Q569,$B$7:$E$119,4,FALSE),\"\")","v":2247},null,null,null,"","","","",""]
[null,null,null,null,null,null,null,null,null,null,{"$f":"IF($G$31=1,$B$41,\"\")","v":100009229},{"$f":"IFERROR(VLOOKUP(K570,$B$7:$E$119,2,FALSE),\"\")","v":"VANNE 3 VOIES D'INVERSION POUR ECS AVEC KIT CABLAGE"},{"$f":"IFERROR(VLOOKUP(K570,$B$7:$E$119,3,FALSE),\"\")","v":"EH84"},{"$f":"IFERROR(VLOOKUP(K570,$B$7:$E$119,4,FALSE),\"\")","v":366},null,null,{"$f":"IF($G$31=1,$B$41,\"\")","v":100009229},{"$f":"IFERROR(VLOOKUP(Q570,$B$7:$E$119,2,FALSE),\"\")","v":"VANNE 3 VOIES D'INVERSION POUR ECS AVEC KIT CABLAGE"},{"$f":"IFERROR(VLOOKUP(Q570,$B$7:$E$119,3,FALSE),\"\")","v":"EH84"},{"$f":"IFERROR(VLOOKUP(Q570,$B$7:$E$119,4,FALSE),\"\")","v":366},null,null,null,"","","","",""]
[null,null,null,null,null,null,null,null,null,null,{"$f":"IF($G$31=1,$B$42,\"\")","v":89757753},{"$f":"IFERROR(VLOOKUP(K571,$B$7:$E$119,2,FALSE),\"\")","v":"ANODE ACI CORREX UP BALLON > 300 LITRES"},{"$f":"IFERROR(VLOOKUP(K571,$B$7:$E$119,3,FALSE),\"\")","v":"AJ39"},{"$f":"IFERROR(VLOOKUP(K571,$B$7:$E$119,4,FALSE),\"\")","v":428},null,null,{"$f":"IF($G$31=1,$B$42,\"\")","v":89757753},{"$f":"IFERROR(VLOOKUP(Q571,$B$7:$E$119,2,FALSE),\"\")","v":"ANODE ACI CORREX UP BALLON > 300 LITRES"},{"$f":"IFERROR(VLOOKUP(Q571,$B$7:$E$119,3,FALSE),\"\")","v":"AJ39"},{"$f":"IFERROR(VLOOKUP(Q571,$B$7:$E$119,4,FALSE),\"\")","v":428},null,null,null,"","","","",""]
[null,null,null,null,null,null,null,null,null,null,null,null,null,null,null,null,null,null,null,null,null,null,null,"","","","",""]
[null,null,null,null,null,null,null,null,null,null,null,"Accessoires de raccordement hydraulique",null,null,null,null,null,"Accessoires de raccordement hydraulique",null,null,null,null,null,"","","","",""]
[null,null,null,null,null,null,null,null,null,null,{"$f":"$B$13","v":7622431},{"$f":"IFERROR(VLOOKUP(K574,$B$7:$E$119,2,FALSE),\"\")","v":"KIT CABLAGE THERMOSTAT DE SECURITE PCBT"},{"$f":"IFERROR(VLOOKUP(K574,$B$7:$E$119,3,FALSE),\"\")","v":"HZ29"},{"$f":"IFERROR(VLOOKUP(K574,$B$7:$E$119,4,FALSE),\"\")","v":82},null,null,{"$f":"$B$13","v":7622431},{"$f":"IFERROR(VLOOKUP(Q574,$B$7:$E$119,2,FALSE),\"\")","v":"KIT CABLAGE THERMOSTAT DE SECURITE PCBT"},{"$f":"IFERROR(VLOOKUP(Q574,$B$7:$E$119,3,FALSE),\"\")","v":"HZ29"},{"$f":"IFERROR(VLOOKUP(Q574,$B$7:$E$119,4,FALSE),\"\")","v":82},null,null,null,"","","","",""]
[null,null,null,null,null,null,null,null,null,null,{"$f":"$B$14","v":7622062},"KIT POMPE WILO PARA 25/1-8 pour GSHP 19","HZ63",731,null,null,{"$f":"$B$14","v":7622062},"KIT POMPE WILO PARA 25/1-8 pour GSHP 19","HZ63",731,null,null,null,"","","","",""]
[null,null,null,null,null,null,null,null,null,null,{"$f":"$B$15","v":7610411},"KIT CIRCUIT PLANCHER CHAUFFANT ","ER604",798,null,null,{"$f":"$B$15","v":7610411},"KIT CIRCUIT PLANCHER CHAUFFANT ","ER604",798,null,null,null,"","","","",""]
[null,null,null,null,null,null,null,null,null,null,{"$f":"$B$16","v":7620436},"KIT ISOLATION MODE FROID","ER581",200,null,null,{"$f":"$B$16","v":7620436},"KIT ISOLATION MODE FROID","ER581",200,null,null,null,"","","","",""]
[null,null,null,null,null,null,null,null,null,null,{"$f":"$B$17","v":7610412},"KIT CIRCUIT RADIATEUR","ER605",525,null,null,{"$f":"$B$17","v":7610412},"KIT CIRCUIT RADIATEUR","ER605",525,null,null,null,"","","","",""]
[null,null,null,null,null,null,null,null,null,null,{"$f":"$B$18","v":7610667},"KIT DE RACCORDEMENT BALLON TAMPON - GSHP","ER606",217,null,null,{"$f":"$B$18","v":7610667},"KIT DE RACCORDEMENT BALLON TAMPON - GSHP","ER606",217,null,null,null,"","","","",""]
[null,null,null,null,null,null,null,null,null,null,{"$f":"$B$19","v":7607396},"COLIS BALLON TAMPON GSHP 200L","ER602",981,1,null,{"$f":"$B$19","v":7607396},"COLIS BALLON TAMPON GSHP 200L","ER602",981,1,null,null,"","","","",""]
[null,null,null,null,null,null,null,null,null,null,{"$f":"$B$20","v":100020045},"KIT FILTRE FERNOX TF1","EH896",288,null,null,{"$f":"$B$20","v":100020045},"KIT FILTRE FERNOX TF1","EH896",288,null,null,null,"","","","",""]
[null,null,null,null,null,null,null,null,null,null,null,"","","",null,null,null,"","","",null,null,null,"","","","",""]
[null,null,null,null,null,null,null,null,null,null,null,"","","",null,null,null,"","","",null,null,null,"","","","",""]
[null,null,null,null,null,null,null,null,null,null,null,null,"","",null,null,null,null,"","",null,null,null,"","","","",""]
[null,null,null,null,null,null,null,null,null,null,null,null,null,null,null,null,null,null,null,null,null,null,null,"","","","",""]
[null,null,null,null,null,null,null,null,null,null,{"$f":"$B$45","v":100020167},{"$f":"IFERROR(VLOOKUP(K586,$B$7:$E$119,2,FALSE),\"\")","v":"CIRCUIT DIRECT P.ELEC CLASSE A  "},{"$f":"IFERROR(VLOOKUP(K586,$B$7:$E$119,3,FALSE),\"\")","v":"EA143"},{"$f":"IFERROR(VLOOKUP(K586,$B$7:$E$119,4,FALSE),\"\")","v":720},null,null,{"$f":"$B$45","v":100020167},{"$f":"IFERROR(VLOOKUP(Q586,$B$7:$E$119,2,FALSE),\"\")","v":"CIRCUIT DIRECT P.ELEC CLASSE A  "},{"$f":"IFERROR(VLOOKUP(Q586,$B$7:$E$119,3,FALSE),\"\")","v":"EA143"},{"$f":"IFERROR(VLOOKUP(Q586,$B$7:$E$119,4,FALSE),\"\")","v":720},null,null,null,"","","","",""]
[null,null,null,null,null,null,null,null,null,null,{"$f":"$B$46","v":100020168},"CIRCUIT V3V P.ELEC","EA144",1023,null,null,{"$f":"$B$46","v":100020168},"CIRCUIT V3V P.ELEC","EA144",1023,null,null,null,{"$f":"IF($J$550=1,K587,IF($P$550=1,Q587,\"\"))","v":""},{"$f":"IF($J$550=1,L587,IF($P$550=1,R587,\"\"))","v":""},{"$f":"IF($J$550=1,M587,IF($P$550=1,S587,\"\"))","v":""},{"$f":"IF($J$550=1,N587,IF($P$550=1,T587,\"\"))","v":""},{"$f":"IF($J$550=1,O587,IF($P$550=1,U587,\"\"))","v":""}]
[null,null,null,null,null,null,null,null,null,null,{"$f":"$B$47","v":100020164},"COLLECTEUR 2/3 CIRCUITS ","EA140",382,null,null,{"$f":"$B$47","v":100020164},"COLLECTEUR 2/3 CIRCUITS ","EA140",382,null,null,null,"","","","",""]
[null,null,null,null,null,null,null,null,null,null,{"$f":"$B$48","v":100020165},"CONSOLE MUR COLLECTEUR ","EA141",48,null,null,{"$f":"$B$48","v":100020165},"CONSOLE MUR COLLECTEUR ","EA141",48,null,null,null,"","","","",""]
[null,null,null,null,null,null,null,null,null,null,{"$f":"$B$49","v":100020166},"CONSOLE MUR 1 MODULE ","EA142",129,null,null,{"$f":"$B$49","v":100020166},"CONSOLE MUR 1 MODULE ","EA142",129,null,null,null,"","","","",""]
[null,null,null,null,null,null,null,null,null,null,{"$f":"$B$50","v":89557009},"KIT DE TRANSFORMATION G/R 3/4 '' ET 1 ''","BH84",35,null,null,{"$f":"$B$50","v":89557009},"KIT DE TRANSFORMATION G/R 3/4 '' ET 1 ''","BH84",35,null,null,null,"","","","",""]
[null,null,null,null,null,null,null,null,null,null,null,"","","",null,null,null,"","","",null,null,null,"","","","",""]
[null,null,null,null,null,null,null,null,null,null,{"$f":"$B$52","v":7611489},"KIT DE LIAISON PAC-BALLON B200","ER611",297,null,null,{"$f":"$B$52","v":7611489},"KIT DE LIAISON PAC-BALLON B200","ER611",297,null,null,null,"","","","",""]
[null,null,null,null,null,null,null,null,null,null,{"$f":"$B$53","v":7611488},"KIT DE LIAISON PAC-BALLON V200","ER610",173,null,null,{"$f":"$B$53","v":7611488},"KIT DE LIAISON PAC-BALLON V200","ER610",173,null,null,null,"","","","",""]
[null,null,null,null,null,null,null,null,null,null,null,null,null,null,null,null,null,null,null,null,null,null,null,"","","","",""]
[null,null,null,null,null,null,null,null,null,null,null,{"$f":"IFERROR(VLOOKUP(K596,$B$7:$E$119,2,FALSE),\"\")","v":""},{"$f":"IFERROR(VLOOKUP(K596,$B$7:$E$119,3,FALSE),\"\")","v":""},{"$f":"IFERROR(VLOOKUP(K596,$B$7:$E$119,4,FALSE),\"\")","v":""},null,null,null,{"$f":"IFERROR(VLOOKUP(Q596,$B$7:$E$119,2,FALSE),\"\")","v":""},{"$f":"IFERROR(VLOOKUP(Q596,$B$7:$E$119,3,FALSE),\"\")","v":""},{"$f":"IFERROR(VLOOKUP(Q596,$B$7:$E$119,4,FALSE),\"\")","v":""},null,null,null,"","","","",""]
[null,null,null,null,null,null,null,null,null,null,null,{"$f":"IFERROR(VLOOKUP(K597,$B$7:$E$119,2,FALSE),\"\")","v":""},{"$f":"IFERROR(VLOOKUP(K597,$B$7:$E$119,3,FALSE),\"\")","v":""},{"$f":"IFERROR(VLOOKUP(K597,$B$7:$E$119,4,FALSE),\"\")","v":""},null,null,null,{"$f":"IFERROR(VLOOKUP(Q597,$B$7:$E$119,2,FALSE),\"\")","v":""},{"$f":"IFERROR(VLOOKUP(Q597,$B$7:$E$119,3,FALSE),\"\")","v":""},{"$f":"IFERROR(VLOOKUP(Q597,$B$7:$E$119,4,FALSE),\"\")","v":""},null,null,null,"","","","",""]
[null,null,null,null,null,null,null,null,null,null,null,null,null,null,null,null,null,null,null,null,null,null,null,"","","","",""]
[null,null,null,null,null,null,null,null,null,null,null,"Accessoires de régulation",null,null,null,null,null,"Accessoires de régulation",null,null,null,null,null,"","","","",""]
[null,null,null,null,null,null,null,null,null,null,{"$f":"+$B$23","v":100013304},{"$f":"IFERROR(VLOOKUP(K600,$B$7:$E$119,2,FALSE),\"\")","v":"COLIS OPTION V3V OE-TRONIC 4"},{"$f":"IFERROR(VLOOKUP(K600,$B$7:$E$119,3,FALSE),\"\")","v":"AD249"},{"$f":"IFERROR(VLOOKUP(K600,$B$7:$E$119,4,FALSE),\"\")","v":170},null,null,{"$f":"+$B$23","v":100013304},{"$f":"IFERROR(VLOOKUP(Q600,$B$7:$E$119,2,FALSE),\"\")","v":"COLIS OPTION V3V OE-TRONIC 4"},{"$f":"IFERROR(VLOOKUP(Q600,$B$7:$E$119,3,FALSE),\"\")","v":"AD249"},{"$f":"IFERROR(VLOOKUP(Q600,$B$7:$E$119,4,FALSE),\"\")","v":170},null,null,null,"","","","",""]
[null,null,null,null,null,null,null,null,null,null,{"$f":"+$B$24","v":100013305},"SONDE SYSTÈME ECS","AD250",49,null,null,{"$f":"+$B$24","v":100013305},"SONDE SYSTÈME ECS","AD250",49,null,null,null,"","","","",""]
[null,null,null,null,null,null,null,null,null,null,{"$f":"+$B$25","v":100013306},"SONDE EXTERIEURE RADIO ","AD251",82,null,null,{"$f":"+$B$25","v":100013306},"SONDE EXTERIEURE RADIO ","AD251",82,null,null,null,"","","","",""]
[null,null,null,null,null,null,null,null,null,null,{"$f":"+$B$26","v":100013307},"MODULE CHAUDIERE RADIO (EMETTEUR)","AD252",132,null,null,{"$f":"+$B$26","v":100013307},"MODULE CHAUDIERE RADIO (EMETTEUR)","AD252",132,null,null,null,"","","","",""]
[null,null,null,null,null,null,null,null,null,null,{"$f":"+$B$27","v":100013472},"CDE A DISTANCE RADIO RS 400R     ","AD255",256,null,null,{"$f":"+$B$27","v":100013472},"CDE A DISTANCE RADIO RS 400R     ","AD255",256,null,null,null,"","","","",""]
[null,null,null,null,null,null,null,null,null,null,{"$f":"+$B$28","v":100013477},"COMMANDE A DISTANCE RS 400","AD257",190,{"$f":"$H$18","v":1},null,{"$f":"+$B$28","v":100013477},"COMMANDE A DISTANCE RS 400","AD257",190,{"$f":"$H$18","v":1},null,null,"","","","",""]
[null,null,null,null,null,null,null,null,null,null,{"$f":"+$B$29","v":88017017},"SONDE DEPART v3v","AD199",85,null,null,{"$f":"+$B$29","v":88017017},"SONDE DEPART v3v","AD199",85,null,null,null,"","","","",""]
[null,null,null,null,null,null,null,null,null,null,{"$f":"+$B$30","v":88017851},"CABLE DE LIAISON BUS LG 12 M","AD134",118,null,null,{"$f":"+$B$30","v":88017851},"CABLE DE LIAISON BUS LG 12 M","AD134",118,null,null,null,"","","","",""]
[null,null,null,null,null,null,null,null,null,null,{"$f":"+$B$31","v":100002803},"COMMANDE A DISTANCE SIMPLIFIEE AD208","AD208",112,null,null,{"$f":"+$B$31","v":100002803},"COMMANDE A DISTANCE SIMPLIFIEE AD208","AD208",112,null,null,null,"","","","",""]
[null,null,null,null,null,null,null,null,null,null,{"$f":"+$B$32","v":100000030},"COLIS OPTION SONDE ECS","AD212",53,null,null,{"$f":"+$B$32","v":100000030},"COLIS OPTION SONDE ECS","AD212",53,null,null,null,"","","","",""]
[null,null,null,null,null,null,null,null,null,null,{"$f":"+$B$33","v":100019114},"KIT SONDE HYGRO RAFRAICHISSEMENT","HK27",233,null,null,{"$f":"+$B$33","v":100019114},"KIT SONDE HYGRO RAFRAICHISSEMENT","HK27",233,null,null,null,"","","","",""]
[null,null,null,null,null,null,null,null,null,null,{"$f":"+$B$34","v":100020294},"KIT COMPTAGE D'ENERGIE","HK29",209,null,null,{"$f":"+$B$34","v":100020294},"KIT COMPTAGE D'ENERGIE","HK29",209,null,null,null,"","","","",""]
[null,null,null,null,null,null,null,null,null,null,null,"","","",null,null,null,"","","",null,null,null,"","","","",""]
[null,null,null,null,null,null,null,null,null,null,null,"","","",null,null,null,"","","",null,null,null,"","","","",""]

{"sheet":"Offre Alezio S - ERIA ","index":24,"n_rows":491,"n_cols":30,"rows_kept":491,"cut":false,"hidden":true,"merged":[[432,9,490,9],[365,9,423,9],[298,9,356,9],[231,9,289,9],[164,9,222,9],[3,1,3,4],[51,1,51,4],[163,1,163,5],[29,9,87,9],[97,9,155,9]]}
[]
[null,null,"Composition devis ERIA (EM/ET - HM/HT)"]
[]
[null,"ACCESSOIRES ET OPTIONS ERIA EM/ET UNIQUEMENT"]
[null,null,null,{"$f":"\"\"","v":""},null,null,null,"Gamme",null,null,null,"Accessoires de régulation nécessaires pour les circuits indiqués :"]
[null,"Références","Désignation","colis","Prix",null,null,{"$f":"IF(Chiffrage!$B$18=OFFRE!$B$7,Chiffrage!$B$24,Chiffrage!$B$25)","v":"OENOVIAPAC-C MB (Monobloc)"},null,null,null,{"$f":"IF($H$18>1,CONCATENATE($H$18,\" circuits : \",$H$21),CONCATENATE($H$18,\" circuit : \",$H$21))","v":"1 circuit : Vanne"}]
["Supports","Références",null,{"$f":"\"\"","v":""}]
[{"$f":"D8","v":"EH95"},100011222,{"$f":"VLOOKUP($B8,Tarif!A:D,2,FALSE)","v":"SUPPORT MURALE & PLOTS ANTIVIBRATILES POUR  ROE-II AWHP 6-8"},{"$f":"VLOOKUP($B8,Tarif!A:D,3,FALSE)","v":"EH95"},{"$f":"VLOOKUP($B8,Tarif!A:D,4,FALSE)","v":181},null,null,"Modèle",null,null,{"$f":"IFERROR(IF(VLOOKUP($H$21,OFFRE!$O$71:$AF$76,2,FALSE)=\"Disponible d'origine\",\"\",VLOOKUP($M$8,$A$7:$E$50,2,FALSE)),\"\")","v":7683828},{"$f":"IFERROR(IF(VLOOKUP($H$21,OFFRE!$O$71:$AF$76,2,FALSE)=\"Disponible d'origine\",VLOOKUP($H$21,OFFRE!$O$71:$AF$76,8,FALSE),VLOOKUP($M$8,$A$7:$E$50,3,FALSE)),\"\")","v":"KIT CARTE REGULATION 2ND CIRCUIT"},{"$f":"IF(OR(VLOOKUP($H$21,OFFRE!$O$71:$AF$76,2,FALSE)=0,VLOOKUP($H$21,OFFRE!$O$71:$AF$76,2,FALSE)=\"Disponible d'origine\"),\"\",VLOOKUP($H$21,OFFRE!$O$71:$AF$76,2,FALSE))","v":"EH783"},{"$f":"IFERROR(IF(VLOOKUP($H$21,OFFRE!$O$71:$AF$76,2,FALSE)=\"Disponible d'origine\",\"\",VLOOKUP($M$8,$A$7:$E$50,5,FALSE)),\"\")","v":120}]
[{"$f":"D9","v":"EH250"},100018409,{"$f":"VLOOKUP($B9,Tarif!A:D,2,FALSE)","v":"SUPPORT MURAL AWHP 11à 27 kW"},{"$f":"VLOOKUP($B9,Tarif!A:D,3,FALSE)","v":"EH250"},{"$f":"VLOOKUP($B9,Tarif!A:D,4,FALSE)","v":181},null,null,{"$f":"IF(Chiffrage!$B$18=OFFRE!$B$7,Chiffrage!$G$24,Chiffrage!$G$25)","v":"OEnoviaPac-C MB 6 MR - E"},null,null,{"$f":"IFERROR(IF(VLOOKUP($H$21,OFFRE!$O$71:$AF$76,2,FALSE)=\"Disponible d'origine\",\"\",VLOOKUP($M$9,$A$7:$E$50,2,FALSE)),\"\")","v":88017017},{"$f":"IFERROR(IF(VLOOKUP($H$21,OFFRE!$O$71:$AF$76,2,FALSE)=\"Disponible d'origine\",VLOOKUP($H$21,OFFRE!$O$71:$AF$76,8,FALSE),VLOOKUP($M$9,$A$7:$E$50,3,FALSE)),\"\")","v":"SONDE DEPART v3v"},{"$f":"IF(OR(VLOOKUP($H$21,OFFRE!$O$71:$AF$76,2,FALSE)=0,VLOOKUP($H$21,OFFRE!$O$71:$AF$76,2,FALSE)=\"Disponible d'origine\"),\"\",VLOOKUP($H$21,OFFRE!$O$71:$AF$76,3,FALSE))","v":"AD199"},{"$f":"IFERROR(IF(VLOOKUP($H$21,OFFRE!$O$71:$AF$76,2,FALSE)=\"Disponible d'origine\",\"\",VLOOKUP($M$9,$A$7:$E$50,5,FALSE)),\"\")","v":85}]
[null,null,null,{"$f":"\"\"","v":""}]
[{"$f":"D11","v":"EH112"},100012533,{"$f":"VLOOKUP($B11,Tarif!A:D,2,FALSE)","v":"SUPPORT POSE AU SOL AWHP"},{"$f":"VLOOKUP($B11,Tarif!A:D,3,FALSE)","v":"EH112"},{"$f":"VLOOKUP($B11,Tarif!A:D,4,FALSE)","v":48},null,null,"Type d'appoint"]
[{"$f":"D12","v":"EH879"},7694974,{"$f":"VLOOKUP($B12,Tarif!A:D,2,FALSE)","v":"SUPPORT AU SOL CAOUTCHOUC 600MM"},{"$f":"VLOOKUP($B12,Tarif!A:D,3,FALSE)","v":"EH879"},{"$f":"VLOOKUP($B12,Tarif!A:D,4,FALSE)","v":119},null,null,{"$f":"IF(Chiffrage!$B$18=OFFRE!$B$7,Chiffrage!$J$24,Chiffrage!$J$25)","v":"Electrique"},null,"type séléction"]
[null,null,null,{"$f":"\"\"","v":""},null,null,null,null,null,{"$f":"Chiffrage!$G$111","v":"Kit complet"}]
["Liaisons frigo",null,null,{"$f":"\"\"","v":""},null,null,null,"Montage"]
[{"$f":"D15","v":"EH114"},100012535,{"$f":"VLOOKUP($B15,Tarif!A:D,2,FALSE)","v":"LIAISON FRIGORIFIQUE PE 5/8'' 3/8'' - LG 5m"},{"$f":"VLOOKUP($B15,Tarif!A:D,3,FALSE)","v":"EH114"},{"$f":"VLOOKUP($B15,Tarif!A:D,4,FALSE)","v":255},null,null,{"$f":"OFFRE!$O$23","v":"Au sol"}]
[{"$f":"D16","v":"EH115"},100012536,{"$f":"VLOOKUP($B16,Tarif!A:D,2,FALSE)","v":"LIAISON FRIGORIFIQUE PE 5/8'' 3/8'' - LG 10m"},{"$f":"VLOOKUP($B16,Tarif!A:D,3,FALSE)","v":"EH115"},{"$f":"VLOOKUP($B16,Tarif!A:D,4,FALSE)","v":456}]
[{"$f":"D17","v":"EH116"},100012537,{"$f":"VLOOKUP($B17,Tarif!A:D,2,FALSE)","v":"LIAISON FRIGORIFIQUE PE 5/8'' 3/8'' - LG 20m"},{"$f":"VLOOKUP($B17,Tarif!A:D,3,FALSE)","v":"EH116"},{"$f":"VLOOKUP($B17,Tarif!A:D,4,FALSE)","v":823},null,null,"nb circuit"]
[{"$f":"D18","v":"EH142"},100015476,{"$f":"VLOOKUP($B18,Tarif!A:D,2,FALSE)","v":"LIAISON FRIGORIFIQUE PE 1/2\" 1/4\" - LG 10 m"},{"$f":"VLOOKUP($B18,Tarif!A:D,3,FALSE)","v":"EH142"},{"$f":"VLOOKUP($B18,Tarif!A:D,4,FALSE)","v":255},null,null,{"$f":"OFFRE!$N$23","v":1}]
[null,null,null,{"$f":"\"\"","v":""},null,null,null,null,null,null,null,"Relève électrique",null,null,null,null,null,"Relève hydraulique"]
["BT",null,null,{"$f":"\"\"","v":""},null,null,null,"type circuit"]
[{"$f":"D21","v":"EH85"},100008841,{"$f":"VLOOKUP($B21,Tarif!A:D,2,FALSE)","v":"BALLON TAMPON 80L B 80 T"},{"$f":"VLOOKUP($B21,Tarif!A:D,3,FALSE)","v":"EH85"},{"$f":"VLOOKUP($B21,Tarif!A:D,4,FALSE)","v":572},null,null,{"$f":"OFFRE!$N$26","v":"Vanne"}]
[{"$f":"D22","v":"EH60"},100004415,{"$f":"VLOOKUP($B22,Tarif!A:D,2,FALSE)","v":"BALLON TAMPON 160L B 150 T"},{"$f":"VLOOKUP($B22,Tarif!A:D,3,FALSE)","v":"EH60"},{"$f":"VLOOKUP($B22,Tarif!A:D,4,FALSE)","v":857}]
[null,null,null,{"$f":"\"\"","v":""},null,null,null,"ECS par PAC"]
[{"$f":"D24","v":"EH896"},100020045,{"$f":"VLOOKUP($B24,Tarif!A:D,2,FALSE)","v":"KIT FILTRE FERNOX TF1"},{"$f":"VLOOKUP($B24,Tarif!A:D,3,FALSE)","v":"EH896"},{"$f":"VLOOKUP($B24,Tarif!A:D,4,FALSE)","v":288},null,null,{"$f":"OFFRE!$N$29","v":"NON"},null,null,null,null,null,null,null,null,null,null,null,null,"Qté devis type"]
["AD140",88017859,{"$f":"VLOOKUP($B25,Tarif!A:D,2,FALSE)","v":"THERMOSTAT D'AMBIANCE NON PROGRAMMABLE"},{"$f":"VLOOKUP($B25,Tarif!A:D,3,FALSE)","v":"AD140"},{"$f":"VLOOKUP($B25,Tarif!A:D,4,FALSE)","v":54},null,null,null,null,{"$f":"IF($H$9=OFFRE!$C$55,1,0)","v":0},{"$f":"OFFRE!$C$55","v":"OENOVIAPAC-C FIRST  4,5 kW MONO - E"},null,null,null,null,{"$f":"IF($H$9=OFFRE!$D$55,1,0)","v":0},{"$f":"$K25","v":"OENOVIAPAC-C FIRST  4,5 kW MONO - E"}]
["AD191",88017904,{"$f":"VLOOKUP($B26,Tarif!A:D,2,FALSE)","v":"THERMOSTAT AMBIANCE PROGRAMMABLE (FILAIRE)"},{"$f":"VLOOKUP($B26,Tarif!A:D,3,FALSE)","v":"AD191"},{"$f":"VLOOKUP($B26,Tarif!A:D,4,FALSE)","v":176},null,null,"Mode froid",null,"Appoint",{"$f":"OFFRE!$F$7","v":"Electrique"},null,null,null,null,null,{"$f":"OFFRE!$F$6","v":"Hydraulique par chaudière"}]
["AD192",88017010,{"$f":"VLOOKUP($B27,Tarif!A:D,2,FALSE)","v":"THERMOSTAT D'AMBIANCE PROGRAMMABLE (SANS FILS)"},{"$f":"VLOOKUP($B27,Tarif!A:D,3,FALSE)","v":"AD192"},{"$f":"VLOOKUP($B27,Tarif!A:D,4,FALSE)","v":308},null,null,{"$f":"OFFRE!$N$35","v":""},null,null,null,null,null,null,null,null,0]
["AD320",7684433,{"$f":"VLOOKUP($B28,Tarif!A:D,2,FALSE)","v":"OETROSMART OT "},{"$f":"VLOOKUP($B28,Tarif!A:D,3,FALSE)","v":"AD320"},{"$f":"VLOOKUP($B28,Tarif!A:D,4,FALSE)","v":269},null,"= Nouveauté avril 2020 (chgmt de ref)",null,null,null,null,null,null,null,null,null,{"$f":"OFFRE!$H$17","v":"Murale"}]
["EH145",100015479,{"$f":"VLOOKUP($B29,Tarif!A:D,2,FALSE)","v":"VANNE INVERSION CHAUFF/SANITAIRE + SONDE ECS"},{"$f":"VLOOKUP($B29,Tarif!A:D,3,FALSE)","v":"EH145"},{"$f":"VLOOKUP($B29,Tarif!A:D,4,FALSE)","v":367},null,"= Nouveauté régul avril 2020",null,null,null,null,null,null,null,null,null,{"$f":"OFFRE!$D$6","v":"OUI"},null,null,null,null,null,null,null,null,"Si 4,5 MR choisi"]
["EH149",100015468,{"$f":"VLOOKUP($B30,Tarif!A:D,2,FALSE)","v":"KIT RAC HYDRAULIQUE PAC - BALLON ECS"},{"$f":"VLOOKUP($B30,Tarif!A:D,3,FALSE)","v":"EH149"},{"$f":"VLOOKUP($B30,Tarif!A:D,4,FALSE)","v":109},null,null,null,null,"4,5 MR",null,{"$f":"IF($J$13=OFFRE!$H$23,\"Kit complet : PAC + accessoires\",\"\")","v":"Kit complet : PAC + accessoires"},null,null,null,null,null,{"$f":"IF($J$13=OFFRE!$H$23,\"Kit complet : PAC + accessoires\",\"\")","v":"Kit complet : PAC + accessoires"},null,null,null,null,null,null,{"$f":"IF($AA39=\"\",0,1)","v":0},{"$f":"IF($J$25=1,K30,IF($P$25=1,Q30,\"\"))","v":""},{"$f":"IF($J$25=1,L30,IF($P$25=1,R30,\"\"))","v":""},{"$f":"IF($J$25=1,M30,IF($P$25=1,S30,\"\"))","v":""},{"$f":"IF($J$25=1,N30,IF($P$25=1,T30,\"\"))","v":""},{"$f":"IF($J$25=1,O30,IF($P$25=1,U30,\"\"))","v":""}]
["HK152",7746307,{"$f":"VLOOKUP($B31,Tarif!A:D,2,FALSE)","v":"KIT HYDRAULIQUE 2ND CIRCUIT V3V EXTERNE"},{"$f":"VLOOKUP($B31,Tarif!A:D,3,FALSE)","v":"HK152"},{"$f":"VLOOKUP($B31,Tarif!A:D,4,FALSE)","v":440},null,null,null,null,null,{"$f":"IF($J$13=OFFRE!$H$23,IF($H$27=OFFRE!$F$18,'Offre Alezio S - ERIA '!$B$84,'Offre Alezio S - ERIA '!$B$93),\"\")","v":7670763},{"$f":"IFERROR(VLOOKUP(K31,$B$7:$E$162,2,FALSE),\"\")","v":""},{"$f":"IFERROR(VLOOKUP(K31,$B$7:$E$162,3,FALSE),\"\")","v":"-"},{"$f":"IFERROR(VLOOKUP(K31,$B$7:$E$162,4,FALSE),\"\")","v":""},{"$f":"IF(K31=\"\",\"\",1)","v":1},null,{"$f":"IF($J$13=OFFRE!$H$23,IF($H$27=OFFRE!$F$18,'Offre Alezio S - ERIA '!$B$102,'Offre Alezio S - ERIA '!$B$111),\"\")","v":7670761},{"$f":"IFERROR(VLOOKUP(Q31,$B$7:$E$162,2,FALSE),\"\")","v":""},{"$f":"IFERROR(VLOOKUP(Q31,$B$7:$E$162,3,FALSE),\"\")","v":"-"},{"$f":"IFERROR(VLOOKUP(Q31,$B$7:$E$162,4,FALSE),\"\")","v":""},{"$f":"IF(Q31=\"\",\"\",1)","v":1},null,null,null,null,{"$f":"IF($J$25=1,K31,IF($P$25=1,Q31,\"\"))","v":""},{"$f":"IF($J$25=1,L31,IF($P$25=1,R31,\"\"))","v":""},{"$f":"IF($J$25=1,M31,IF($P$25=1,S31,\"\"))","v":""},{"$f":"IF($J$25=1,N31,IF($P$25=1,T31,\"\"))","v":""},{"$f":"IF($J$25=1,O31,IF($P$25=1,U31,\"\"))","v":""}]
["HA255",7624902,{"$f":"VLOOKUP($B32,Tarif!A:D,2,FALSE)","v":"KIT CABLAGE PLANCHER CHAUFFANT DIRECT"},{"$f":"VLOOKUP($B32,Tarif!A:D,3,FALSE)","v":"HA255"},{"$f":"VLOOKUP($B32,Tarif!A:D,4,FALSE)","v":40},null,null,null,null,null,null,null,{"$f":"IFERROR(VLOOKUP(K32,$B$7:$E$162,3,FALSE),\"\")","v":""},{"$f":"IFERROR(VLOOKUP(K32,$B$7:$E$162,4,FALSE),\"\")","v":""},null,null,null,null,{"$f":"IFERROR(VLOOKUP(Q32,$B$7:$E$162,3,FALSE),\"\")","v":""},{"$f":"IFERROR(VLOOKUP(Q32,$B$7:$E$162,4,FALSE),\"\")","v":""},null,null,null,null,null,"","","","",""]
["HK27",100019114,{"$f":"VLOOKUP($B33,Tarif!A:D,2,FALSE)","v":"KIT SONDE HYGRO RAFRAICHISSEMENT"},{"$f":"VLOOKUP($B33,Tarif!A:D,3,FALSE)","v":"HK27"},{"$f":"VLOOKUP($B33,Tarif!A:D,4,FALSE)","v":233},null,null,null,null,null,null,{"$f":"IF($J$13=OFFRE!$H$24,\"Sélection personnalisée\",\"\")","v":""},"","",null,null,null,{"$f":"IF($J$13=OFFRE!$H$24,\"Sélection personnalisée\",\"\")","v":""},"","",null,null,null,null,null,"","","","",""]
[null,null,null,null,null,null,null,null,null,null,{"$f":"IF($J$13=OFFRE!$H$24,IF($H$27=OFFRE!$F$18,'Offre Alezio S - ERIA '!$B$69,'Offre Alezio S - ERIA '!$B$73),\"\")","v":""},{"$f":"IFERROR(VLOOKUP(K34,$B$7:$E$162,2,FALSE),\"\")","v":""},"","",{"$f":"IF(K34=\"\",\"\",1)","v":""},null,{"$f":"IF($J$13=OFFRE!$H$24,IF($H$27=OFFRE!$F$18,'Offre Alezio S - ERIA '!$B$77,'Offre Alezio S - ERIA '!$B$80),\"\")","v":""},{"$f":"IFERROR(VLOOKUP(Q34,$B$7:$E$162,2,FALSE),\"\")","v":""},"","",{"$f":"IF(Q34=\"\",\"\",1)","v":""},null,null,null,null,"","","","",""]
["ECS",null,null,null,null,null,null,null,null,null,{"$f":"IF($J$13=OFFRE!$H$24,$B$55,\"\")","v":""},{"$f":"IFERROR(VLOOKUP(K35,$B$7:$E$162,2,FALSE),\"\")","v":""},"","",{"$f":"IF(K35=\"\",\"\",1)","v":""},null,{"$f":"IF($J$13=OFFRE!$H$24,$B$56,\"\")","v":""},{"$f":"IFERROR(VLOOKUP(Q35,$B$7:$E$162,2,FALSE),\"\")","v":""},"","",{"$f":"IF(Q35=\"\",\"\",1)","v":""},null,null,null,null,"","","","",""]
[{"$f":"D36","v":"EH784"},7685541,{"$f":"VLOOKUP($B36,Tarif!A:D,2,FALSE)","v":"VANNE D'INVERSION CHAUFFAGE-SANITAIRE+SONDE ECS "},{"$f":"VLOOKUP($B36,Tarif!A:D,3,FALSE)","v":"EH784"},{"$f":"VLOOKUP($B36,Tarif!A:D,4,FALSE)","v":358},null,null,null,null,null,{"$f":"IF($J$13=OFFRE!$H$24,$B$64,\"\")","v":""},{"$f":"IFERROR(VLOOKUP(K36,$B$7:$E$162,2,FALSE),\"\")","v":""},"","",{"$f":"IF(K36=\"\",\"\",1)","v":""},null,{"$f":"IF($J$13=OFFRE!$H$24,$B$64,\"\")","v":""},{"$f":"IFERROR(VLOOKUP(Q36,$B$7:$E$162,2,FALSE),\"\")","v":""},"","",{"$f":"IF(Q36=\"\",\"\",1)","v":""},null,null,null,null,"","","","",""]
[{"$f":"D37","v":"EH149"},100015468,{"$f":"VLOOKUP($B37,Tarif!A:D,2,FALSE)","v":"KIT RAC HYDRAULIQUE PAC - BALLON ECS"},{"$f":"VLOOKUP($B37,Tarif!A:D,3,FALSE)","v":"EH149"},{"$f":"VLOOKUP($B37,Tarif!A:D,4,FALSE)","v":109},null,null,null,null,null,null,null,"","",null,null,null,null,"","",null,null,null,null,null,"","","","",""]
[{"$f":"D38","v":"EC614"},100018187,{"$f":"VLOOKUP($B38,Tarif!A:D,2,FALSE)","v":"PREPARATEUR VERTICAL OBLC 150"},{"$f":"VLOOKUP($B38,Tarif!A:D,3,FALSE)","v":"EC614"},{"$f":"VLOOKUP($B38,Tarif!A:D,4,FALSE)","v":1252},null,null,null,null,null,null,null,"","",null,null,null,null,"","",null,null,null,null,null,"","","","",""]
[{"$f":"D39","v":"EC615"},100018188,{"$f":"VLOOKUP($B39,Tarif!A:D,2,FALSE)","v":"PREPARATEUR VERTICAL OBLC 200"},{"$f":"VLOOKUP($B39,Tarif!A:D,3,FALSE)","v":"EC615"},{"$f":"VLOOKUP($B39,Tarif!A:D,4,FALSE)","v":1437},null,null,null,null,null,null,"Accessoires de mise en œuvre",null,null,null,null,null,"Accessoires de mise en œuvre",null,null,null,null,null,null,null,"","","","",""]
[{"$f":"D40","v":"EC616"},100018189,{"$f":"VLOOKUP($B40,Tarif!A:D,2,FALSE)","v":"PREPARATEUR VERTICAL OBLC 300"},{"$f":"VLOOKUP($B40,Tarif!A:D,3,FALSE)","v":"EC616"},{"$f":"VLOOKUP($B40,Tarif!A:D,4,FALSE)","v":1767},null,null,null,null,null,{"$f":"IF($H$15=OFFRE!$H$16,'Offre Alezio S - ERIA '!$B$12,'Offre Alezio S - ERIA '!$B$8)","v":7694974},{"$f":"IFERROR(VLOOKUP(K40,$B$7:$E$124,2,FALSE),\"\")","v":"SUPPORT AU SOL CAOUTCHOUC 600MM"},{"$f":"IFERROR(VLOOKUP(K40,$B$7:$E$124,3,FALSE),\"\")","v":"EH879"},{"$f":"IFERROR(VLOOKUP(K40,$B$7:$E$124,4,FALSE),\"\")","v":119},1,null,{"$f":"IF($H$15=OFFRE!$H$16,'Offre Alezio S - ERIA '!$B$12,'Offre Alezio S - ERIA '!$B$8)","v":7694974},{"$f":"IFERROR(VLOOKUP(Q40,$B$7:$E$124,2,FALSE),\"\")","v":"SUPPORT AU SOL CAOUTCHOUC 600MM"},{"$f":"IFERROR(VLOOKUP(Q40,$B$7:$E$124,3,FALSE),\"\")","v":"EH879"},{"$f":"IFERROR(VLOOKUP(Q40,$B$7:$E$124,4,FALSE),\"\")","v":119},1,null,null,null,null,"","","","",""]
[null,null,null,null,null,null,null,null,null,null,null,{"$f":"IFERROR(VLOOKUP(K41,$B$7:$E$124,2,FALSE),\"\")","v":""},{"$f":"IFERROR(VLOOKUP(K41,$B$7:$E$124,3,FALSE),\"\")","v":""},{"$f":"IFERROR(VLOOKUP(K41,$B$7:$E$124,4,FALSE),\"\")","v":""},1,null,null,{"$f":"IFERROR(VLOOKUP(Q41,$B$7:$E$124,2,FALSE),\"\")","v":""},{"$f":"IFERROR(VLOOKUP(Q41,$B$7:$E$124,3,FALSE),\"\")","v":""},{"$f":"IFERROR(VLOOKUP(Q41,$B$7:$E$124,4,FALSE),\"\")","v":""},1,null,null,null,null,"","","","",""]
[null,null,null,null,null,null,null,null,null,null,null,null,null,null,null,null,null,null,null,null,null,null,null,null,null,"","","","",""]
[{"$f":"D43","v":"EA145"},100020169,{"$f":"VLOOKUP($B43,Tarif!A:D,2,FALSE)","v":"MODULE HYDR COMPACT 2 CIRCUITS HEE"},{"$f":"VLOOKUP($B43,Tarif!A:D,3,FALSE)","v":"EA145"},{"$f":"VLOOKUP($B43,Tarif!A:D,4,FALSE)","v":1281},null,null,null,null,null,null,"Liaison frigorifique",null,null,null,null,null,"Liaison frigorifique",null,null,null,null,null,null,null,"","","","",""]
[null,null,null,null,null,null,null,null,null,null,{"$f":"$B$18","v":100015476},{"$f":"IFERROR(VLOOKUP(K44,$B$7:$E$124,2,FALSE),\"\")","v":"LIAISON FRIGORIFIQUE PE 1/2\" 1/4\" - LG 10 m"},{"$f":"IFERROR(VLOOKUP(K44,$B$7:$E$124,3,FALSE),\"\")","v":"EH142"},{"$f":"IFERROR(VLOOKUP(K44,$B$7:$E$124,4,FALSE),\"\")","v":255},1,null,{"$f":"$B$18","v":100015476},{"$f":"IFERROR(VLOOKUP(Q44,$B$7:$E$124,2,FALSE),\"\")","v":"LIAISON FRIGORIFIQUE PE 1/2\" 1/4\" - LG 10 m"},{"$f":"IFERROR(VLOOKUP(Q44,$B$7:$E$124,3,FALSE),\"\")","v":"EH142"},{"$f":"IFERROR(VLOOKUP(Q44,$B$7:$E$124,4,FALSE),\"\")","v":255},1,null,null,null,null,"","","","",""]
[{"$f":"D45","v":"HK150"},7746242,{"$f":"VLOOKUP($B45,Tarif!A:D,2,FALSE)","v":"SOUPAPE DIFFERENTIELLE "},{"$f":"VLOOKUP($B45,Tarif!A:D,3,FALSE)","v":"HK150"},{"$f":"VLOOKUP($B45,Tarif!A:D,4,FALSE)","v":59},null,null,null,null,null,null,null,null,null,null,null,null,null,null,null,null,null,null,null,null,"","","","",""]
[{"$f":"D46","v":" HK147"},7746197,{"$f":"VLOOKUP($B46,Tarif!A:D,2,FALSE)","v":"BOUTEILLE DE DECOUPLAGE 25L"},{"$f":"VLOOKUP($B46,Tarif!A:D,3,FALSE)","v":" HK147"},{"$f":"VLOOKUP($B46,Tarif!A:D,4,FALSE)","v":362},null,null,null,null,null,null,null,null,null,null,null,null,null,null,null,null,null,null,null,null,"","","","",""]
[{"$f":"D47","v":"EH572"},7636899,{"$f":"VLOOKUP($B47,Tarif!A:D,2,FALSE)","v":"KIT SILENCIEUX MODULE EXTERIEUR"},{"$f":"VLOOKUP($B47,Tarif!A:D,3,FALSE)","v":"EH572"},{"$f":"VLOOKUP($B47,Tarif!A:D,4,FALSE)","v":66},null,null,null,null,null,null,null,null,null,null,null,null,null,null,null,null,null,null,null,null,"","","","",""]
["EH783",7683828,{"$f":"VLOOKUP($B48,Tarif!A:D,2,FALSE)","v":"KIT CARTE REGULATION 2ND CIRCUIT"},{"$f":"VLOOKUP($B48,Tarif!A:D,3,FALSE)","v":"EH783"},{"$f":"VLOOKUP($B48,Tarif!A:D,4,FALSE)","v":120},null,null,null,null,null,null,"Accessoires de raccordement hydraulique",null,null,null,null,null,"Accessoires de raccordement hydraulique",null,null,null,null,null,null,null,"","","","",""]
["HZ64",7622433,{"$f":"VLOOKUP($B49,Tarif!A:D,2,FALSE)","v":"KIT SONDE CONDENSATION (0-10V)"},{"$f":"VLOOKUP($B49,Tarif!A:D,3,FALSE)","v":"HZ64"},{"$f":"VLOOKUP($B49,Tarif!A:D,4,FALSE)","v":420},null,null,null,null,null,{"$f":"$B$21","v":100008841},{"$f":"IFERROR(VLOOKUP(K49,$B$7:$E$124,2,FALSE),\"\")","v":"BALLON TAMPON 80L B 80 T"},{"$f":"IFERROR(VLOOKUP(K49,$B$7:$E$124,3,FALSE),\"\")","v":"EH85"},{"$f":"IFERROR(VLOOKUP(K49,$B$7:$E$124,4,FALSE),\"\")","v":572},1,null,{"$f":"$B$21","v":100008841},{"$f":"IFERROR(VLOOKUP(Q49,$B$7:$E$124,2,FALSE),\"\")","v":"BALLON TAMPON 80L B 80 T"},{"$f":"IFERROR(VLOOKUP(Q49,$B$7:$E$124,3,FALSE),\"\")","v":"EH85"},{"$f":"IFERROR(VLOOKUP(Q49,$B$7:$E$124,4,FALSE),\"\")","v":572},1,null,null,null,null,"","","","",""]
["AD199",88017017,{"$f":"VLOOKUP($B50,Tarif!A:D,2,FALSE)","v":"SONDE DEPART v3v"},{"$f":"VLOOKUP($B50,Tarif!A:D,3,FALSE)","v":"AD199"},{"$f":"VLOOKUP($B50,Tarif!A:D,4,FALSE)","v":85},null,null,null,null,null,{"$f":"$B$22","v":100004415},{"$f":"IFERROR(VLOOKUP(K50,$B$7:$E$124,2,FALSE),\"\")","v":"BALLON TAMPON 160L B 150 T"},{"$f":"IFERROR(VLOOKUP(K50,$B$7:$E$124,3,FALSE),\"\")","v":"EH60"},{"$f":"IFERROR(VLOOKUP(K50,$B$7:$E$124,4,FALSE),\"\")","v":857},null,null,{"$f":"$B$22","v":100004415},{"$f":"IFERROR(VLOOKUP(Q50,$B$7:$E$124,2,FALSE),\"\")","v":"BALLON TAMPON 160L B 150 T"},{"$f":"IFERROR(VLOOKUP(Q50,$B$7:$E$124,3,FALSE),\"\")","v":"EH60"},{"$f":"IFERROR(VLOOKUP(Q50,$B$7:$E$124,4,FALSE),\"\")","v":857},null,null,null,null,null,"","","","",""]
[null,null,null,{"$f":"\"\"","v":""},null,null,null,null,null,null,{"$f":"$B$24","v":100020045},"KIT FILTRE FERNOX TF1","EH896",288,1,null,{"$f":"$B$24","v":100020045},"KIT FILTRE FERNOX TF1","EH896",288,1,null,null,null,null,"","","","",""]
[null,"ERIA PAC/Unité int.-ext.",null,null,null,null,null,null,null,null,{"$f":"$B$45","v":7746242},"SOUPAPE DIFFERENTIELLE ","HK150",59,1,null,{"$f":"$B$45","v":7746242},"SOUPAPE DIFFERENTIELLE ","HK150",59,1,null,null,null,null,"","","","",""]
[null,null,null,{"$f":"\"\"","v":""},null,null,null,null,null,null,{"$f":"$B$46","v":7746197},"BOUTEILLE DE DECOUPLAGE 25L"," HK147",362,1,null,{"$f":"$B$46","v":7746197},"BOUTEILLE DE DECOUPLAGE 25L"," HK147",362,1,null,null,null,null,"","","","",""]
[null,"unité ext.",null,{"$f":"\"\"","v":""},null,null,null,null,null,null,null,"","","",null,null,null,"","","",null,null,null,null,null,"","","","",""]
[{"$f":"D55","v":"EH616"},7656794,{"$f":"VLOOKUP($B55,Tarif!A:D,2,FALSE)","v":"AWHP 4.5 MR"},{"$f":"VLOOKUP($B55,Tarif!A:D,3,FALSE)","v":"EH616"},{"$f":"VLOOKUP($B55,Tarif!A:D,4,FALSE)","v":1963},null,null,null,null,null,null,"","","",null,null,null,"","","",null,null,null,null,null,"","","","",""]
["EH672",7668016,{"$f":"VLOOKUP($B56,Tarif!A:D,2,FALSE)","v":"AWHP 6 MR-3"},{"$f":"VLOOKUP($B56,Tarif!A:D,3,FALSE)","v":"EH672"},{"$f":"VLOOKUP($B56,Tarif!A:D,4,FALSE)","v":2366},null,null,null,null,null,null,"","","",null,null,null,"","","",null,null,null,null,null,"","","","",""]
["EH381",7609926,{"$f":"VLOOKUP($B57,Tarif!A:D,2,FALSE)","v":"AWHP 8 MR-2 "},{"$f":"VLOOKUP($B57,Tarif!A:D,3,FALSE)","v":"EH381"},{"$f":"VLOOKUP($B57,Tarif!A:D,4,FALSE)","v":3170},null,null,null,null,null,null,"","","",null,null,null,"","","",null,null,null,null,null,"","","","",""]
["EH382",7609927,{"$f":"VLOOKUP($B58,Tarif!A:D,2,FALSE)","v":"AWHP 11 MR-2 "},{"$f":"VLOOKUP($B58,Tarif!A:D,3,FALSE)","v":"EH382"},{"$f":"VLOOKUP($B58,Tarif!A:D,4,FALSE)","v":4335},null,null,null,null,null,null,"","","",null,null,null,"","","",null,null,null,null,null,"","","","",""]
["EH383",7609928,{"$f":"VLOOKUP($B59,Tarif!A:D,2,FALSE)","v":"AWHP 11 TR-2 "},{"$f":"VLOOKUP($B59,Tarif!A:D,3,FALSE)","v":"EH383"},{"$f":"VLOOKUP($B59,Tarif!A:D,4,FALSE)","v":4666},null,null,null,null,null,null,null,null,null,null,null,null,null,null,null,null,null,null,null,null,"","","","",""]
["EH384",7609929,{"$f":"VLOOKUP($B60,Tarif!A:D,2,FALSE)","v":"AWHP 16 MR-2 "},{"$f":"VLOOKUP($B60,Tarif!A:D,3,FALSE)","v":"EH384"},{"$f":"VLOOKUP($B60,Tarif!A:D,4,FALSE)","v":5476},null,null,null,null,null,null,{"$f":"IF($H$24=OFFRE!$D$6,\"Accessoires de production Eau Chaude Sanitaire\",\"\")","v":""},null,null,null,null,null,{"$f":"IF($H$24=OFFRE!$D$6,\"Accessoires de production Eau Chaude Sanitaire\",\"\")","v":""},null,null,null,null,null,null,null,"","","","",""]
["EH385",7609930,{"$f":"VLOOKUP($B61,Tarif!A:D,2,FALSE)","v":"AWHP 16 TR-2 "},{"$f":"VLOOKUP($B61,Tarif!A:D,3,FALSE)","v":"EH385"},{"$f":"VLOOKUP($B61,Tarif!A:D,4,FALSE)","v":5922},null,null,null,null,null,{"$f":"IF($H$24=OFFRE!$D$6,$B$36,\"\")","v":""},{"$f":"IFERROR(VLOOKUP(K61,$B$7:$E$124,2,FALSE),\"\")","v":""},{"$f":"IFERROR(VLOOKUP(K61,$B$7:$E$124,3,FALSE),\"\")","v":""},{"$f":"IFERROR(VLOOKUP(K61,$B$7:$E$124,4,FALSE),\"\")","v":""},null,null,{"$f":"IF($H$24=OFFRE!$D$6,$B$36,\"\")","v":""},{"$f":"IFERROR(VLOOKUP(Q61,$B$7:$E$124,2,FALSE),\"\")","v":""},{"$f":"IFERROR(VLOOKUP(Q61,$B$7:$E$124,3,FALSE),\"\")","v":""},{"$f":"IFERROR(VLOOKUP(Q61,$B$7:$E$124,4,FALSE),\"\")","v":""},null,null,null,null,null,"","","","",""]
["",null,null,{"$f":"\"\"","v":""},null,null,null,null,null,null,{"$f":"IF($H$24=OFFRE!$D$6,$B$37,\"\")","v":""},"",{"$f":"IFERROR(VLOOKUP(K62,$B$7:$E$124,3,FALSE),\"\")","v":""},{"$f":"IFERROR(VLOOKUP(K62,$B$7:$E$124,4,FALSE),\"\")","v":""},null,null,{"$f":"IF($H$24=OFFRE!$D$6,$B$37,\"\")","v":""},"",{"$f":"IFERROR(VLOOKUP(Q62,$B$7:$E$124,3,FALSE),\"\")","v":""},{"$f":"IFERROR(VLOOKUP(Q62,$B$7:$E$124,4,FALSE),\"\")","v":""},null,null,null,null,null,"","","","",""]
["","Adaptateur frigo",null,{"$f":"\"\"","v":""},null,null,null,null,null,null,{"$f":"IF($H$24=OFFRE!$D$6,$B$38,\"\")","v":""},"","","",null,null,{"$f":"IF($H$24=OFFRE!$D$6,$B$38,\"\")","v":""},"","","",null,null,null,null,null,"","","","",""]
["EH146",100015480,{"$f":"VLOOKUP($B64,Tarif!A:D,2,FALSE)","v":"RACCORD D'ADAPTATION FRIGO POUR 4 kW ET 6 kW"},{"$f":"VLOOKUP($B64,Tarif!A:D,3,FALSE)","v":"EH146"},{"$f":"VLOOKUP($B64,Tarif!A:D,4,FALSE)","v":64},null,null,null,null,null,{"$f":"IF($H$24=OFFRE!$D$6,$B$39,\"\")","v":""},"","","",null,null,{"$f":"IF($H$24=OFFRE!$D$6,$B$39,\"\")","v":""},"","","",null,null,null,null,null,"","","","",""]
["",null,null,{"$f":"\"\"","v":""},null,null,null,null,null,null,{"$f":"IF($H$24=OFFRE!$D$6,$B$40,\"\")","v":""},"","","",null,null,{"$f":"IF($H$24=OFFRE!$D$6,$B$40,\"\")","v":""},"","","",null,null,null,null,null,"","","","",""]
["",null,null,{"$f":"\"\"","v":""},null,null,null,null,null,null,null,"","","",null,null,null,"","","",null,null,null,null,null,"","","","",""]
["","unité int",null,{"$f":"\"\"","v":""},null,null,null,null,null,null,null,"","","",null,null,null,"","","",null,null,null,null,null,"","","","",""]
["","MIV 3 E",null,{"$f":"\"\"","v":""},null,null,null,null,null,null,null,"","","",null,null,null,"","","",null,null,null,null,null,"","","","",""]
["EH740",7683548,{"$f":"VLOOKUP($B69,Tarif!A:D,2,FALSE)","v":"MHC /EM 4-8 "},{"$f":"VLOOKUP($B69,Tarif!A:D,3,FALSE)","v":"EH740"},{"$f":"VLOOKUP($B69,Tarif!A:D,4,FALSE)","v":2162},null,null,null,null,null,null,null,null,null,null,null,null,null,null,null,null,null,null,null,null,"","","","",""]
["EH741",7683549,{"$f":"VLOOKUP($B70,Tarif!A:D,2,FALSE)","v":"MHC /EM 11-16 "},{"$f":"VLOOKUP($B70,Tarif!A:D,3,FALSE)","v":"EH741"},{"$f":"VLOOKUP($B70,Tarif!A:D,4,FALSE)","v":2543},null,null,null,null,null,null,{"$f":"IF($H$27=OFFRE!$F$17,\"Kit de fonction réversible\",\"\")","v":""},null,null,null,null,null,{"$f":"IF($H$27=OFFRE!$F$17,\"Kit de fonction réversible\",\"\")","v":""},null,null,null,null,null,null,null,"","","","",""]
["EH742",7683550,{"$f":"VLOOKUP($B71,Tarif!A:D,2,FALSE)","v":"MHC /ET 11-16 "},{"$f":"VLOOKUP($B71,Tarif!A:D,3,FALSE)","v":"EH742"},{"$f":"VLOOKUP($B71,Tarif!A:D,4,FALSE)","v":2543},null,null,null,null,null,null,{"$f":"IF($H$27=OFFRE!$F$17,\"Intégré dans le colis PAC\",\"\")","v":""},{"$f":"IFERROR(VLOOKUP(K71,$B$7:$E$124,3,FALSE),\"\")","v":""},{"$f":"IFERROR(VLOOKUP(K71,$B$7:$E$124,4,FALSE),\"\")","v":""},null,null,null,{"$f":"IF($H$27=OFFRE!$F$17,\"Intégré dans le colis PAC\",\"\")","v":""},{"$f":"IFERROR(VLOOKUP(Q71,$B$7:$E$124,3,FALSE),\"\")","v":""},{"$f":"IFERROR(VLOOKUP(Q71,$B$7:$E$124,4,FALSE),\"\")","v":""},null,null,null,null,null,"","","","",""]
["","MIV 3 EI",null,{"$f":"\"\"","v":""},null,null,null,null,null,null,null,{"$f":"IFERROR(VLOOKUP(K72,$B$7:$E$124,2,FALSE),\"\")","v":""},{"$f":"IFERROR(VLOOKUP(K72,$B$7:$E$124,3,FALSE),\"\")","v":""},{"$f":"IFERROR(VLOOKUP(K72,$B$7:$E$124,4,FALSE),\"\")","v":""},null,null,null,{"$f":"IFERROR(VLOOKUP(Q72,$B$7:$E$124,2,FALSE),\"\")","v":""},{"$f":"IFERROR(VLOOKUP(Q72,$B$7:$E$124,3,FALSE),\"\")","v":""},{"$f":"IFERROR(VLOOKUP(Q72,$B$7:$E$124,4,FALSE),\"\")","v":""},null,null,null,null,null,"","","","",""]
[{"$error":"#N/A"},7609953,{"$f":"VLOOKUP($B73,Tarif!A:D,2,FALSE)","v":{"$error":"#N/A"}},{"$f":"VLOOKUP($B73,Tarif!A:D,3,FALSE)","v":{"$error":"#N/A"}},{"$f":"VLOOKUP($B73,Tarif!A:D,4,FALSE)","v":{"$error":"#N/A"}},null,null,null,null,null,null,null,null,null,null,null,null,null,null,null,null,null,null,null,null,"","","","",""]
[{"$error":"#N/A"},7609954,{"$f":"VLOOKUP($B74,Tarif!A:D,2,FALSE)","v":{"$error":"#N/A"}},{"$f":"VLOOKUP($B74,Tarif!A:D,3,FALSE)","v":{"$error":"#N/A"}},{"$f":"VLOOKUP($B74,Tarif!A:D,4,FALSE)","v":{"$error":"#N/A"}},null,null,null,null,null,null,"Accessoires de régulation",null,null,null,null,null,"Accessoires de régulation",null,null,null,null,null,null,null,"","","","",""]
[{"$error":"#N/A"},7609955,{"$f":"VLOOKUP($B75,Tarif!A:D,2,FALSE)","v":{"$error":"#N/A"}},{"$f":"VLOOKUP($B75,Tarif!A:D,3,FALSE)","v":{"$error":"#N/A"}},{"$f":"VLOOKUP($B75,Tarif!A:D,4,FALSE)","v":{"$error":"#N/A"}},null,null,null,null,null,{"$f":"$B$25","v":88017859},{"$f":"IFERROR(VLOOKUP(K75,$B$7:$E$124,2,FALSE),\"\")","v":"THERMOSTAT D'AMBIANCE NON PROGRAMMABLE"},{"$f":"IFERROR(VLOOKUP(K75,$B$7:$E$124,3,FALSE),\"\")","v":"AD140"},{"$f":"IFERROR(VLOOKUP(K75,$B$7:$E$124,4,FALSE),\"\")","v":54},null,null,{"$f":"$B$25","v":88017859},{"$f":"IFERROR(VLOOKUP(Q75,$B$7:$E$124,2,FALSE),\"\")","v":"THERMOSTAT D'AMBIANCE NON PROGRAMMABLE"},{"$f":"IFERROR(VLOOKUP(Q75,$B$7:$E$124,3,FALSE),\"\")","v":"AD140"},{"$f":"IFERROR(VLOOKUP(Q75,$B$7:$E$124,4,FALSE),\"\")","v":54},null,null,null,null,null,"","","","",""]
["","MIV 3 H",null,{"$f":"\"\"","v":""},null,null,null,null,null,null,{"$f":"$B$26","v":88017904},{"$f":"IFERROR(VLOOKUP(K76,$B$7:$E$124,2,FALSE),\"\")","v":"THERMOSTAT AMBIANCE PROGRAMMABLE (FILAIRE)"},{"$f":"IFERROR(VLOOKUP(K76,$B$7:$E$124,3,FALSE),\"\")","v":"AD191"},{"$f":"IFERROR(VLOOKUP(K76,$B$7:$E$124,4,FALSE),\"\")","v":176},null,null,{"$f":"$B$26","v":88017904},{"$f":"IFERROR(VLOOKUP(Q76,$B$7:$E$124,2,FALSE),\"\")","v":"THERMOSTAT AMBIANCE PROGRAMMABLE (FILAIRE)"},{"$f":"IFERROR(VLOOKUP(Q76,$B$7:$E$124,3,FALSE),\"\")","v":"AD191"},{"$f":"IFERROR(VLOOKUP(Q76,$B$7:$E$124,4,FALSE),\"\")","v":176},null,null,null,null,null,"","","","",""]
["EH740",7683551,{"$f":"VLOOKUP($B77,Tarif!A:D,2,FALSE)","v":"MHC /H 4-8"},{"$f":"VLOOKUP($B77,Tarif!A:D,3,FALSE)","v":"EH740"},{"$f":"VLOOKUP($B77,Tarif!A:D,4,FALSE)","v":2162},null,null,null,null,null,{"$f":"$B$27","v":88017010},"THERMOSTAT D'AMBIANCE PROGRAMMABLE (SANS FILS)","AD192",308,null,null,{"$f":"$B$27","v":88017010},"THERMOSTAT D'AMBIANCE PROGRAMMABLE (SANS FILS)","AD192",308,null,null,null,null,null,"","","","",""]
["EH744",7683552,{"$f":"VLOOKUP($B78,Tarif!A:D,2,FALSE)","v":"MHC /H 11-16 "},{"$f":"VLOOKUP($B78,Tarif!A:D,3,FALSE)","v":"EH744"},{"$f":"VLOOKUP($B78,Tarif!A:D,4,FALSE)","v":2543},null,null,null,null,null,{"$f":"$B$28","v":7684433},"OETROSMART OT ","AD320",269,{"$f":"$H$18","v":1},null,{"$f":"$B$28","v":7684433},"OETROSMART OT ","AD320",269,{"$f":"$H$18","v":1},null,null,null,null,"","","","",""]
["","MIV 3 HI",null,{"$f":"\"\"","v":""},null,null,null,null,null,null,{"$f":"$B$31","v":7746307},"KIT HYDRAULIQUE 2ND CIRCUIT V3V EXTERNE","HK152",440,null,null,{"$f":"$B$31","v":7746307},"KIT HYDRAULIQUE 2ND CIRCUIT V3V EXTERNE","HK152",440,null,null,null,null,null,"","","","",""]
[{"$error":"#N/A"},7609951,{"$f":"VLOOKUP($B80,Tarif!A:D,2,FALSE)","v":{"$error":"#N/A"}},{"$f":"VLOOKUP($B80,Tarif!A:D,3,FALSE)","v":{"$error":"#N/A"}},{"$f":"VLOOKUP($B80,Tarif!A:D,4,FALSE)","v":{"$error":"#N/A"}},null,null,null,null,null,{"$f":"$B$32","v":7624902},"KIT CABLAGE PLANCHER CHAUFFANT DIRECT","HA255",40,null,null,{"$f":"$B$32","v":7624902},"KIT CABLAGE PLANCHER CHAUFFANT DIRECT","HA255",40,null,null,null,null,null,"","","","",""]
[{"$error":"#N/A"},7609952,{"$f":"VLOOKUP($B81,Tarif!A:D,2,FALSE)","v":{"$error":"#N/A"}},{"$f":"VLOOKUP($B81,Tarif!A:D,3,FALSE)","v":{"$error":"#N/A"}},{"$f":"VLOOKUP($B81,Tarif!A:D,4,FALSE)","v":{"$error":"#N/A"}},null,null,null,null,null,{"$f":"$B$33","v":100019114},"KIT SONDE HYGRO RAFRAICHISSEMENT","HK27",233,null,null,{"$f":"$B$33","v":100019114},"KIT SONDE HYGRO RAFRAICHISSEMENT","HK27",233,null,null,null,null,null,"","","","",""]
[null,"Kit complet",null,{"$f":"\"\"","v":""},null,null,null,null,null,null,{"$f":"$B$47","v":7636899},"KIT SILENCIEUX MODULE EXTERIEUR","EH572",66,null,null,{"$f":"$B$47","v":7636899},"KIT SILENCIEUX MODULE EXTERIEUR","EH572",66,null,null,null,null,null,"","","","",""]
[null,"MIV 3 E",null,{"$f":"\"\"","v":""},null,null,null,null,null,null,{"$f":"$B$48","v":7683828},"KIT CARTE REGULATION 2ND CIRCUIT","EH783",120,null,null,{"$f":"$B$48","v":7683828},"KIT CARTE REGULATION 2ND CIRCUIT","EH783",120,null,null,null,null,null,"","","","",""]
[null,7746888,{"$f":"VLOOKUP($B84,Tarif!A:D,2,FALSE)","v":"OENOVIAPAC-C FIRST4.5MR/EM"},"-",{"$f":"VLOOKUP($B84,Tarif!A:D,4,FALSE)","v":4189},null,null,null,null,null,{"$f":"$B$49","v":7622433},"KIT SONDE CONDENSATION (0-10V)","HZ64",420,null,null,{"$f":"$B$49","v":7622433},"KIT SONDE CONDENSATION (0-10V)","HZ64",420,null,null,null,null,null,"","","","",""]
[null,7746890,{"$f":"VLOOKUP($B85,Tarif!A:D,2,FALSE)","v":"OENOVIAPAC-C FIRST6MR/EM"},"-",{"$f":"VLOOKUP($B85,Tarif!A:D,4,FALSE)","v":4592},null,null,null,null,null,null,"","","",null,null,null,"","","",null,null,null,null,null,"","","","",""]
[null,7746892,{"$f":"VLOOKUP($B86,Tarif!A:D,2,FALSE)","v":"OENOVIAPAC-C FIRST8MR/EM"},"-",{"$f":"VLOOKUP($B86,Tarif!A:D,4,FALSE)","v":5332},null,null,null,null,null,null,"","","",null,null,null,"","","",null,null,null,null,null,"","","","",""]
[null,7746894,{"$f":"VLOOKUP($B87,Tarif!A:D,2,FALSE)","v":"OENOVIAPAC-C FIRST11MR/EM"},"-",{"$f":"VLOOKUP($B87,Tarif!A:D,4,FALSE)","v":6878},null,null,null,null,null,null,"","","",null,null,null,"","","",null,null,null,null,null,{"$f":"IF($J$25=1,K87,IF($P$25=1,Q87,\"\"))","v":""},"","","",""]
[null,7746896,{"$f":"VLOOKUP($B88,Tarif!A:D,2,FALSE)","v":"OENOVIAPAC-C FIRST11TR/ET"},"-",{"$f":"VLOOKUP($B88,Tarif!A:D,4,FALSE)","v":7209},null,null,null,null,null,null,"","","",null,null,null,"","","",null,null,null,null,null,"","","","",""]
[null,7746898,{"$f":"VLOOKUP($B89,Tarif!A:D,2,FALSE)","v":"OENOVIAPAC-C FIRST16MR/EM"},"-",{"$f":"VLOOKUP($B89,Tarif!A:D,4,FALSE)","v":8019},null,null,null,null,null,null,{"$f":"IFERROR(VLOOKUP(K89,$B$7:$E$162,2,FALSE),\"\")","v":""},{"$f":"IFERROR(VLOOKUP(K89,$B$7:$E$162,3,FALSE),\"\")","v":""},{"$f":"IFERROR(VLOOKUP(K89,$B$7:$E$162,4,FALSE),\"\")","v":""},null,null,null,{"$f":"IFERROR(VLOOKUP(Q89,$B$7:$E$162,2,FALSE),\"\")","v":""},{"$f":"IFERROR(VLOOKUP(Q89,$B$7:$E$162,3,FALSE),\"\")","v":""},{"$f":"IFERROR(VLOOKUP(Q89,$B$7:$E$162,4,FALSE),\"\")","v":""},null,null,null,null,null,null,"","",""]
[null,7746920,{"$f":"VLOOKUP($B90,Tarif!A:D,2,FALSE)","v":"OENOVIAPAC-C FIRST16TR/ET"},"-",{"$f":"VLOOKUP($B90,Tarif!A:D,4,FALSE)","v":8465},null,null,null,null,null,null,{"$f":"IFERROR(VLOOKUP(K90,$B$7:$E$162,2,FALSE),\"\")","v":""},{"$f":"IFERROR(VLOOKUP(K90,$B$7:$E$162,3,FALSE),\"\")","v":""},{"$f":"IFERROR(VLOOKUP(K90,$B$7:$E$162,4,FALSE),\"\")","v":""},null,null,null,{"$f":"IFERROR(VLOOKUP(Q90,$B$7:$E$162,2,FALSE),\"\")","v":""},{"$f":"IFERROR(VLOOKUP(Q90,$B$7:$E$162,3,FALSE),\"\")","v":""},{"$f":"IFERROR(VLOOKUP(Q90,$B$7:$E$162,4,FALSE),\"\")","v":""},null,null,null,null,null,null,"","",""]
[null,null,null,{"$f":"\"\"","v":""}]
[null,"MIV 3 EI",null,{"$f":"\"\"","v":""}]
[null,7670763,{"$f":"VLOOKUP($B93,Tarif!A:D,2,FALSE)","v":{"$error":"#N/A"}},"-",{"$f":"VLOOKUP($B93,Tarif!A:D,4,FALSE)","v":{"$error":"#N/A"}},null,null,null,null,{"$f":"IF($H$9=OFFRE!$C$56,1,0)","v":0},{"$f":"OFFRE!$C$56","v":"OENOVIAPAC-C FIRST  6 kW MONO - E"},null,null,null,null,{"$f":"IF($H$9=OFFRE!$D$56,1,0)","v":0},{"$f":"$K93","v":"OENOVIAPAC-C FIRST  6 kW MONO - E"}]
[null,7610029,{"$f":"VLOOKUP($B94,Tarif!A:D,2,FALSE)","v":{"$error":"#N/A"}},"-",{"$f":"VLOOKUP($B94,Tarif!A:D,4,FALSE)","v":{"$error":"#N/A"}},null,null,null,null,"Appoint",{"$f":"OFFRE!$F$7","v":"Electrique"},null,null,null,null,null,{"$f":"OFFRE!$F$6","v":"Hydraulique par chaudière"}]
[null,7610031,{"$f":"VLOOKUP($B95,Tarif!A:D,2,FALSE)","v":{"$error":"#N/A"}},"-",{"$f":"VLOOKUP($B95,Tarif!A:D,4,FALSE)","v":{"$error":"#N/A"}}]
[null,7610033,{"$f":"VLOOKUP($B96,Tarif!A:D,2,FALSE)","v":{"$error":"#N/A"}},"-",{"$f":"VLOOKUP($B96,Tarif!A:D,4,FALSE)","v":{"$error":"#N/A"}}]
[null,7610035,{"$f":"VLOOKUP($B97,Tarif!A:D,2,FALSE)","v":{"$error":"#N/A"}},"-",{"$f":"VLOOKUP($B97,Tarif!A:D,4,FALSE)","v":{"$error":"#N/A"}},null,null,null,null,null,null,null,null,null,null,null,null,null,null,null,null,null,null,null,null,"Si 6 MR choisi"]
[null,7610037,{"$f":"VLOOKUP($B98,Tarif!A:D,2,FALSE)","v":{"$error":"#N/A"}},"-",{"$f":"VLOOKUP($B98,Tarif!A:D,4,FALSE)","v":{"$error":"#N/A"}},null,null,null,null,"6 MR",null,{"$f":"IF($J$13=OFFRE!$H$23,\"Kit complet : PAC + accessoires\",\"\")","v":"Kit complet : PAC + accessoires"},null,null,null,null,null,{"$f":"IF($J$13=OFFRE!$H$23,\"Kit complet : PAC + accessoires\",\"\")","v":"Kit complet : PAC + accessoires"},null,null,null,null,null,null,{"$f":"IF($AA107=\"\",0,1)","v":0},{"$f":"IF($J$93=1,K98,IF($P$93=1,Q98,\"\"))","v":""},{"$f":"IF($J$93=1,L98,IF($P$93=1,R98,\"\"))","v":""},{"$f":"IF($J$93=1,M98,IF($P$93=1,S98,\"\"))","v":""},{"$f":"IF($J$93=1,N98,IF($P$93=1,T98,\"\"))","v":""},{"$f":"IF($J$93=1,O98,IF($P$93=1,U98,\"\"))","v":""}]
[null,7610039,{"$f":"VLOOKUP($B99,Tarif!A:D,2,FALSE)","v":{"$error":"#N/A"}},"-",{"$f":"VLOOKUP($B99,Tarif!A:D,4,FALSE)","v":{"$error":"#N/A"}},null,null,null,null,null,{"$f":"IF($J$13=OFFRE!$H$23,IF($H$27=OFFRE!$F$18,'Offre Alezio S - ERIA '!$B$85,'Offre Alezio S - ERIA '!$B$94),\"\")","v":7610029},{"$f":"IFERROR(VLOOKUP(K99,$B$7:$E$162,2,FALSE),\"\")","v":""},{"$f":"IFERROR(VLOOKUP(K99,$B$7:$E$162,3,FALSE),\"\")","v":"-"},{"$f":"IFERROR(VLOOKUP(K99,$B$7:$E$162,4,FALSE),\"\")","v":""},{"$f":"IF(K99=\"\",\"\",1)","v":1},null,{"$f":"IF($J$13=OFFRE!$H$23,IF($H$27=OFFRE!$F$18,'Offre Alezio S - ERIA '!$B$103,'Offre Alezio S - ERIA '!$B$112),\"\")","v":7610028},{"$f":"IFERROR(VLOOKUP(Q99,$B$7:$E$162,2,FALSE),\"\")","v":""},{"$f":"IFERROR(VLOOKUP(Q99,$B$7:$E$162,3,FALSE),\"\")","v":"-"},{"$f":"IFERROR(VLOOKUP(Q99,$B$7:$E$162,4,FALSE),\"\")","v":""},{"$f":"IF(Q99=\"\",\"\",1)","v":1},null,null,null,null,{"$f":"IF($J$93=1,K99,IF($P$93=1,Q99,\"\"))","v":""},{"$f":"IF($J$93=1,L99,IF($P$93=1,R99,\"\"))","v":""},{"$f":"IF($J$93=1,M99,IF($P$93=1,S99,\"\"))","v":""},{"$f":"IF($J$93=1,N99,IF($P$93=1,T99,\"\"))","v":""},{"$f":"IF($J$93=1,O99,IF($P$93=1,U99,\"\"))","v":""}]
[null,null,null,{"$f":"\"\"","v":""},null,null,null,null,null,null,null,null,{"$f":"IFERROR(VLOOKUP(K100,$B$7:$E$162,3,FALSE),\"\")","v":""},{"$f":"IFERROR(VLOOKUP(K100,$B$7:$E$162,4,FALSE),\"\")","v":""},null,null,null,null,{"$f":"IFERROR(VLOOKUP(Q100,$B$7:$E$162,3,FALSE),\"\")","v":""},{"$f":"IFERROR(VLOOKUP(Q100,$B$7:$E$162,4,FALSE),\"\")","v":""},null,null,null,null,null,"","","","",""]
[null,"MIV 3 H",null,{"$f":"\"\"","v":""},null,null,null,null,null,null,null,{"$f":"IF($J$13=OFFRE!$H$24,\"Sélection personnalisée\",\"\")","v":""},"","",null,null,null,{"$f":"IF($J$13=OFFRE!$H$24,\"Sélection personnalisée\",\"\")","v":""},"","",null,null,null,null,null,"","","","",""]
[null,7746887,{"$f":"VLOOKUP($B102,Tarif!A:D,2,FALSE)","v":"OENOVIAPAC-C FIRST4.5MR/H"},"-",{"$f":"VLOOKUP($B102,Tarif!A:D,4,FALSE)","v":4189},null,null,null,null,null,{"$f":"IF($J$13=OFFRE!$H$24,IF($H$27=OFFRE!$F$18,'Offre Alezio S - ERIA '!$B$69,'Offre Alezio S - ERIA '!$B$73),\"\")","v":""},{"$f":"IFERROR(VLOOKUP(K102,$B$7:$E$162,2,FALSE),\"\")","v":""},"","",{"$f":"IF(K102=\"\",\"\",1)","v":""},null,{"$f":"IF($J$13=OFFRE!$H$24,IF($H$27=OFFRE!$F$18,'Offre Alezio S - ERIA '!$B$77,'Offre Alezio S - ERIA '!$B$80),\"\")","v":""},{"$f":"IFERROR(VLOOKUP(Q102,$B$7:$E$162,2,FALSE),\"\")","v":""},"","",{"$f":"IF(Q102=\"\",\"\",1)","v":""},null,null,null,null,"","","","",""]
[null,7746889,{"$f":"VLOOKUP($B103,Tarif!A:D,2,FALSE)","v":"OENOVIAPAC-C FIRST6MR/H"},"-",{"$f":"VLOOKUP($B103,Tarif!A:D,4,FALSE)","v":4592},null,null,null,null,null,{"$f":"IF($J$13=OFFRE!$H$24,$B$56,\"\")","v":""},{"$f":"IFERROR(VLOOKUP(K103,$B$7:$E$162,2,FALSE),\"\")","v":""},"","",{"$f":"IF(K103=\"\",\"\",1)","v":""},null,{"$f":"IF($J$13=OFFRE!$H$24,$B$57,\"\")","v":""},{"$f":"IFERROR(VLOOKUP(Q103,$B$7:$E$162,2,FALSE),\"\")","v":""},"","",{"$f":"IF(Q103=\"\",\"\",1)","v":""},null,null,null,null,"","","","",""]
[null,7746891,{"$f":"VLOOKUP($B104,Tarif!A:D,2,FALSE)","v":"OENOVIAPAC-C FIRST8MR/H"},"-",{"$f":"VLOOKUP($B104,Tarif!A:D,4,FALSE)","v":5332},null,null,null,null,null,{"$f":"IF($J$13=OFFRE!$H$24,$B$64,\"\")","v":""},{"$f":"IFERROR(VLOOKUP(K104,$B$7:$E$162,2,FALSE),\"\")","v":""},"","",{"$f":"IF(K104=\"\",\"\",1)","v":""},null,{"$f":"IF($J$13=OFFRE!$H$24,$B$64,\"\")","v":""},{"$f":"IFERROR(VLOOKUP(Q104,$B$7:$E$162,2,FALSE),\"\")","v":""},"","",{"$f":"IF(Q104=\"\",\"\",1)","v":""},null,null,null,null,"","","","",""]
[null,7746893,{"$f":"VLOOKUP($B105,Tarif!A:D,2,FALSE)","v":"OENOVIAPAC-C FIRST11MR/H"},"-",{"$f":"VLOOKUP($B105,Tarif!A:D,4,FALSE)","v":6878},null,null,null,null,null,null,null,"","",null,null,null,null,"","",null,null,null,null,null,"","","","",""]
[null,7746895,{"$f":"VLOOKUP($B106,Tarif!A:D,2,FALSE)","v":"OENOVIAPAC-C FIRST11TR/HT"},"-",{"$f":"VLOOKUP($B106,Tarif!A:D,4,FALSE)","v":7209},null,null,null,null,null,null,null,"","",null,null,null,null,"","",null,null,null,null,null,"","","","",""]
[null,7746897,{"$f":"VLOOKUP($B107,Tarif!A:D,2,FALSE)","v":"OENOVIAPAC-C FIRST16MR/H"},"-",{"$f":"VLOOKUP($B107,Tarif!A:D,4,FALSE)","v":8019},null,null,null,null,null,null,"Accessoires de mise en œuvre",null,null,null,null,null,"Accessoires de mise en œuvre",null,null,null,null,null,null,null,"","","","",""]
[null,7746899,{"$f":"VLOOKUP($B108,Tarif!A:D,2,FALSE)","v":"OENOVIAPAC-C FIRST16TR/HT"},"-",{"$f":"VLOOKUP($B108,Tarif!A:D,4,FALSE)","v":8465},null,null,null,null,null,{"$f":"IF($H$15=OFFRE!$H$16,'Offre Alezio S - ERIA '!$B$12,'Offre Alezio S - ERIA '!$B$8)","v":7694974},{"$f":"IFERROR(VLOOKUP(K108,$B$7:$E$124,2,FALSE),\"\")","v":"SUPPORT AU SOL CAOUTCHOUC 600MM"},{"$f":"IFERROR(VLOOKUP(K108,$B$7:$E$124,3,FALSE),\"\")","v":"EH879"},{"$f":"IFERROR(VLOOKUP(K108,$B$7:$E$124,4,FALSE),\"\")","v":119},1,null,{"$f":"IF($H$15=OFFRE!$H$16,'Offre Alezio S - ERIA '!$B$12,'Offre Alezio S - ERIA '!$B$8)","v":7694974},{"$f":"IFERROR(VLOOKUP(Q108,$B$7:$E$124,2,FALSE),\"\")","v":"SUPPORT AU SOL CAOUTCHOUC 600MM"},{"$f":"IFERROR(VLOOKUP(Q108,$B$7:$E$124,3,FALSE),\"\")","v":"EH879"},{"$f":"IFERROR(VLOOKUP(Q108,$B$7:$E$124,4,FALSE),\"\")","v":119},1,null,null,null,null,"","","","",""]
[null,null,null,{"$f":"\"\"","v":""},null,null,null,null,null,null,null,{"$f":"IFERROR(VLOOKUP(K109,$B$7:$E$124,2,FALSE),\"\")","v":""},{"$f":"IFERROR(VLOOKUP(K109,$B$7:$E$124,3,FALSE),\"\")","v":""},{"$f":"IFERROR(VLOOKUP(K109,$B$7:$E$124,4,FALSE),\"\")","v":""},1,null,null,{"$f":"IFERROR(VLOOKUP(Q109,$B$7:$E$124,2,FALSE),\"\")","v":""},{"$f":"IFERROR(VLOOKUP(Q109,$B$7:$E$124,3,FALSE),\"\")","v":""},{"$f":"IFERROR(VLOOKUP(Q109,$B$7:$E$124,4,FALSE),\"\")","v":""},1,null,null,null,null,"","","","",""]
[null,"MIV 3 HI",null,{"$f":"\"\"","v":""},null,null,null,null,null,null,null,null,null,null,null,null,null,null,null,null,null,null,null,null,null,"","","","",""]
[null,7670761,{"$f":"VLOOKUP($B111,Tarif!A:D,2,FALSE)","v":{"$error":"#N/A"}},"-",{"$f":"VLOOKUP($B111,Tarif!A:D,4,FALSE)","v":{"$error":"#N/A"}},null,null,null,null,null,null,"Liaison frigorifique",null,null,null,null,null,"Liaison frigorifique",null,null,null,null,null,null,null,"","","","",""]
[null,7610028,{"$f":"VLOOKUP($B112,Tarif!A:D,2,FALSE)","v":{"$error":"#N/A"}},"-",{"$f":"VLOOKUP($B112,Tarif!A:D,4,FALSE)","v":{"$error":"#N/A"}},null,null,null,null,null,{"$f":"$B$18","v":100015476},{"$f":"IFERROR(VLOOKUP(K112,$B$7:$E$124,2,FALSE),\"\")","v":"LIAISON FRIGORIFIQUE PE 1/2\" 1/4\" - LG 10 m"},{"$f":"IFERROR(VLOOKUP(K112,$B$7:$E$124,3,FALSE),\"\")","v":"EH142"},{"$f":"IFERROR(VLOOKUP(K112,$B$7:$E$124,4,FALSE),\"\")","v":255},1,null,{"$f":"$B$18","v":100015476},{"$f":"IFERROR(VLOOKUP(Q112,$B$7:$E$124,2,FALSE),\"\")","v":"LIAISON FRIGORIFIQUE PE 1/2\" 1/4\" - LG 10 m"},{"$f":"IFERROR(VLOOKUP(Q112,$B$7:$E$124,3,FALSE),\"\")","v":"EH142"},{"$f":"IFERROR(VLOOKUP(Q112,$B$7:$E$124,4,FALSE),\"\")","v":255},1,null,null,null,null,"","","","",""]
[null,7610030,{"$f":"VLOOKUP($B113,Tarif!A:D,2,FALSE)","v":{"$error":"#N/A"}},"-",{"$f":"VLOOKUP($B113,Tarif!A:D,4,FALSE)","v":{"$error":"#N/A"}},null,null,null,null,null,null,null,null,null,null,null,null,null,null,null,null,null,null,null,null,"","","","",""]
[null,7610032,{"$f":"VLOOKUP($B114,Tarif!A:D,2,FALSE)","v":{"$error":"#N/A"}},"-",{"$f":"VLOOKUP($B114,Tarif!A:D,4,FALSE)","v":{"$error":"#N/A"}},null,null,null,null,null,null,null,null,null,null,null,null,null,null,null,null,null,null,null,null,"","","","",""]
[null,7610034,{"$f":"VLOOKUP($B115,Tarif!A:D,2,FALSE)","v":{"$error":"#N/A"}},"-",{"$f":"VLOOKUP($B115,Tarif!A:D,4,FALSE)","v":{"$error":"#N/A"}},null,null,null,null,null,null,null,null,null,null,null,null,null,null,null,null,null,null,null,null,"","","","",""]
[null,7610036,{"$f":"VLOOKUP($B116,Tarif!A:D,2,FALSE)","v":{"$error":"#N/A"}},"-",{"$f":"VLOOKUP($B116,Tarif!A:D,4,FALSE)","v":{"$error":"#N/A"}},null,null,null,null,null,null,"Accessoires de raccordement hydraulique",null,null,null,null,null,"Accessoires de raccordement hydraulique",null,null,null,null,null,null,null,"","","","",""]
[null,7610038,{"$f":"VLOOKUP($B117,Tarif!A:D,2,FALSE)","v":{"$error":"#N/A"}},"-",{"$f":"VLOOKUP($B117,Tarif!A:D,4,FALSE)","v":{"$error":"#N/A"}},null,null,null,null,null,{"$f":"$B$21","v":100008841},{"$f":"IFERROR(VLOOKUP(K117,$B$7:$E$124,2,FALSE),\"\")","v":"BALLON TAMPON 80L B 80 T"},{"$f":"IFERROR(VLOOKUP(K117,$B$7:$E$124,3,FALSE),\"\")","v":"EH85"},{"$f":"IFERROR(VLOOKUP(K117,$B$7:$E$124,4,FALSE),\"\")","v":572},1,null,{"$f":"$B$21","v":100008841},{"$f":"IFERROR(VLOOKUP(Q117,$B$7:$E$124,2,FALSE),\"\")","v":"BALLON TAMPON 80L B 80 T"},{"$f":"IFERROR(VLOOKUP(Q117,$B$7:$E$124,3,FALSE),\"\")","v":"EH85"},{"$f":"IFERROR(VLOOKUP(Q117,$B$7:$E$124,4,FALSE),\"\")","v":572},1,null,null,null,null,"","","","",""]
[null,null,null,{"$f":"\"\"","v":""},null,null,null,null,null,null,{"$f":"$B$22","v":100004415},{"$f":"IFERROR(VLOOKUP(K118,$B$7:$E$124,2,FALSE),\"\")","v":"BALLON TAMPON 160L B 150 T"},{"$f":"IFERROR(VLOOKUP(K118,$B$7:$E$124,3,FALSE),\"\")","v":"EH60"},{"$f":"IFERROR(VLOOKUP(K118,$B$7:$E$124,4,FALSE),\"\")","v":857},null,null,{"$f":"$B$22","v":100004415},{"$f":"IFERROR(VLOOKUP(Q118,$B$7:$E$124,2,FALSE),\"\")","v":"BALLON TAMPON 160L B 150 T"},{"$f":"IFERROR(VLOOKUP(Q118,$B$7:$E$124,3,FALSE),\"\")","v":"EH60"},{"$f":"IFERROR(VLOOKUP(Q118,$B$7:$E$124,4,FALSE),\"\")","v":857},null,null,null,null,null,"","","","",""]
[null,null,null,{"$f":"\"\"","v":""},null,null,null,null,null,null,{"$f":"$B$24","v":100020045},"KIT FILTRE FERNOX TF1","EH896",288,1,null,{"$f":"$B$24","v":100020045},"KIT FILTRE FERNOX TF1","EH896",288,1,null,null,null,null,"","","","",""]
[null,null,null,null,null,null,null,null,null,null,{"$f":"$B$45","v":7746242},"SOUPAPE DIFFERENTIELLE ","HK150",59,1,null,{"$f":"$B$45","v":7746242},"SOUPAPE DIFFERENTIELLE ","HK150",59,1,null,null,null,null,"","","","",""]
[null,null,null,null,null,null,null,null,null,null,{"$f":"$B$46","v":7746197},"BOUTEILLE DE DECOUPLAGE 25L"," HK147",362,1,null,{"$f":"$B$46","v":7746197},"BOUTEILLE DE DECOUPLAGE 25L"," HK147",362,1,null,null,null,null,"","","","",""]
[null,null,null,null,null,null,null,null,null,null,null,"","","",null,null,null,"","","",null,null,null,null,null,"","","","",""]
[null,null,null,null,null,null,null,null,null,null,null,"","","",null,null,null,"","","",null,null,null,null,null,"","","","",""]
[null,null,null,null,null,null,null,null,null,null,null,"","","",null,null,null,"","","",null,null,null,null,null,"","","","",""]
[null,null,null,null,null,null,null,null,null,null,null,"","","",null,null,null,"","","",null,null,null,null,null,"","","","",""]
[null,null,null,null,null,null,null,null,null,null,null,"","","",null,null,null,"","","",null,null,null,null,null,"","","","",""]
[null,null,null,null,null,null,null,null,null,null,null,null,null,null,null,null,null,null,null,null,null,null,null,null,null,"","","","",""]
[null,null,null,null,null,null,null,null,null,null,null,{"$f":"IF($H$24=OFFRE!$D$6,\"Accessoires de production Eau Chaude Sanitaire\",\"\")","v":""},null,null,null,null,null,{"$f":"IF($H$24=OFFRE!$D$6,\"Accessoires de production Eau Chaude Sanitaire\",\"\")","v":""},null,null,null,null,null,null,null,"","","","",""]
[null,null,null,null,null,null,null,null,null,null,{"$f":"IF($H$24=OFFRE!$D$6,$B$36,\"\")","v":""},{"$f":"IFERROR(VLOOKUP(K129,$B$7:$E$124,2,FALSE),\"\")","v":""},{"$f":"IFERROR(VLOOKUP(K129,$B$7:$E$124,3,FALSE),\"\")","v":""},{"$f":"IFERROR(VLOOKUP(K129,$B$7:$E$124,4,FALSE),\"\")","v":""},null,null,{"$f":"IF($H$24=OFFRE!$D$6,$B$36,\"\")","v":""},{"$f":"IFERROR(VLOOKUP(Q129,$B$7:$E$124,2,FALSE),\"\")","v":""},{"$f":"IFERROR(VLOOKUP(Q129,$B$7:$E$124,3,FALSE),\"\")","v":""},{"$f":"IFERROR(VLOOKUP(Q129,$B$7:$E$124,4,FALSE),\"\")","v":""},null,null,null,null,null,"","","","",""]
[null,null,null,null,null,null,null,null,null,null,{"$f":"IF($H$24=OFFRE!$D$6,$B$37,\"\")","v":""},"",{"$f":"IFERROR(VLOOKUP(K130,$B$7:$E$124,3,FALSE),\"\")","v":""},{"$f":"IFERROR(VLOOKUP(K130,$B$7:$E$124,4,FALSE),\"\")","v":""},null,null,{"$f":"IF($H$24=OFFRE!$D$6,$B$37,\"\")","v":""},"",{"$f":"IFERROR(VLOOKUP(Q130,$B$7:$E$124,3,FALSE),\"\")","v":""},{"$f":"IFERROR(VLOOKUP(Q130,$B$7:$E$124,4,FALSE),\"\")","v":""},null,null,null,null,null,"","","","",""]
[null,null,null,null,null,null,null,null,null,null,{"$f":"IF($H$24=OFFRE!$D$6,$B$38,\"\")","v":""},"","","",null,null,{"$f":"IF($H$24=OFFRE!$D$6,$B$38,\"\")","v":""},"","","",null,null,null,null,null,"","","","",""]
[null,null,null,null,null,null,null,null,null,null,{"$f":"IF($H$24=OFFRE!$D$6,$B$39,\"\")","v":""},"","","",null,null,{"$f":"IF($H$24=OFFRE!$D$6,$B$39,\"\")","v":""},"","","",null,null,null,null,null,"","","","",""]
[null,null,null,null,null,null,null,null,null,null,{"$f":"IF($H$24=OFFRE!$D$6,$B$40,\"\")","v":""},"","","",null,null,{"$f":"IF($H$24=OFFRE!$D$6,$B$40,\"\")","v":""},"","","",null,null,null,null,null,"","","","",""]
[null,null,null,null,null,null,null,null,null,null,null,"","","",null,null,null,"","","",null,null,null,null,null,"","","","",""]
[null,null,null,null,null,null,null,null,null,null,null,"","","",null,null,null,"","","",null,null,null,null,null,"","","","",""]
[null,null,null,null,null,null,null,null,null,null,null,"","","",null,null,null,"","","",null,null,null,null,null,"","","","",""]
[null,null,null,null,null,null,null,null,null,null,null,null,null,null,null,null,null,null,null,null,null,null,null,null,null,"","","","",""]
[null,null,null,{"$f":"\"\"","v":""},null,null,null,null,null,null,null,{"$f":"IF($H$27=OFFRE!$F$17,\"Kit de fonction réversible\",\"\")","v":""},null,null,null,null,null,{"$f":"IF($H$27=OFFRE!$F$17,\"Kit de fonction réversible\",\"\")","v":""},null,null,null,null,null,null,null,"","","","",""]
[null,null,null,{"$f":"\"\"","v":""},null,null,null,null,null,null,null,{"$f":"IF($H$27=OFFRE!$F$17,\"Intégré dans le colis PAC\",\"\")","v":""},{"$f":"IFERROR(VLOOKUP(K139,$B$7:$E$124,3,FALSE),\"\")","v":""},{"$f":"IFERROR(VLOOKUP(K139,$B$7:$E$124,4,FALSE),\"\")","v":""},null,null,null,{"$f":"IF($H$27=OFFRE!$F$17,\"Intégré dans le colis PAC\",\"\")","v":""},{"$f":"IFERROR(VLOOKUP(Q139,$B$7:$E$124,3,FALSE),\"\")","v":""},{"$f":"IFERROR(VLOOKUP(Q139,$B$7:$E$124,4,FALSE),\"\")","v":""},null,null,null,null,null,"","","","",""]
[null,null,null,{"$f":"\"\"","v":""},null,null,null,null,null,null,null,{"$f":"IFERROR(VLOOKUP(K140,$B$7:$E$124,2,FALSE),\"\")","v":""},{"$f":"IFERROR(VLOOKUP(K140,$B$7:$E$124,3,FALSE),\"\")","v":""},{"$f":"IFERROR(VLOOKUP(K140,$B$7:$E$124,4,FALSE),\"\")","v":""},null,null,null,{"$f":"IFERROR(VLOOKUP(Q140,$B$7:$E$124,2,FALSE),\"\")","v":""},{"$f":"IFERROR(VLOOKUP(Q140,$B$7:$E$124,3,FALSE),\"\")","v":""},{"$f":"IFERROR(VLOOKUP(Q140,$B$7:$E$124,4,FALSE),\"\")","v":""},null,null,null,null,null,"","","","",""]
[null,null,null,{"$f":"\"\"","v":""},null,null,null,null,null,null,null,null,null,null,null,null,null,null,null,null,null,null,null,null,null,"","","","",""]
[null,null,null,{"$f":"\"\"","v":""},null,null,null,null,null,null,null,"Accessoires de régulation",null,null,null,null,null,"Accessoires de régulation",null,null,null,null,null,null,null,"","","","",""]
[null,null,null,{"$f":"\"\"","v":""},null,null,null,null,null,null,{"$f":"$B$25","v":88017859},{"$f":"IFERROR(VLOOKUP(K143,$B$7:$E$124,2,FALSE),\"\")","v":"THERMOSTAT D'AMBIANCE NON PROGRAMMABLE"},{"$f":"IFERROR(VLOOKUP(K143,$B$7:$E$124,3,FALSE),\"\")","v":"AD140"},{"$f":"IFERROR(VLOOKUP(K143,$B$7:$E$124,4,FALSE),\"\")","v":54},null,null,{"$f":"$B$25","v":88017859},{"$f":"IFERROR(VLOOKUP(Q143,$B$7:$E$124,2,FALSE),\"\")","v":"THERMOSTAT D'AMBIANCE NON PROGRAMMABLE"},{"$f":"IFERROR(VLOOKUP(Q143,$B$7:$E$124,3,FALSE),\"\")","v":"AD140"},{"$f":"IFERROR(VLOOKUP(Q143,$B$7:$E$124,4,FALSE),\"\")","v":54},null,null,null,null,null,"","","","",""]
[null,null,null,{"$f":"\"\"","v":""},null,null,null,null,null,null,{"$f":"$B$26","v":88017904},{"$f":"IFERROR(VLOOKUP(K144,$B$7:$E$124,2,FALSE),\"\")","v":"THERMOSTAT AMBIANCE PROGRAMMABLE (FILAIRE)"},{"$f":"IFERROR(VLOOKUP(K144,$B$7:$E$124,3,FALSE),\"\")","v":"AD191"},{"$f":"IFERROR(VLOOKUP(K144,$B$7:$E$124,4,FALSE),\"\")","v":176},null,null,{"$f":"$B$26","v":88017904},{"$f":"IFERROR(VLOOKUP(Q144,$B$7:$E$124,2,FALSE),\"\")","v":"THERMOSTAT AMBIANCE PROGRAMMABLE (FILAIRE)"},{"$f":"IFERROR(VLOOKUP(Q144,$B$7:$E$124,3,FALSE),\"\")","v":"AD191"},{"$f":"IFERROR(VLOOKUP(Q144,$B$7:$E$124,4,FALSE),\"\")","v":176},null,null,null,null,null,"","","","",""]
[null,null,null,{"$f":"\"\"","v":""},null,null,null,null,null,null,{"$f":"$B$27","v":88017010},"THERMOSTAT D'AMBIANCE PROGRAMMABLE (SANS FILS)","AD192",308,null,null,{"$f":"$B$27","v":88017010},"THERMOSTAT D'AMBIANCE PROGRAMMABLE (SANS FILS)","AD192",308,null,null,null,null,null,"","","","",""]
[null,null,null,{"$f":"\"\"","v":""},null,null,null,null,null,null,{"$f":"$B$28","v":7684433},"OETROSMART OT ","AD320",269,{"$f":"$H$18","v":1},null,{"$f":"$B$28","v":7684433},"OETROSMART OT ","AD320",269,{"$f":"$H$18","v":1},null,null,null,null,"","","","",""]
[null,null,null,{"$f":"\"\"","v":""},null,null,null,null,null,null,{"$f":"$B$31","v":7746307},"KIT HYDRAULIQUE 2ND CIRCUIT V3V EXTERNE","HK152",440,null,null,{"$f":"$B$31","v":7746307},"KIT HYDRAULIQUE 2ND CIRCUIT V3V EXTERNE","HK152",440,null,null,null,null,null,"","","","",""]
[null,null,null,{"$f":"\"\"","v":""},null,null,null,null,null,null,{"$f":"$B$32","v":7624902},"KIT CABLAGE PLANCHER CHAUFFANT DIRECT","HA255",40,null,null,{"$f":"$B$32","v":7624902},"KIT CABLAGE PLANCHER CHAUFFANT DIRECT","HA255",40,null,null,null,null,null,"","","","",""]
[null,null,null,{"$f":"\"\"","v":""},null,null,null,null,null,null,{"$f":"$B$33","v":100019114},"KIT SONDE HYGRO RAFRAICHISSEMENT","HK27",233,null,null,{"$f":"$B$33","v":100019114},"KIT SONDE HYGRO RAFRAICHISSEMENT","HK27",233,null,null,null,null,null,"","","","",""]
[null,null,null,{"$f":"\"\"","v":""},null,null,null,null,null,null,{"$f":"$B$47","v":7636899},"KIT SILENCIEUX MODULE EXTERIEUR","EH572",66,null,null,{"$f":"$B$47","v":7636899},"KIT SILENCIEUX MODULE EXTERIEUR","EH572",66,null,null,null,null,null,"","","","",""]
[null,null,null,{"$f":"\"\"","v":""},null,null,null,null,null,null,{"$f":"$B$48","v":7683828},"KIT CARTE REGULATION 2ND CIRCUIT","EH783",120,null,null,{"$f":"$B$48","v":7683828},"KIT CARTE REGULATION 2ND CIRCUIT","EH783",120,null,null,null,null,null,"","","","",""]
[null,null,null,{"$f":"\"\"","v":""},null,null,null,null,null,null,{"$f":"$B$49","v":7622433},"KIT SONDE CONDENSATION (0-10V)","HZ64",420,null,null,{"$f":"$B$49","v":7622433},"KIT SONDE CONDENSATION (0-10V)","HZ64",420,null,null,null,null,null,"","","","",""]
[null,null,null,{"$f":"\"\"","v":""},null,null,null,null,null,null,null,"","","",null,null,null,"","","",null,null,null,null,null,"","","","",""]
[null,null,null,{"$f":"\"\"","v":""},null,null,null,null,null,null,null,"","","",null,null,null,"","","",null,null,null,null,null,{"$f":"IF($J$93=1,K154,IF($P$93=1,Q154,\"\"))","v":""},"","","",""]
[null,null,null,{"$f":"\"\"","v":""},null,null,null,null,null,null,null,"","","",null,null,null,"","","",null,null,null,null,null,"","","","",""]
[null,null,null,{"$f":"\"\"","v":""},null,null,null,null,null,null,null,"","","",null,null,null,"","","",null,null,null,null,null,"","","","",""]
[null,null,null,{"$f":"\"\"","v":""}]
[null,null,null,{"$f":"\"\"","v":""}]
[null,null,null,{"$f":"\"\"","v":""}]
[null,null,null,{"$f":"\"\"","v":""},null,null,null,null,null,{"$f":"IF($H$9=OFFRE!$C$57,1,0)","v":0},{"$f":"OFFRE!$C$57","v":"OENOVIAPAC-C FIRST  8 kW MONO - E"},null,null,null,null,{"$f":"IF($H$9=OFFRE!$D$57,1,0)","v":0},{"$f":"$K160","v":"OENOVIAPAC-C FIRST  8 kW MONO - E"}]
[null,null,null,{"$f":"\"\"","v":""},null,null,null,null,null,"Appoint",{"$f":"OFFRE!$F$7","v":"Electrique"},null,null,null,null,null,{"$f":"OFFRE!$F$6","v":"Hydraulique par chaudière"}]
[null,null,null,{"$f":"\"\"","v":""}]
[null,"Chiffrage final",null,null,null,"Qté devis type"]
[null,null,null,null,null,null,null,null,null,null,null,null,null,null,null,null,null,null,null,null,null,null,null,null,null,"Si 8 MR choisi"]
[null,{"$f":"IF(Z30<>\"\",IF(Z30=0,\"\",Z30),IF(Z98<>\"\",IF(Z98=0,\"\",Z98),IF(Z165<>\"\",IF(Z165=0,\"\",Z165),IF(Z232<>\"\",IF(Z232=0,\"\",Z232),IF(Z299<>\"\",IF(Z299=0,\"\",Z299),IF(Z366<>\"\",IF(Z366=0,\"\",Z366),IF(Z433<>\"\",IF(Z433=0,\"\",Z433),\"\")))))))","v":""},{"$f":"IF(AA30<>\"\",IF(AA30=0,\"\",AA30),IF(AA98<>\"\",IF(AA98=0,\"\",AA98),IF(AA165<>\"\",IF(AA165=0,\"\",AA165),IF(AA232<>\"\",IF(AA232=0,\"\",AA232),IF(AA299<>\"\",IF(AA299=0,\"\",AA299),IF(AA366<>\"\",IF(AA366=0,\"\",AA366),IF(AA433<>\"\",IF(AA433=0,\"\",AA433),\"\")))))))","v":""},"",{"$f":"IF(AC30<>\"\",IF(AC30=0,\"\",AC30),IF(AC98<>\"\",IF(AC98=0,\"\",AC98),IF(AC165<>\"\",IF(AC165=0,\"\",AC165),IF(AC232<>\"\",IF(AC232=0,\"\",AC232),IF(AC299<>\"\",IF(AC299=0,\"\",AC299),IF(AC366<>\"\",IF(AC366=0,\"\",AC366),IF(AC433<>\"\",IF(AC433=0,\"\",AC433),\"\")))))))","v":""},{"$f":"IF(AD30<>\"\",IF(AD30=0,\"\",AD30),IF(AD98<>\"\",IF(AD98=0,\"\",AD98),IF(AD165<>\"\",IF(AD165=0,\"\",AD165),IF(AD232<>\"\",IF(AD232=0,\"\",AD232),IF(AD299<>\"\",IF(AD299=0,\"\",AD299),IF(AD366<>\"\",IF(AD366=0,\"\",AD366),IF(AD433<>\"\",IF(AD433=0,\"\",AD433),\"\")))))))","v":""},null,null,null,"8 MR",null,{"$f":"IF($J$13=OFFRE!$H$23,\"Kit complet : PAC + accessoires\",\"\")","v":"Kit complet : PAC + accessoires"},null,null,null,null,null,{"$f":"IF($J$13=OFFRE!$H$23,\"Kit complet : PAC + accessoires\",\"\")","v":"Kit complet : PAC + accessoires"},null,null,null,null,null,null,{"$f":"IF($AA174=\"\",0,1)","v":0},{"$f":"IF($J$160=1,K165,IF($P$160=1,Q165,\"\"))","v":""},{"$f":"IF($J$160=1,L165,IF($P$160=1,R165,\"\"))","v":""},{"$f":"IF($J$160=1,M165,IF($P$160=1,S165,\"\"))","v":""},{"$f":"IF($J$160=1,N165,IF($P$160=1,T165,\"\"))","v":""},{"$f":"IF($J$160=1,O165,IF($P$160=1,U165,\"\"))","v":""}]
[null,"","","","","",null,null,null,null,{"$f":"IF($J$13=OFFRE!$H$23,IF($H$27=OFFRE!$F$18,'Offre Alezio S - ERIA '!$B$86,'Offre Alezio S - ERIA '!$B$95),\"\")","v":7610031},{"$f":"IFERROR(VLOOKUP(K166,$B$7:$E$162,2,FALSE),\"\")","v":""},{"$f":"IFERROR(VLOOKUP(K166,$B$7:$E$162,3,FALSE),\"\")","v":"-"},{"$f":"IFERROR(VLOOKUP(K166,$B$7:$E$162,4,FALSE),\"\")","v":""},{"$f":"IF(K166=\"\",\"\",1)","v":1},null,{"$f":"IF($J$13=OFFRE!$H$23,IF($H$27=OFFRE!$F$18,'Offre Alezio S - ERIA '!$B$104,'Offre Alezio S - ERIA '!$B$113),\"\")","v":7610030},{"$f":"IFERROR(VLOOKUP(Q166,$B$7:$E$162,2,FALSE),\"\")","v":""},{"$f":"IFERROR(VLOOKUP(Q166,$B$7:$E$162,3,FALSE),\"\")","v":"-"},{"$f":"IFERROR(VLOOKUP(Q166,$B$7:$E$162,4,FALSE),\"\")","v":""},{"$f":"IF(Q166=\"\",\"\",1)","v":1},null,null,null,null,{"$f":"IF($J$160=1,K166,IF($P$160=1,Q166,\"\"))","v":""},{"$f":"IF($J$160=1,L166,IF($P$160=1,R166,\"\"))","v":""},{"$f":"IF($J$160=1,M166,IF($P$160=1,S166,\"\"))","v":""},{"$f":"IF($J$160=1,N166,IF($P$160=1,T166,\"\"))","v":""},{"$f":"IF($J$160=1,O166,IF($P$160=1,U166,\"\"))","v":""}]
[null,"","","","","",null,null,null,null,null,null,{"$f":"IFERROR(VLOOKUP(K167,$B$7:$E$162,3,FALSE),\"\")","v":""},{"$f":"IFERROR(VLOOKUP(K167,$B$7:$E$162,4,FALSE),\"\")","v":""},null,null,null,null,{"$f":"IFERROR(VLOOKUP(Q167,$B$7:$E$162,3,FALSE),\"\")","v":""},{"$f":"IFERROR(VLOOKUP(Q167,$B$7:$E$162,4,FALSE),\"\")","v":""},null,null,null,null,null,"","","","",""]
[null,"","","","","",null,null,null,null,null,{"$f":"IF($J$13=OFFRE!$H$24,\"Sélection personnalisée\",\"\")","v":""},"","",null,null,null,{"$f":"IF($J$13=OFFRE!$H$24,\"Sélection personnalisée\",\"\")","v":""},"","",null,null,null,null,null,"","","","",""]
[null,"","","","","",null,null,null,null,{"$f":"IF($J$13=OFFRE!$H$24,IF($H$27=OFFRE!$F$18,'Offre Alezio S - ERIA '!$B$69,'Offre Alezio S - ERIA '!$B$73),\"\")","v":""},{"$f":"IFERROR(VLOOKUP(K169,$B$7:$E$162,2,FALSE),\"\")","v":""},"","",{"$f":"IF(K169=\"\",\"\",1)","v":""},null,{"$f":"IF($J$13=OFFRE!$H$24,IF($H$27=OFFRE!$F$18,'Offre Alezio S - ERIA '!$B$77,'Offre Alezio S - ERIA '!$B$80),\"\")","v":""},{"$f":"IFERROR(VLOOKUP(Q169,$B$7:$E$162,2,FALSE),\"\")","v":""},"","",{"$f":"IF(Q169=\"\",\"\",1)","v":""},null,null,null,null,"","","","",""]
[null,"","","","","",null,null,null,null,{"$f":"IF($J$13=OFFRE!$H$24,$B$57,\"\")","v":""},{"$f":"IFERROR(VLOOKUP(K170,$B$7:$E$162,2,FALSE),\"\")","v":""},"","",{"$f":"IF(K170=\"\",\"\",1)","v":""},null,{"$f":"IF($J$13=OFFRE!$H$24,$B$57,\"\")","v":""},{"$f":"IFERROR(VLOOKUP(Q170,$B$7:$E$162,2,FALSE),\"\")","v":""},"","",{"$f":"IF(Q170=\"\",\"\",1)","v":""},null,null,null,null,"","","","",""]
[null,"","","","","",null,null,null,null,null,{"$f":"IFERROR(VLOOKUP(K171,$B$7:$E$162,2,FALSE),\"\")","v":""},"","",{"$f":"IF(K171=\"\",\"\",1)","v":""},null,null,{"$f":"IFERROR(VLOOKUP(Q171,$B$7:$E$162,2,FALSE),\"\")","v":""},"","",{"$f":"IF(Q171=\"\",\"\",1)","v":""},null,null,null,null,"","","","",""]
[null,"","","","","",null,null,null,null,null,null,"","",null,null,null,null,"","",null,null,null,null,null,"","","","",""]
[null,"","","","","",null,null,null,null,null,null,"","",null,null,null,null,"","",null,null,null,null,null,"","","","",""]
[null,"","","","","",null,null,null,null,null,"Accessoires de mise en œuvre",null,null,null,null,null,"Accessoires de mise en œuvre",null,null,null,null,null,null,null,"","","","",""]
[null,"","","","","",null,null,null,null,{"$f":"IF($H$15=OFFRE!$H$16,'Offre Alezio S - ERIA '!$B$12,'Offre Alezio S - ERIA '!$B$8)","v":7694974},{"$f":"IFERROR(VLOOKUP(K175,$B$7:$E$124,2,FALSE),\"\")","v":"SUPPORT AU SOL CAOUTCHOUC 600MM"},{"$f":"IFERROR(VLOOKUP(K175,$B$7:$E$124,3,FALSE),\"\")","v":"EH879"},{"$f":"IFERROR(VLOOKUP(K175,$B$7:$E$124,4,FALSE),\"\")","v":119},1,null,{"$f":"IF($H$15=OFFRE!$H$16,'Offre Alezio S - ERIA '!$B$12,'Offre Alezio S - ERIA '!$B$8)","v":7694974},{"$f":"IFERROR(VLOOKUP(Q175,$B$7:$E$124,2,FALSE),\"\")","v":"SUPPORT AU SOL CAOUTCHOUC 600MM"},{"$f":"IFERROR(VLOOKUP(Q175,$B$7:$E$124,3,FALSE),\"\")","v":"EH879"},{"$f":"IFERROR(VLOOKUP(Q175,$B$7:$E$124,4,FALSE),\"\")","v":119},1,null,null,null,null,"","","","",""]
[null,"","","","","",null,null,null,null,null,{"$f":"IFERROR(VLOOKUP(K176,$B$7:$E$124,2,FALSE),\"\")","v":""},{"$f":"IFERROR(VLOOKUP(K176,$B$7:$E$124,3,FALSE),\"\")","v":""},{"$f":"IFERROR(VLOOKUP(K176,$B$7:$E$124,4,FALSE),\"\")","v":""},1,null,null,{"$f":"IFERROR(VLOOKUP(Q176,$B$7:$E$124,2,FALSE),\"\")","v":""},{"$f":"IFERROR(VLOOKUP(Q176,$B$7:$E$124,3,FALSE),\"\")","v":""},{"$f":"IFERROR(VLOOKUP(Q176,$B$7:$E$124,4,FALSE),\"\")","v":""},1,null,null,null,null,"","","","",""]
[null,"","","","","",null,null,null,null,null,null,null,null,null,null,null,null,null,null,null,null,null,null,null,"","","","",""]
[null,"","","","","",null,null,null,null,null,"Liaison frigorifique",null,null,null,null,null,"Liaison frigorifique",null,null,null,null,null,null,null,"","","","",""]
[null,"","","","","",null,null,null,null,{"$f":"$B$15","v":100012535},{"$f":"IFERROR(VLOOKUP(K179,$B$7:$E$124,2,FALSE),\"\")","v":"LIAISON FRIGORIFIQUE PE 5/8'' 3/8'' - LG 5m"},{"$f":"IFERROR(VLOOKUP(K179,$B$7:$E$124,3,FALSE),\"\")","v":"EH114"},{"$f":"IFERROR(VLOOKUP(K179,$B$7:$E$124,4,FALSE),\"\")","v":255},1,null,{"$f":"$B$15","v":100012535},{"$f":"IFERROR(VLOOKUP(Q179,$B$7:$E$124,2,FALSE),\"\")","v":"LIAISON FRIGORIFIQUE PE 5/8'' 3/8'' - LG 5m"},{"$f":"IFERROR(VLOOKUP(Q179,$B$7:$E$124,3,FALSE),\"\")","v":"EH114"},{"$f":"IFERROR(VLOOKUP(Q179,$B$7:$E$124,4,FALSE),\"\")","v":255},1,null,null,null,null,"","","","",""]
[null,"","","","","",null,null,null,null,{"$f":"$B$16","v":100012536},{"$f":"IFERROR(VLOOKUP(K180,$B$7:$E$124,2,FALSE),\"\")","v":"LIAISON FRIGORIFIQUE PE 5/8'' 3/8'' - LG 10m"},{"$f":"IFERROR(VLOOKUP(K180,$B$7:$E$124,3,FALSE),\"\")","v":"EH115"},{"$f":"IFERROR(VLOOKUP(K180,$B$7:$E$124,4,FALSE),\"\")","v":456},null,null,{"$f":"$B$16","v":100012536},{"$f":"IFERROR(VLOOKUP(Q180,$B$7:$E$124,2,FALSE),\"\")","v":"LIAISON FRIGORIFIQUE PE 5/8'' 3/8'' - LG 10m"},{"$f":"IFERROR(VLOOKUP(Q180,$B$7:$E$124,3,FALSE),\"\")","v":"EH115"},{"$f":"IFERROR(VLOOKUP(Q180,$B$7:$E$124,4,FALSE),\"\")","v":456},null,null,null,null,null,"","","","",""]
[null,"","","","","",null,null,null,null,{"$f":"$B$17","v":100012537},{"$f":"IFERROR(VLOOKUP(K181,$B$7:$E$124,2,FALSE),\"\")","v":"LIAISON FRIGORIFIQUE PE 5/8'' 3/8'' - LG 20m"},{"$f":"IFERROR(VLOOKUP(K181,$B$7:$E$124,3,FALSE),\"\")","v":"EH116"},{"$f":"IFERROR(VLOOKUP(K181,$B$7:$E$124,4,FALSE),\"\")","v":823},null,null,{"$f":"$B$17","v":100012537},{"$f":"IFERROR(VLOOKUP(Q181,$B$7:$E$124,2,FALSE),\"\")","v":"LIAISON FRIGORIFIQUE PE 5/8'' 3/8'' - LG 20m"},{"$f":"IFERROR(VLOOKUP(Q181,$B$7:$E$124,3,FALSE),\"\")","v":"EH116"},{"$f":"IFERROR(VLOOKUP(Q181,$B$7:$E$124,4,FALSE),\"\")","v":823},null,null,null,null,null,"","","","",""]
[null,"","","","","",null,null,null,null,null,null,null,null,null,null,null,null,null,null,null,null,null,null,null,"","","","",""]
[null,"","","","","",null,null,null,null,null,"Accessoires de raccordement hydraulique",null,null,null,null,null,"Accessoires de raccordement hydraulique",null,null,null,null,null,null,null,"","","","",""]
[null,"","","","","",null,null,null,null,{"$f":"$B$21","v":100008841},{"$f":"IFERROR(VLOOKUP(K184,$B$7:$E$124,2,FALSE),\"\")","v":"BALLON TAMPON 80L B 80 T"},{"$f":"IFERROR(VLOOKUP(K184,$B$7:$E$124,3,FALSE),\"\")","v":"EH85"},{"$f":"IFERROR(VLOOKUP(K184,$B$7:$E$124,4,FALSE),\"\")","v":572},1,null,{"$f":"$B$21","v":100008841},{"$f":"IFERROR(VLOOKUP(Q184,$B$7:$E$124,2,FALSE),\"\")","v":"BALLON TAMPON 80L B 80 T"},{"$f":"IFERROR(VLOOKUP(Q184,$B$7:$E$124,3,FALSE),\"\")","v":"EH85"},{"$f":"IFERROR(VLOOKUP(Q184,$B$7:$E$124,4,FALSE),\"\")","v":572},1,null,null,null,null,"","","","",""]
[null,"","","","","",null,null,null,null,{"$f":"$B$22","v":100004415},{"$f":"IFERROR(VLOOKUP(K185,$B$7:$E$124,2,FALSE),\"\")","v":"BALLON TAMPON 160L B 150 T"},{"$f":"IFERROR(VLOOKUP(K185,$B$7:$E$124,3,FALSE),\"\")","v":"EH60"},{"$f":"IFERROR(VLOOKUP(K185,$B$7:$E$124,4,FALSE),\"\")","v":857},null,null,{"$f":"$B$22","v":100004415},{"$f":"IFERROR(VLOOKUP(Q185,$B$7:$E$124,2,FALSE),\"\")","v":"BALLON TAMPON 160L B 150 T"},{"$f":"IFERROR(VLOOKUP(Q185,$B$7:$E$124,3,FALSE),\"\")","v":"EH60"},{"$f":"IFERROR(VLOOKUP(Q185,$B$7:$E$124,4,FALSE),\"\")","v":857},null,null,null,null,null,"","","","",""]
[null,"","","","","",null,null,null,null,{"$f":"$B$24","v":100020045},"KIT FILTRE FERNOX TF1","EH896",288,1,null,{"$f":"$B$24","v":100020045},"KIT FILTRE FERNOX TF1","EH896",288,1,null,null,null,null,"","","","",""]
[null,"","","","","",null,null,null,null,{"$f":"$B$45","v":7746242},"SOUPAPE DIFFERENTIELLE ","HK150",59,1,null,{"$f":"$B$45","v":7746242},"SOUPAPE DIFFERENTIELLE ","HK150",59,1,null,null,null,null,"","","","",""]
[null,"","","","","",null,null,null,null,{"$f":"$B$46","v":7746197},"BOUTEILLE DE DECOUPLAGE 25L"," HK147",362,1,null,{"$f":"$B$46","v":7746197},"BOUTEILLE DE DECOUPLAGE 25L"," HK147",362,1,null,null,null,null,"","","","",""]
[null,"","","","","",null,null,null,null,null,"","","",null,null,null,"","","",null,null,null,null,null,"","","","",""]
[null,"","","","","",null,null,null,null,null,"","","",null,null,null,"","","",null,null,null,null,null,"","","","",""]
[null,"","","","","",null,null,null,null,null,"","","",null,null,null,"","","",null,null,null,null,null,"","","","",""]
[null,"","","","","",null,null,null,null,null,"","","",null,null,null,"","","",null,null,null,null,null,"","","","",""]
[null,"","","","","",null,null,null,null,null,"","","",null,null,null,"","","",null,null,null,null,null,"","","","",""]
[null,"","","","","",null,null,null,null,null,null,null,null,null,null,null,null,null,null,null,null,null,null,null,"","","","",""]
[null,"","","","","",null,null,null,null,null,{"$f":"IF($H$24=OFFRE!$D$6,\"Accessoires de production Eau Chaude Sanitaire\",\"\")","v":""},null,null,null,null,null,{"$f":"IF($H$24=OFFRE!$D$6,\"Accessoires de production Eau Chaude Sanitaire\",\"\")","v":""},null,null,null,null,null,null,null,"","","","",""]
[null,"","","","","",null,null,null,null,{"$f":"IF($H$24=OFFRE!$D$6,$B$36,\"\")","v":""},{"$f":"IFERROR(VLOOKUP(K196,$B$7:$E$124,2,FALSE),\"\")","v":""},{"$f":"IFERROR(VLOOKUP(K196,$B$7:$E$124,3,FALSE),\"\")","v":""},{"$f":"IFERROR(VLOOKUP(K196,$B$7:$E$124,4,FALSE),\"\")","v":""},null,null,{"$f":"IF($H$24=OFFRE!$D$6,$B$36,\"\")","v":""},{"$f":"IFERROR(VLOOKUP(Q196,$B$7:$E$124,2,FALSE),\"\")","v":""},{"$f":"IFERROR(VLOOKUP(Q196,$B$7:$E$124,3,FALSE),\"\")","v":""},{"$f":"IFERROR(VLOOKUP(Q196,$B$7:$E$124,4,FALSE),\"\")","v":""},null,null,null,null,null,"","","","",""]
[null,{"$f":"IF(Z62<>\"\",IF(Z62=0,\"\",Z62),IF(Z130<>\"\",IF(Z130=0,\"\",Z130),IF(Z197<>\"\",IF(Z197=0,\"\",Z197),IF(Z264<>\"\",IF(Z264=0,\"\",Z264),IF(Z331<>\"\",IF(Z331=0,\"\",Z331),IF(Z398<>\"\",IF(Z398=0,\"\",Z398),IF(Z465<>\"\",IF(Z465=0,\"\",Z465),\"\")))))))","v":""},{"$f":"IF(AA62<>\"\",IF(AA62=0,\"\",AA62),IF(AA130<>\"\",IF(AA130=0,\"\",AA130),IF(AA197<>\"\",IF(AA197=0,\"\",AA197),IF(AA264<>\"\",IF(AA264=0,\"\",AA264),IF(AA331<>\"\",IF(AA331=0,\"\",AA331),IF(AA398<>\"\",IF(AA398=0,\"\",AA398),IF(AA465<>\"\",IF(AA465=0,\"\",AA465),\"\")))))))","v":""},"",{"$f":"IF(AC62<>\"\",IF(AC62=0,\"\",AC62),IF(AC130<>\"\",IF(AC130=0,\"\",AC130),IF(AC197<>\"\",IF(AC197=0,\"\",AC197),IF(AC264<>\"\",IF(AC264=0,\"\",AC264),IF(AC331<>\"\",IF(AC331=0,\"\",AC331),IF(AC398<>\"\",IF(AC398=0,\"\",AC398),IF(AC465<>\"\",IF(AC465=0,\"\",AC465),\"\")))))))","v":""},{"$f":"IF(AD62<>\"\",IF(AD62=0,\"\",AD62),IF(AD130<>\"\",IF(AD130=0,\"\",AD130),IF(AD197<>\"\",IF(AD197=0,\"\",AD197),IF(AD264<>\"\",IF(AD264=0,\"\",AD264),IF(AD331<>\"\",IF(AD331=0,\"\",AD331),IF(AD398<>\"\",IF(AD398=0,\"\",AD398),IF(AD465<>\"\",IF(AD465=0,\"\",AD465),\"\")))))))","v":""},null,null,null,null,{"$f":"IF($H$24=OFFRE!$D$6,$B$37,\"\")","v":""},"",{"$f":"IFERROR(VLOOKUP(K197,$B$7:$E$124,3,FALSE),\"\")","v":""},{"$f":"IFERROR(VLOOKUP(K197,$B$7:$E$124,4,FALSE),\"\")","v":""},null,null,{"$f":"IF($H$24=OFFRE!$D$6,$B$37,\"\")","v":""},"",{"$f":"IFERROR(VLOOKUP(Q197,$B$7:$E$124,3,FALSE),\"\")","v":""},{"$f":"IFERROR(VLOOKUP(Q197,$B$7:$E$124,4,FALSE),\"\")","v":""},null,null,null,null,null,"","","","",""]
[null,"","","","","",null,null,null,null,{"$f":"IF($H$24=OFFRE!$D$6,$B$38,\"\")","v":""},"","","",null,null,{"$f":"IF($H$24=OFFRE!$D$6,$B$38,\"\")","v":""},"","","",null,null,null,null,null,"","","","",""]
[null,"","","","","",null,null,null,null,{"$f":"IF($H$24=OFFRE!$D$6,$B$39,\"\")","v":""},"","","",null,null,{"$f":"IF($H$24=OFFRE!$D$6,$B$39,\"\")","v":""},"","","",null,null,null,null,null,"","","","",""]
[null,"","","","","",null,null,null,null,{"$f":"IF($H$24=OFFRE!$D$6,$B$40,\"\")","v":""},"","","",null,null,{"$f":"IF($H$24=OFFRE!$D$6,$B$40,\"\")","v":""},"","","",null,null,null,null,null,"","","","",""]
[null,"","","","","",null,null,null,null,null,"","","",null,null,null,"","","",null,null,null,null,null,"","","","",""]
[null,"","","","","",null,null,null,null,null,"","","",null,null,null,"","","",null,null,null,null,null,"","","","",""]
[null,"","","","","",null,null,null,null,null,"","","",null,null,null,"","","",null,null,null,null,null,"","","","",""]
[null,"","","","","",null,null,null,null,null,null,null,null,null,null,null,null,null,null,null,null,null,null,null,"","","","",""]
[null,"","","","","",null,null,null,null,null,{"$f":"IF($H$27=OFFRE!$F$17,\"Kit de fonction réversible\",\"\")","v":""},null,null,null,null,null,{"$f":"IF($H$27=OFFRE!$F$17,\"Kit de fonction réversible\",\"\")","v":""},null,null,null,null,null,null,null,"","","","",""]
[null,"","","","","",null,null,null,null,null,{"$f":"IF($H$27=OFFRE!$F$17,\"Intégré dans le colis PAC\",\"\")","v":""},{"$f":"IFERROR(VLOOKUP(K206,$B$7:$E$124,3,FALSE),\"\")","v":""},{"$f":"IFERROR(VLOOKUP(K206,$B$7:$E$124,4,FALSE),\"\")","v":""},null,null,null,{"$f":"IF($H$27=OFFRE!$F$17,\"Intégré dans le colis PAC\",\"\")","v":""},{"$f":"IFERROR(VLOOKUP(Q206,$B$7:$E$124,3,FALSE),\"\")","v":""},{"$f":"IFERROR(VLOOKUP(Q206,$B$7:$E$124,4,FALSE),\"\")","v":""},null,null,null,null,null,"","","","",""]
[null,"","","","","",null,null,null,null,null,{"$f":"IFERROR(VLOOKUP(K207,$B$7:$E$124,2,FALSE),\"\")","v":""},{"$f":"IFERROR(VLOOKUP(K207,$B$7:$E$124,3,FALSE),\"\")","v":""},{"$f":"IFERROR(VLOOKUP(K207,$B$7:$E$124,4,FALSE),\"\")","v":""},null,null,null,{"$f":"IFERROR(VLOOKUP(Q207,$B$7:$E$124,2,FALSE),\"\")","v":""},{"$f":"IFERROR(VLOOKUP(Q207,$B$7:$E$124,3,FALSE),\"\")","v":""},{"$f":"IFERROR(VLOOKUP(Q207,$B$7:$E$124,4,FALSE),\"\")","v":""},null,null,null,null,null,"","","","",""]
[null,"","","","","",null,null,null,null,null,null,null,null,null,null,null,null,null,null,null,null,null,null,null,"","","","",""]
[null,"","","","","",null,null,null,null,null,"Accessoires de régulation",null,null,null,null,null,"Accessoires de régulation",null,null,null,null,null,null,null,"","","","",""]
[null,"","","","","",null,null,null,null,{"$f":"$B$25","v":88017859},{"$f":"IFERROR(VLOOKUP(K210,$B$7:$E$124,2,FALSE),\"\")","v":"THERMOSTAT D'AMBIANCE NON PROGRAMMABLE"},{"$f":"IFERROR(VLOOKUP(K210,$B$7:$E$124,3,FALSE),\"\")","v":"AD140"},{"$f":"IFERROR(VLOOKUP(K210,$B$7:$E$124,4,FALSE),\"\")","v":54},null,null,{"$f":"$B$25","v":88017859},{"$f":"IFERROR(VLOOKUP(Q210,$B$7:$E$124,2,FALSE),\"\")","v":"THERMOSTAT D'AMBIANCE NON PROGRAMMABLE"},{"$f":"IFERROR(VLOOKUP(Q210,$B$7:$E$124,3,FALSE),\"\")","v":"AD140"},{"$f":"IFERROR(VLOOKUP(Q210,$B$7:$E$124,4,FALSE),\"\")","v":54},null,null,null,null,null,"","","","",""]
[null,"","","","","",null,null,null,null,{"$f":"$B$26","v":88017904},{"$f":"IFERROR(VLOOKUP(K211,$B$7:$E$124,2,FALSE),\"\")","v":"THERMOSTAT AMBIANCE PROGRAMMABLE (FILAIRE)"},{"$f":"IFERROR(VLOOKUP(K211,$B$7:$E$124,3,FALSE),\"\")","v":"AD191"},{"$f":"IFERROR(VLOOKUP(K211,$B$7:$E$124,4,FALSE),\"\")","v":176},null,null,{"$f":"$B$26","v":88017904},{"$f":"IFERROR(VLOOKUP(Q211,$B$7:$E$124,2,FALSE),\"\")","v":"THERMOSTAT AMBIANCE PROGRAMMABLE (FILAIRE)"},{"$f":"IFERROR(VLOOKUP(Q211,$B$7:$E$124,3,FALSE),\"\")","v":"AD191"},{"$f":"IFERROR(VLOOKUP(Q211,$B$7:$E$124,4,FALSE),\"\")","v":176},null,null,null,null,null,"","","","",""]
[null,"","","","","",null,null,null,null,{"$f":"$B$27","v":88017010},"THERMOSTAT D'AMBIANCE PROGRAMMABLE (SANS FILS)","AD192",308,null,null,{"$f":"$B$27","v":88017010},"THERMOSTAT D'AMBIANCE PROGRAMMABLE (SANS FILS)","AD192",308,null,null,null,null,null,"","","","",""]
[null,"","","","","",null,null,null,null,{"$f":"$B$28","v":7684433},"OETROSMART OT ","AD320",269,{"$f":"$H$18","v":1},null,{"$f":"$B$28","v":7684433},"OETROSMART OT ","AD320",269,{"$f":"$H$18","v":1},null,null,null,null,"","","","",""]
[null,"","","","","",null,null,null,null,{"$f":"$B$31","v":7746307},"KIT HYDRAULIQUE 2ND CIRCUIT V3V EXTERNE","HK152",440,null,null,{"$f":"$B$31","v":7746307},"KIT HYDRAULIQUE 2ND CIRCUIT V3V EXTERNE","HK152",440,null,null,null,null,null,"","","","",""]
[null,"","","","","",null,null,null,null,{"$f":"$B$32","v":7624902},"KIT CABLAGE PLANCHER CHAUFFANT DIRECT","HA255",40,null,null,{"$f":"$B$32","v":7624902},"KIT CABLAGE PLANCHER CHAUFFANT DIRECT","HA255",40,null,null,null,null,null,"","","","",""]
[null,"","","","","",null,null,null,null,{"$f":"$B$33","v":100019114},"KIT SONDE HYGRO RAFRAICHISSEMENT","HK27",233,null,null,{"$f":"$B$33","v":100019114},"KIT SONDE HYGRO RAFRAICHISSEMENT","HK27",233,null,null,null,null,null,"","","","",""]
[null,"","","","","",null,null,null,null,{"$f":"$B$47","v":7636899},"KIT SILENCIEUX MODULE EXTERIEUR","EH572",66,null,null,{"$f":"$B$47","v":7636899},"KIT SILENCIEUX MODULE EXTERIEUR","EH572",66,null,null,null,null,null,"","","","",""]
[null,"","","","","",null,null,null,null,{"$f":"$B$48","v":7683828},"KIT CARTE REGULATION 2ND CIRCUIT","EH783",120,null,null,{"$f":"$B$48","v":7683828},"KIT CARTE REGULATION 2ND CIRCUIT","EH783",120,null,null,null,null,null,"","","","",""]
[null,"","","","","",null,null,null,null,{"$f":"$B$49","v":7622433},"KIT SONDE CONDENSATION (0-10V)","HZ64",420,null,null,{"$f":"$B$49","v":7622433},"KIT SONDE CONDENSATION (0-10V)","HZ64",420,null,null,null,null,null,"","","","",""]
[null,"","","","","",null,null,null,null,null,"","","",null,null,null,"","","",null,null,null,null,null,"","","","",""]
[null,"","","","","",null,null,null,null,null,"","","",null,null,null,"","","",null,null,null,null,null,{"$f":"IF($J$160=1,K221,IF($P$160=1,Q221,\"\"))","v":""},"","","",""]
[null,"","","","","",null,null,null,null,null,"","","",null,null,null,"","","",null,null,null,null,null,"","","","",""]
[null,"","","","","",null,null,null,null,null,"","","",null,null,null,"","","",null,null,null,null,null,"","","","",""]
[null,{"$f":"\"\"","v":""},{"$f":"+L5","v":"Accessoires de régulation nécessaires pour les circuits indiqués :"},{"$f":"\"\"","v":""},{"$f":"\"\"","v":""},{"$f":"\"\"","v":""}]
[null,{"$f":"\"\"","v":""},{"$f":"+L6","v":"1 circuit : Vanne"},{"$f":"\"\"","v":""},{"$f":"\"\"","v":""},{"$f":"\"\"","v":""}]
[null,{"$f":"\"\"","v":""},{"$f":"\"\"","v":""},{"$f":"\"\"","v":""},{"$f":"\"\"","v":""},{"$f":"\"\"","v":""}]
[null,{"$f":"+K8","v":7683828},"KIT CARTE REGULATION 2ND CIRCUIT","EH783",120,{"$f":"IF(B227<>\"\",1,\"\")","v":1},null,null,null,{"$f":"IF($H$9=OFFRE!$C$58,1,0)","v":0},{"$f":"OFFRE!$C$58","v":"OENOVIAPAC-C FIRST  11 kW MONO - E"},null,null,null,null,{"$f":"IF($H$9=OFFRE!$D$58,1,0)","v":0},{"$f":"$K227","v":"OENOVIAPAC-C FIRST  11 kW MONO - E"}]
[null,88017017,"SONDE DEPART v3v","AD199",85,{"$f":"IF(B228<>\"\",1,\"\")","v":1},null,null,null,"Appoint",{"$f":"OFFRE!$F$7","v":"Electrique"},null,null,null,null,null,{"$f":"OFFRE!$F$6","v":"Hydraulique par chaudière"}]
[null,{"$f":"\"\"","v":""},{"$f":"\"\"","v":""},{"$f":"\"\"","v":""},{"$f":"\"\"","v":""},{"$f":"\"\"","v":""}]
[null,{"$f":"\"\"","v":""},{"$f":"IF($B$231=\"\",\"\",\"Accessoires hydrauliques nécessaires pour les circuits indiqués :\")","v":"Accessoires hydrauliques nécessaires pour les circuits indiqués :"},{"$f":"\"\"","v":""},{"$f":"\"\"","v":""},{"$f":"\"\"","v":""}]
[null,{"$f":"IF(OR($H$21=OFFRE!$H$39,$H$21=OFFRE!$H$40),'Offre Alezio S - ERIA '!$B$31,\"\")","v":7746307},{"$f":"IFERROR(VLOOKUP($B231,$B$8:$E$51,2,FALSE),\"\")","v":"KIT HYDRAULIQUE 2ND CIRCUIT V3V EXTERNE"},{"$f":"IFERROR(VLOOKUP($B231,$B$8:$E$51,3,FALSE),\"\")","v":"HK152"},{"$f":"IFERROR(VLOOKUP($B231,$B$8:$E$51,4,FALSE),\"\")","v":440},{"$f":"IF(B231<>\"\",1,\"\")","v":1},null,null,null,null,null,null,null,null,null,null,null,null,null,null,null,null,null,null,null,"Si 11 MR choisi"]
[null,{"$f":"\"\"","v":""},{"$f":"\"\"","v":""},{"$f":"\"\"","v":""},{"$f":"\"\"","v":""},{"$f":"\"\"","v":""},null,null,null,"11 MR",null,{"$f":"IF($J$13=OFFRE!$H$23,\"Kit complet : PAC + accessoires\",\"\")","v":"Kit complet : PAC + accessoires"},null,null,null,null,null,{"$f":"IF($J$13=OFFRE!$H$23,\"Kit complet : PAC + accessoires\",\"\")","v":"Kit complet : PAC + accessoires"},null,null,null,null,null,null,{"$f":"IF($AA241=\"\",0,1)","v":0},{"$f":"IF($J$227=1,K232,IF($P$227=1,Q232,\"\"))","v":""},{"$f":"IF($J$227=1,L232,IF($P$227=1,R232,\"\"))","v":""},{"$f":"IF($J$227=1,M232,IF($P$227=1,S232,\"\"))","v":""},{"$f":"IF($J$227=1,N232,IF($P$227=1,T232,\"\"))","v":""},{"$f":"IF($J$227=1,O232,IF($P$227=1,U232,\"\"))","v":""}]
[null,{"$f":"\"\"","v":""},{"$f":"\"\"","v":""},{"$f":"\"\"","v":""},{"$f":"\"\"","v":""},{"$f":"\"\"","v":""},null,null,null,null,{"$f":"IF($J$13=OFFRE!$H$23,IF($H$27=OFFRE!$F$18,'Offre Alezio S - ERIA '!$B$87,'Offre Alezio S - ERIA '!$B$96),\"\")","v":7610033},{"$f":"IFERROR(VLOOKUP(K233,$B$7:$E$162,2,FALSE),\"\")","v":""},{"$f":"IFERROR(VLOOKUP(K233,$B$7:$E$162,3,FALSE),\"\")","v":"-"},{"$f":"IFERROR(VLOOKUP(K233,$B$7:$E$162,4,FALSE),\"\")","v":""},{"$f":"IF(K233=\"\",\"\",1)","v":1},null,{"$f":"IF($J$13=OFFRE!$H$23,IF($H$27=OFFRE!$F$18,'Offre Alezio S - ERIA '!$B$105,'Offre Alezio S - ERIA '!$B$114),\"\")","v":7610032},{"$f":"IFERROR(VLOOKUP(Q233,$B$7:$E$162,2,FALSE),\"\")","v":""},{"$f":"IFERROR(VLOOKUP(Q233,$B$7:$E$162,3,FALSE),\"\")","v":"-"},{"$f":"IFERROR(VLOOKUP(Q233,$B$7:$E$162,4,FALSE),\"\")","v":""},{"$f":"IF(Q233=\"\",\"\",1)","v":1},null,null,null,null,{"$f":"IF($J$227=1,K233,IF($P$227=1,Q233,\"\"))","v":""},{"$f":"IF($J$227=1,L233,IF($P$227=1,R233,\"\"))","v":""},{"$f":"IF($J$227=1,M233,IF($P$227=1,S233,\"\"))","v":""},{"$f":"IF($J$227=1,N233,IF($P$227=1,T233,\"\"))","v":""},{"$f":"IF($J$227=1,O233,IF($P$227=1,U233,\"\"))","v":""}]
[null,{"$f":"\"\"","v":""},{"$f":"\"\"","v":""},{"$f":"\"\"","v":""},{"$f":"\"\"","v":""},{"$f":"\"\"","v":""},null,null,null,null,null,null,{"$f":"IFERROR(VLOOKUP(K234,$B$7:$E$162,3,FALSE),\"\")","v":""},{"$f":"IFERROR(VLOOKUP(K234,$B$7:$E$162,4,FALSE),\"\")","v":""},null,null,null,null,{"$f":"IFERROR(VLOOKUP(Q234,$B$7:$E$162,3,FALSE),\"\")","v":""},{"$f":"IFERROR(VLOOKUP(Q234,$B$7:$E$162,4,FALSE),\"\")","v":""},null,null,null,null,null,"","","","",""]
[null,{"$f":"\"\"","v":""},{"$f":"\"\"","v":""},{"$f":"\"\"","v":""},{"$f":"\"\"","v":""},{"$f":"\"\"","v":""},null,null,null,null,null,{"$f":"IF($J$13=OFFRE!$H$24,\"Sélection personnalisée\",\"\")","v":""},"","",null,null,null,{"$f":"IF($J$13=OFFRE!$H$24,\"Sélection personnalisée\",\"\")","v":""},"","",null,null,null,null,null,"","","","",""]
[null,{"$f":"\"\"","v":""},{"$f":"\"\"","v":""},{"$f":"\"\"","v":""},{"$f":"\"\"","v":""},{"$f":"\"\"","v":""},null,null,null,null,{"$f":"IF($J$13=OFFRE!$H$24,IF($H$27=OFFRE!$F$18,'Offre Alezio S - ERIA '!$B$69,'Offre Alezio S - ERIA '!$B$74),\"\")","v":""},{"$f":"IFERROR(VLOOKUP(K236,$B$7:$E$162,2,FALSE),\"\")","v":""},"","",{"$f":"IF(K236=\"\",\"\",1)","v":""},null,{"$f":"IF($J$13=OFFRE!$H$24,IF($H$27=OFFRE!$F$18,'Offre Alezio S - ERIA '!$B$77,'Offre Alezio S - ERIA '!$B$81),\"\")","v":""},{"$f":"IFERROR(VLOOKUP(Q236,$B$7:$E$162,2,FALSE),\"\")","v":""},"","",{"$f":"IF(Q236=\"\",\"\",1)","v":""},null,null,null,null,"","","","",""]
[null,null,null,null,null,null,null,null,null,null,{"$f":"IF($J$13=OFFRE!$H$24,$B$58,\"\")","v":""},{"$f":"IFERROR(VLOOKUP(K237,$B$7:$E$162,2,FALSE),\"\")","v":""},"","",{"$f":"IF(K237=\"\",\"\",1)","v":""},null,{"$f":"IF($J$13=OFFRE!$H$24,$B$58,\"\")","v":""},{"$f":"IFERROR(VLOOKUP(Q237,$B$7:$E$162,2,FALSE),\"\")","v":""},"","",{"$f":"IF(Q237=\"\",\"\",1)","v":""},null,null,null,null,"","","","",""]
[null,null,null,null,null,null,null,null,null,null,null,{"$f":"IFERROR(VLOOKUP(K238,$B$7:$E$162,2,FALSE),\"\")","v":""},"","",{"$f":"IF(K238=\"\",\"\",1)","v":""},null,null,{"$f":"IFERROR(VLOOKUP(Q238,$B$7:$E$162,2,FALSE),\"\")","v":""},"","",{"$f":"IF(Q238=\"\",\"\",1)","v":""},null,null,null,null,"","","","",""]
[null,null,null,null,null,null,null,null,null,null,null,null,"","",null,null,null,null,"","",null,null,null,null,null,"","","","",""]
[null,null,null,null,null,null,null,null,null,null,null,null,"","",null,null,null,null,"","",null,null,null,null,null,"","","","",""]
[null,null,null,null,null,null,null,null,null,null,null,"Accessoires de mise en œuvre",null,null,null,null,null,"Accessoires de mise en œuvre",null,null,null,null,null,null,null,"","","","",""]
[null,null,null,null,null,null,null,null,null,null,{"$f":"IF($H$15=OFFRE!$H$16,'Offre Alezio S - ERIA '!$B$12,'Offre Alezio S - ERIA '!$B$9)","v":7694974},{"$f":"IFERROR(VLOOKUP(K242,$B$7:$E$124,2,FALSE),\"\")","v":"SUPPORT AU SOL CAOUTCHOUC 600MM"},{"$f":"IFERROR(VLOOKUP(K242,$B$7:$E$124,3,FALSE),\"\")","v":"EH879"},{"$f":"IFERROR(VLOOKUP(K242,$B$7:$E$124,4,FALSE),\"\")","v":119},1,null,{"$f":"IF($H$15=OFFRE!$H$16,'Offre Alezio S - ERIA '!$B$12,'Offre Alezio S - ERIA '!$B$9)","v":7694974},{"$f":"IFERROR(VLOOKUP(Q242,$B$7:$E$124,2,FALSE),\"\")","v":"SUPPORT AU SOL CAOUTCHOUC 600MM"},{"$f":"IFERROR(VLOOKUP(Q242,$B$7:$E$124,3,FALSE),\"\")","v":"EH879"},{"$f":"IFERROR(VLOOKUP(Q242,$B$7:$E$124,4,FALSE),\"\")","v":119},1,null,null,null,null,"","","","",""]
[null,null,null,null,null,null,null,null,null,null,null,{"$f":"IFERROR(VLOOKUP(K243,$B$7:$E$124,2,FALSE),\"\")","v":""},{"$f":"IFERROR(VLOOKUP(K243,$B$7:$E$124,3,FALSE),\"\")","v":""},{"$f":"IFERROR(VLOOKUP(K243,$B$7:$E$124,4,FALSE),\"\")","v":""},1,null,null,{"$f":"IFERROR(VLOOKUP(Q243,$B$7:$E$124,2,FALSE),\"\")","v":""},{"$f":"IFERROR(VLOOKUP(Q243,$B$7:$E$124,3,FALSE),\"\")","v":""},{"$f":"IFERROR(VLOOKUP(Q243,$B$7:$E$124,4,FALSE),\"\")","v":""},1,null,null,null,null,"","","","",""]
[null,null,null,null,null,null,null,null,null,null,null,null,null,null,null,null,null,null,null,null,null,null,null,null,null,"","","","",""]
[null,null,null,null,null,null,null,null,null,null,null,"Liaison frigorifique",null,null,null,null,null,"Liaison frigorifique",null,null,null,null,null,null,null,"","","","",""]
[null,null,null,null,null,null,null,null,null,null,{"$f":"$B$15","v":100012535},{"$f":"IFERROR(VLOOKUP(K246,$B$7:$E$124,2,FALSE),\"\")","v":"LIAISON FRIGORIFIQUE PE 5/8'' 3/8'' - LG 5m"},{"$f":"IFERROR(VLOOKUP(K246,$B$7:$E$124,3,FALSE),\"\")","v":"EH114"},{"$f":"IFERROR(VLOOKUP(K246,$B$7:$E$124,4,FALSE),\"\")","v":255},1,null,{"$f":"$B$15","v":100012535},{"$f":"IFERROR(VLOOKUP(Q246,$B$7:$E$124,2,FALSE),\"\")","v":"LIAISON FRIGORIFIQUE PE 5/8'' 3/8'' - LG 5m"},{"$f":"IFERROR(VLOOKUP(Q246,$B$7:$E$124,3,FALSE),\"\")","v":"EH114"},{"$f":"IFERROR(VLOOKUP(Q246,$B$7:$E$124,4,FALSE),\"\")","v":255},1,null,null,null,null,"","","","",""]
[null,null,null,null,null,null,null,null,null,null,{"$f":"$B$16","v":100012536},{"$f":"IFERROR(VLOOKUP(K247,$B$7:$E$124,2,FALSE),\"\")","v":"LIAISON FRIGORIFIQUE PE 5/8'' 3/8'' - LG 10m"},{"$f":"IFERROR(VLOOKUP(K247,$B$7:$E$124,3,FALSE),\"\")","v":"EH115"},{"$f":"IFERROR(VLOOKUP(K247,$B$7:$E$124,4,FALSE),\"\")","v":456},null,null,{"$f":"$B$16","v":100012536},{"$f":"IFERROR(VLOOKUP(Q247,$B$7:$E$124,2,FALSE),\"\")","v":"LIAISON FRIGORIFIQUE PE 5/8'' 3/8'' - LG 10m"},{"$f":"IFERROR(VLOOKUP(Q247,$B$7:$E$124,3,FALSE),\"\")","v":"EH115"},{"$f":"IFERROR(VLOOKUP(Q247,$B$7:$E$124,4,FALSE),\"\")","v":456},null,null,null,null,null,"","","","",""]
[null,null,null,null,null,null,null,null,null,null,{"$f":"$B$17","v":100012537},{"$f":"IFERROR(VLOOKUP(K248,$B$7:$E$124,2,FALSE),\"\")","v":"LIAISON FRIGORIFIQUE PE 5/8'' 3/8'' - LG 20m"},{"$f":"IFERROR(VLOOKUP(K248,$B$7:$E$124,3,FALSE),\"\")","v":"EH116"},{"$f":"IFERROR(VLOOKUP(K248,$B$7:$E$124,4,FALSE),\"\")","v":823},null,null,{"$f":"$B$17","v":100012537},{"$f":"IFERROR(VLOOKUP(Q248,$B$7:$E$124,2,FALSE),\"\")","v":"LIAISON FRIGORIFIQUE PE 5/8'' 3/8'' - LG 20m"},{"$f":"IFERROR(VLOOKUP(Q248,$B$7:$E$124,3,FALSE),\"\")","v":"EH116"},{"$f":"IFERROR(VLOOKUP(Q248,$B$7:$E$124,4,FALSE),\"\")","v":823},null,null,null,null,null,"","","","",""]
[null,null,null,null,null,null,null,null,null,null,null,null,null,null,null,null,null,null,null,null,null,null,null,null,null,"","","","",""]
[null,null,null,null,null,null,null,null,null,null,null,"Accessoires de raccordement hydraulique",null,null,null,null,null,"Accessoires de raccordement hydraulique",null,null,null,null,null,null,null,"","","","",""]
[null,null,null,null,null,null,null,null,null,null,{"$f":"$B$21","v":100008841},{"$f":"IFERROR(VLOOKUP(K251,$B$7:$E$124,2,FALSE),\"\")","v":"BALLON TAMPON 80L B 80 T"},{"$f":"IFERROR(VLOOKUP(K251,$B$7:$E$124,3,FALSE),\"\")","v":"EH85"},{"$f":"IFERROR(VLOOKUP(K251,$B$7:$E$124,4,FALSE),\"\")","v":572},1,null,{"$f":"$B$21","v":100008841},{"$f":"IFERROR(VLOOKUP(Q251,$B$7:$E$124,2,FALSE),\"\")","v":"BALLON TAMPON 80L B 80 T"},{"$f":"IFERROR(VLOOKUP(Q251,$B$7:$E$124,3,FALSE),\"\")","v":"EH85"},{"$f":"IFERROR(VLOOKUP(Q251,$B$7:$E$124,4,FALSE),\"\")","v":572},1,null,null,null,null,"","","","",""]
[null,null,null,null,null,null,null,null,null,null,{"$f":"$B$22","v":100004415},{"$f":"IFERROR(VLOOKUP(K252,$B$7:$E$124,2,FALSE),\"\")","v":"BALLON TAMPON 160L B 150 T"},{"$f":"IFERROR(VLOOKUP(K252,$B$7:$E$124,3,FALSE),\"\")","v":"EH60"},{"$f":"IFERROR(VLOOKUP(K252,$B$7:$E$124,4,FALSE),\"\")","v":857},null,null,{"$f":"$B$22","v":100004415},{"$f":"IFERROR(VLOOKUP(Q252,$B$7:$E$124,2,FALSE),\"\")","v":"BALLON TAMPON 160L B 150 T"},{"$f":"IFERROR(VLOOKUP(Q252,$B$7:$E$124,3,FALSE),\"\")","v":"EH60"},{"$f":"IFERROR(VLOOKUP(Q252,$B$7:$E$124,4,FALSE),\"\")","v":857},null,null,null,null,null,"","","","",""]
[null,null,null,null,null,null,null,null,null,null,{"$f":"$B$24","v":100020045},"KIT FILTRE FERNOX TF1","EH896",288,1,null,{"$f":"$B$24","v":100020045},"KIT FILTRE FERNOX TF1","EH896",288,1,null,null,null,null,"","","","",""]
[null,null,null,null,null,null,null,null,null,null,{"$f":"$B$45","v":7746242},"SOUPAPE DIFFERENTIELLE ","HK150",59,1,null,{"$f":"$B$45","v":7746242},"SOUPAPE DIFFERENTIELLE ","HK150",59,1,null,null,null,null,"","","","",""]
[null,null,null,null,null,null,null,null,null,null,{"$f":"$B$46","v":7746197},"BOUTEILLE DE DECOUPLAGE 25L"," HK147",362,1,null,{"$f":"$B$46","v":7746197},"BOUTEILLE DE DECOUPLAGE 25L"," HK147",362,1,null,null,null,null,"","","","",""]
[null,null,null,null,null,null,null,null,null,null,null,"","","",null,null,null,"","","",null,null,null,null,null,"","","","",""]
[null,null,null,null,null,null,null,null,null,null,null,"","","",null,null,null,"","","",null,null,null,null,null,"","","","",""]
[null,null,null,null,null,null,null,null,null,null,null,"","","",null,null,null,"","","",null,null,null,null,null,"","","","",""]
[null,null,null,null,null,null,null,null,null,null,null,"","","",null,null,null,"","","",null,null,null,null,null,"","","","",""]
[null,null,null,null,null,null,null,null,null,null,null,"","","",null,null,null,"","","",null,null,null,null,null,"","","","",""]
[null,null,null,null,null,null,null,null,null,null,null,null,null,null,null,null,null,null,null,null,null,null,null,null,null,"","","","",""]
[null,null,null,null,null,null,null,null,null,null,null,{"$f":"IF($H$24=OFFRE!$D$6,\"Accessoires de production Eau Chaude Sanitaire\",\"\")","v":""},null,null,null,null,null,{"$f":"IF($H$24=OFFRE!$D$6,\"Accessoires de production Eau Chaude Sanitaire\",\"\")","v":""},null,null,null,null,null,null,null,"","","","",""]
[null,null,null,null,null,null,null,null,null,null,{"$f":"IF($H$24=OFFRE!$D$6,$B$36,\"\")","v":""},{"$f":"IFERROR(VLOOKUP(K263,$B$7:$E$124,2,FALSE),\"\")","v":""},{"$f":"IFERROR(VLOOKUP(K263,$B$7:$E$124,3,FALSE),\"\")","v":""},{"$f":"IFERROR(VLOOKUP(K263,$B$7:$E$124,4,FALSE),\"\")","v":""},null,null,{"$f":"IF($H$24=OFFRE!$D$6,$B$36,\"\")","v":""},{"$f":"IFERROR(VLOOKUP(Q263,$B$7:$E$124,2,FALSE),\"\")","v":""},{"$f":"IFERROR(VLOOKUP(Q263,$B$7:$E$124,3,FALSE),\"\")","v":""},{"$f":"IFERROR(VLOOKUP(Q263,$B$7:$E$124,4,FALSE),\"\")","v":""},null,null,null,null,null,"","","","",""]
[null,null,null,null,null,null,null,null,null,null,{"$f":"IF($H$24=OFFRE!$D$6,$B$37,\"\")","v":""},"",{"$f":"IFERROR(VLOOKUP(K264,$B$7:$E$124,3,FALSE),\"\")","v":""},{"$f":"IFERROR(VLOOKUP(K264,$B$7:$E$124,4,FALSE),\"\")","v":""},null,null,{"$f":"IF($H$24=OFFRE!$D$6,$B$37,\"\")","v":""},"",{"$f":"IFERROR(VLOOKUP(Q264,$B$7:$E$124,3,FALSE),\"\")","v":""},{"$f":"IFERROR(VLOOKUP(Q264,$B$7:$E$124,4,FALSE),\"\")","v":""},null,null,null,null,null,"","","","",""]
[null,null,null,null,null,null,null,null,null,null,{"$f":"IF($H$24=OFFRE!$D$6,$B$38,\"\")","v":""},"","","",null,null,{"$f":"IF($H$24=OFFRE!$D$6,$B$38,\"\")","v":""},"","","",null,null,null,null,null,"","","","",""]
[null,null,null,null,null,null,null,null,null,null,{"$f":"IF($H$24=OFFRE!$D$6,$B$39,\"\")","v":""},"","","",null,null,{"$f":"IF($H$24=OFFRE!$D$6,$B$39,\"\")","v":""},"","","",null,null,null,null,null,"","","","",""]
[null,null,null,null,null,null,null,null,null,null,{"$f":"IF($H$24=OFFRE!$D$6,$B$40,\"\")","v":""},"","","",null,null,{"$f":"IF($H$24=OFFRE!$D$6,$B$40,\"\")","v":""},"","","",null,null,null,null,null,"","","","",""]
[null,null,null,null,null,null,null,null,null,null,null,"","","",null,null,null,"","","",null,null,null,null,null,"","","","",""]
[null,null,null,null,null,null,null,null,null,null,null,"","","",null,null,null,"","","",null,null,null,null,null,"","","","",""]
[null,null,null,null,null,null,null,null,null,null,null,"","","",null,null,null,"","","",null,null,null,null,null,"","","","",""]
[null,null,null,null,null,null,null,null,null,null,null,null,null,null,null,null,null,null,null,null,null,null,null,null,null,"","","","",""]
[null,null,null,null,null,null,null,null,null,null,null,{"$f":"IF($H$27=OFFRE!$F$17,\"Kit de fonction réversible\",\"\")","v":""},null,null,null,null,null,{"$f":"IF($H$27=OFFRE!$F$17,\"Kit de fonction réversible\",\"\")","v":""},null,null,null,null,null,null,null,"","","","",""]
[null,null,null,null,null,null,null,null,null,null,null,{"$f":"IF($H$27=OFFRE!$F$17,\"Intégré dans le colis PAC\",\"\")","v":""},{"$f":"IFERROR(VLOOKUP(K273,$B$7:$E$124,3,FALSE),\"\")","v":""},{"$f":"IFERROR(VLOOKUP(K273,$B$7:$E$124,4,FALSE),\"\")","v":""},null,null,null,{"$f":"IF($H$27=OFFRE!$F$17,\"Intégré dans le colis PAC\",\"\")","v":""},{"$f":"IFERROR(VLOOKUP(Q273,$B$7:$E$124,3,FALSE),\"\")","v":""},{"$f":"IFERROR(VLOOKUP(Q273,$B$7:$E$124,4,FALSE),\"\")","v":""},null,null,null,null,null,"","","","",""]
[null,null,null,null,null,null,null,null,null,null,null,{"$f":"IFERROR(VLOOKUP(K274,$B$7:$E$124,2,FALSE),\"\")","v":""},{"$f":"IFERROR(VLOOKUP(K274,$B$7:$E$124,3,FALSE),\"\")","v":""},{"$f":"IFERROR(VLOOKUP(K274,$B$7:$E$124,4,FALSE),\"\")","v":""},null,null,null,{"$f":"IFERROR(VLOOKUP(Q274,$B$7:$E$124,2,FALSE),\"\")","v":""},{"$f":"IFERROR(VLOOKUP(Q274,$B$7:$E$124,3,FALSE),\"\")","v":""},{"$f":"IFERROR(VLOOKUP(Q274,$B$7:$E$124,4,FALSE),\"\")","v":""},null,null,null,null,null,"","","","",""]
[null,null,null,null,null,null,null,null,null,null,null,null,null,null,null,null,null,null,null,null,null,null,null,null,null,"","","","",""]
[null,null,null,null,null,null,null,null,null,null,null,"Accessoires de régulation",null,null,null,null,null,"Accessoires de régulation",null,null,null,null,null,null,null,"","","","",""]
[null,null,null,null,null,null,null,null,null,null,{"$f":"$B$25","v":88017859},{"$f":"IFERROR(VLOOKUP(K277,$B$7:$E$124,2,FALSE),\"\")","v":"THERMOSTAT D'AMBIANCE NON PROGRAMMABLE"},{"$f":"IFERROR(VLOOKUP(K277,$B$7:$E$124,3,FALSE),\"\")","v":"AD140"},{"$f":"IFERROR(VLOOKUP(K277,$B$7:$E$124,4,FALSE),\"\")","v":54},null,null,{"$f":"$B$25","v":88017859},{"$f":"IFERROR(VLOOKUP(Q277,$B$7:$E$124,2,FALSE),\"\")","v":"THERMOSTAT D'AMBIANCE NON PROGRAMMABLE"},{"$f":"IFERROR(VLOOKUP(Q277,$B$7:$E$124,3,FALSE),\"\")","v":"AD140"},{"$f":"IFERROR(VLOOKUP(Q277,$B$7:$E$124,4,FALSE),\"\")","v":54},null,null,null,null,null,"","","","",""]
[null,null,null,null,null,null,null,null,null,null,{"$f":"$B$26","v":88017904},{"$f":"IFERROR(VLOOKUP(K278,$B$7:$E$124,2,FALSE),\"\")","v":"THERMOSTAT AMBIANCE PROGRAMMABLE (FILAIRE)"},{"$f":"IFERROR(VLOOKUP(K278,$B$7:$E$124,3,FALSE),\"\")","v":"AD191"},{"$f":"IFERROR(VLOOKUP(K278,$B$7:$E$124,4,FALSE),\"\")","v":176},null,null,{"$f":"$B$26","v":88017904},{"$f":"IFERROR(VLOOKUP(Q278,$B$7:$E$124,2,FALSE),\"\")","v":"THERMOSTAT AMBIANCE PROGRAMMABLE (FILAIRE)"},{"$f":"IFERROR(VLOOKUP(Q278,$B$7:$E$124,3,FALSE),\"\")","v":"AD191"},{"$f":"IFERROR(VLOOKUP(Q278,$B$7:$E$124,4,FALSE),\"\")","v":176},null,null,null,null,null,"","","","",""]
[null,null,null,null,null,null,null,null,null,null,{"$f":"$B$27","v":88017010},"THERMOSTAT D'AMBIANCE PROGRAMMABLE (SANS FILS)","AD192",308,null,null,{"$f":"$B$27","v":88017010},"THERMOSTAT D'AMBIANCE PROGRAMMABLE (SANS FILS)","AD192",308,null,null,null,null,null,"","","","",""]
[null,null,null,null,null,null,null,null,null,null,{"$f":"$B$28","v":7684433},"OETROSMART OT ","AD320",269,{"$f":"$H$18","v":1},null,{"$f":"$B$28","v":7684433},"OETROSMART OT ","AD320",269,{"$f":"$H$18","v":1},null,null,null,null,"","","","",""]
[null,null,null,null,null,null,null,null,null,null,{"$f":"$B$31","v":7746307},"KIT HYDRAULIQUE 2ND CIRCUIT V3V EXTERNE","HK152",440,null,null,{"$f":"$B$31","v":7746307},"KIT HYDRAULIQUE 2ND CIRCUIT V3V EXTERNE","HK152",440,null,null,null,null,null,"","","","",""]
[null,null,null,null,null,null,null,null,null,null,{"$f":"$B$32","v":7624902},"KIT CABLAGE PLANCHER CHAUFFANT DIRECT","HA255",40,null,null,{"$f":"$B$32","v":7624902},"KIT CABLAGE PLANCHER CHAUFFANT DIRECT","HA255",40,null,null,null,null,null,"","","","",""]
[null,null,null,null,null,null,null,null,null,null,{"$f":"$B$33","v":100019114},"KIT SONDE HYGRO RAFRAICHISSEMENT","HK27",233,null,null,{"$f":"$B$33","v":100019114},"KIT SONDE HYGRO RAFRAICHISSEMENT","HK27",233,null,null,null,null,null,"","","","",""]
[null,null,null,null,null,null,null,null,null,null,{"$f":"$B$47","v":7636899},"KIT SILENCIEUX MODULE EXTERIEUR","EH572",66,null,null,{"$f":"$B$47","v":7636899},"KIT SILENCIEUX MODULE EXTERIEUR","EH572",66,null,null,null,null,null,"","","","",""]
[null,null,null,null,null,null,null,null,null,null,{"$f":"$B$48","v":7683828},"KIT CARTE REGULATION 2ND CIRCUIT","EH783",120,null,null,{"$f":"$B$48","v":7683828},"KIT CARTE REGULATION 2ND CIRCUIT","EH783",120,null,null,null,null,null,"","","","",""]
[null,null,null,null,null,null,null,null,null,null,{"$f":"$B$49","v":7622433},"KIT SONDE CONDENSATION (0-10V)","HZ64",420,null,null,{"$f":"$B$49","v":7622433},"KIT SONDE CONDENSATION (0-10V)","HZ64",420,null,null,null,null,null,"","","","",""]
[null,null,null,null,null,null,null,null,null,null,null,"","","",null,null,null,"","","",null,null,null,null,null,"","","","",""]
[null,null,null,null,null,null,null,null,null,null,null,"","","",null,null,null,"","","",null,null,null,null,null,{"$f":"IF($J$227=1,K288,IF($P$227=1,Q288,\"\"))","v":""},"","","",""]
[null,null,null,null,null,null,null,null,null,null,null,"","","",null,null,null,"","","",null,null,null,null,null,"","","","",""]
[null,null,null,null,null,null,null,null,null,null,null,"","","",null,null,null,"","","",null,null,null,null,null,"","","","",""]
[]
[]
[]
[null,null,null,null,null,null,null,null,null,{"$f":"IF($H$9=OFFRE!$C$59,1,0)","v":0},{"$f":"OFFRE!$C$59","v":"OENOVIAPAC-C FIRST  11 kW TRI - E"},null,null,null,null,{"$f":"IF($H$9=OFFRE!$D$59,1,0)","v":0},{"$f":"$K294","v":"OENOVIAPAC-C FIRST  11 kW TRI - E"}]
[null,null,null,null,null,null,null,null,null,"Appoint",{"$f":"OFFRE!$F$7","v":"Electrique"},null,null,null,null,null,{"$f":"OFFRE!$F$6","v":"Hydraulique par chaudière"}]
[]
[]
[null,null,null,null,null,null,null,null,null,null,null,null,null,null,null,null,null,null,null,null,null,null,null,null,null,"Si 11 TR choisi"]
[null,null,null,null,null,null,null,null,null,"11 TR",null,{"$f":"IF($J$13=OFFRE!$H$23,\"Kit complet : PAC + accessoires\",\"\")","v":"Kit complet : PAC + accessoires"},null,null,null,null,null,{"$f":"IF($J$13=OFFRE!$H$23,\"Kit complet : PAC + accessoires\",\"\")","v":"Kit complet : PAC + accessoires"},null,null,null,null,null,null,{"$f":"IF($AA308=\"\",0,1)","v":0},{"$f":"IF($J$294=1,K299,IF($P$294=1,Q299,\"\"))","v":""},{"$f":"IF($J$294=1,L299,IF($P$294=1,R299,\"\"))","v":""},{"$f":"IF($J$294=1,M299,IF($P$294=1,S299,\"\"))","v":""},{"$f":"IF($J$294=1,N299,IF($P$294=1,T299,\"\"))","v":""},{"$f":"IF($J$294=1,O299,IF($P$294=1,U299,\"\"))","v":""}]
[null,null,null,null,null,null,null,null,null,null,{"$f":"IF($J$13=OFFRE!$H$23,IF($H$27=OFFRE!$F$18,'Offre Alezio S - ERIA '!$B$88,'Offre Alezio S - ERIA '!$B$97),\"\")","v":7610035},{"$f":"IFERROR(VLOOKUP(K300,$B$7:$E$162,2,FALSE),\"\")","v":""},{"$f":"IFERROR(VLOOKUP(K300,$B$7:$E$162,3,FALSE),\"\")","v":"-"},{"$f":"IFERROR(VLOOKUP(K300,$B$7:$E$162,4,FALSE),\"\")","v":""},{"$f":"IF(K300=\"\",\"\",1)","v":1},null,{"$f":"IF($J$13=OFFRE!$H$23,IF($H$27=OFFRE!$F$18,'Offre Alezio S - ERIA '!$B$106,'Offre Alezio S - ERIA '!$B$115),\"\")","v":7610034},{"$f":"IFERROR(VLOOKUP(Q300,$B$7:$E$162,2,FALSE),\"\")","v":""},{"$f":"IFERROR(VLOOKUP(Q300,$B$7:$E$162,3,FALSE),\"\")","v":"-"},{"$f":"IFERROR(VLOOKUP(Q300,$B$7:$E$162,4,FALSE),\"\")","v":""},{"$f":"IF(Q300=\"\",\"\",1)","v":1},null,null,null,null,{"$f":"IF($J$294=1,K300,IF($P$294=1,Q300,\"\"))","v":""},{"$f":"IF($J$294=1,L300,IF($P$294=1,R300,\"\"))","v":""},{"$f":"IF($J$294=1,M300,IF($P$294=1,S300,\"\"))","v":""},{"$f":"IF($J$294=1,N300,IF($P$294=1,T300,\"\"))","v":""},{"$f":"IF($J$294=1,O300,IF($P$294=1,U300,\"\"))","v":""}]
[null,null,null,null,null,null,null,null,null,null,null,null,{"$f":"IFERROR(VLOOKUP(K301,$B$7:$E$162,3,FALSE),\"\")","v":""},{"$f":"IFERROR(VLOOKUP(K301,$B$7:$E$162,4,FALSE),\"\")","v":""},null,null,null,null,{"$f":"IFERROR(VLOOKUP(Q301,$B$7:$E$162,3,FALSE),\"\")","v":""},{"$f":"IFERROR(VLOOKUP(Q301,$B$7:$E$162,4,FALSE),\"\")","v":""},null,null,null,null,null,"","","","",""]
[null,null,null,null,null,null,null,null,null,null,null,{"$f":"IF($J$13=OFFRE!$H$24,\"Sélection personnalisée\",\"\")","v":""},"","",null,null,null,{"$f":"IF($J$13=OFFRE!$H$24,\"Sélection personnalisée\",\"\")","v":""},"","",null,null,null,null,null,"","","","",""]
[null,null,null,null,null,null,null,null,null,null,{"$f":"IF($J$13=OFFRE!$H$24,IF($H$27=OFFRE!$F$18,'Offre Alezio S - ERIA '!$B$69,'Offre Alezio S - ERIA '!$B$74),\"\")","v":""},{"$f":"IFERROR(VLOOKUP(K303,$B$7:$E$162,2,FALSE),\"\")","v":""},"","",{"$f":"IF(K303=\"\",\"\",1)","v":""},null,{"$f":"IF($J$13=OFFRE!$H$24,IF($H$27=OFFRE!$F$18,'Offre Alezio S - ERIA '!$B$77,'Offre Alezio S - ERIA '!$B$81),\"\")","v":""},{"$f":"IFERROR(VLOOKUP(Q303,$B$7:$E$162,2,FALSE),\"\")","v":""},"","",{"$f":"IF(Q303=\"\",\"\",1)","v":""},null,null,null,null,"","","","",""]
[null,null,null,null,null,null,null,null,null,null,{"$f":"IF($J$13=OFFRE!$H$24,$B$59,\"\")","v":""},{"$f":"IFERROR(VLOOKUP(K304,$B$7:$E$162,2,FALSE),\"\")","v":""},"","",{"$f":"IF(K304=\"\",\"\",1)","v":""},null,{"$f":"IF($J$13=OFFRE!$H$24,$B$59,\"\")","v":""},{"$f":"IFERROR(VLOOKUP(Q304,$B$7:$E$162,2,FALSE),\"\")","v":""},"","",{"$f":"IF(Q304=\"\",\"\",1)","v":""},null,null,null,null,"","","","",""]
[null,null,null,null,null,null,null,null,null,null,null,{"$f":"IFERROR(VLOOKUP(K305,$B$7:$E$162,2,FALSE),\"\")","v":""},"","",{"$f":"IF(K305=\"\",\"\",1)","v":""},null,null,{"$f":"IFERROR(VLOOKUP(Q305,$B$7:$E$162,2,FALSE),\"\")","v":""},"","",{"$f":"IF(Q305=\"\",\"\",1)","v":""},null,null,null,null,"","","","",""]
[null,null,null,null,null,null,null,null,null,null,null,null,"","",null,null,null,null,"","",null,null,null,null,null,"","","","",""]
[null,null,null,null,null,null,null,null,null,null,null,null,"","",null,null,null,null,"","",null,null,null,null,null,"","","","",""]
[null,null,null,null,null,null,null,null,null,null,null,"Accessoires de mise en œuvre",null,null,null,null,null,"Accessoires de mise en œuvre",null,null,null,null,null,null,null,"","","","",""]
[null,null,null,null,null,null,null,null,null,null,{"$f":"IF($H$15=OFFRE!$H$16,'Offre Alezio S - ERIA '!$B$12,'Offre Alezio S - ERIA '!$B$9)","v":7694974},{"$f":"IFERROR(VLOOKUP(K309,$B$7:$E$124,2,FALSE),\"\")","v":"SUPPORT AU SOL CAOUTCHOUC 600MM"},{"$f":"IFERROR(VLOOKUP(K309,$B$7:$E$124,3,FALSE),\"\")","v":"EH879"},{"$f":"IFERROR(VLOOKUP(K309,$B$7:$E$124,4,FALSE),\"\")","v":119},1,null,{"$f":"IF($H$15=OFFRE!$H$16,'Offre Alezio S - ERIA '!$B$12,'Offre Alezio S - ERIA '!$B$9)","v":7694974},{"$f":"IFERROR(VLOOKUP(Q309,$B$7:$E$124,2,FALSE),\"\")","v":"SUPPORT AU SOL CAOUTCHOUC 600MM"},{"$f":"IFERROR(VLOOKUP(Q309,$B$7:$E$124,3,FALSE),\"\")","v":"EH879"},{"$f":"IFERROR(VLOOKUP(Q309,$B$7:$E$124,4,FALSE),\"\")","v":119},1,null,null,null,null,"","","","",""]
[null,null,null,null,null,null,null,null,null,null,null,{"$f":"IFERROR(VLOOKUP(K310,$B$7:$E$124,2,FALSE),\"\")","v":""},{"$f":"IFERROR(VLOOKUP(K310,$B$7:$E$124,3,FALSE),\"\")","v":""},{"$f":"IFERROR(VLOOKUP(K310,$B$7:$E$124,4,FALSE),\"\")","v":""},1,null,null,{"$f":"IFERROR(VLOOKUP(Q310,$B$7:$E$124,2,FALSE),\"\")","v":""},{"$f":"IFERROR(VLOOKUP(Q310,$B$7:$E$124,3,FALSE),\"\")","v":""},{"$f":"IFERROR(VLOOKUP(Q310,$B$7:$E$124,4,FALSE),\"\")","v":""},1,null,null,null,null,"","","","",""]
[null,null,null,null,null,null,null,null,null,null,null,null,null,null,null,null,null,null,null,null,null,null,null,null,null,"","","","",""]
[null,null,null,null,null,null,null,null,null,null,null,"Liaison frigorifique",null,null,null,null,null,"Liaison frigorifique",null,null,null,null,null,null,null,"","","","",""]
[null,null,null,null,null,null,null,null,null,null,{"$f":"$B$15","v":100012535},{"$f":"IFERROR(VLOOKUP(K313,$B$7:$E$124,2,FALSE),\"\")","v":"LIAISON FRIGORIFIQUE PE 5/8'' 3/8'' - LG 5m"},{"$f":"IFERROR(VLOOKUP(K313,$B$7:$E$124,3,FALSE),\"\")","v":"EH114"},{"$f":"IFERROR(VLOOKUP(K313,$B$7:$E$124,4,FALSE),\"\")","v":255},1,null,{"$f":"$B$15","v":100012535},{"$f":"IFERROR(VLOOKUP(Q313,$B$7:$E$124,2,FALSE),\"\")","v":"LIAISON FRIGORIFIQUE PE 5/8'' 3/8'' - LG 5m"},{"$f":"IFERROR(VLOOKUP(Q313,$B$7:$E$124,3,FALSE),\"\")","v":"EH114"},{"$f":"IFERROR(VLOOKUP(Q313,$B$7:$E$124,4,FALSE),\"\")","v":255},1,null,null,null,null,"","","","",""]
[null,null,null,null,null,null,null,null,null,null,{"$f":"$B$16","v":100012536},{"$f":"IFERROR(VLOOKUP(K314,$B$7:$E$124,2,FALSE),\"\")","v":"LIAISON FRIGORIFIQUE PE 5/8'' 3/8'' - LG 10m"},{"$f":"IFERROR(VLOOKUP(K314,$B$7:$E$124,3,FALSE),\"\")","v":"EH115"},{"$f":"IFERROR(VLOOKUP(K314,$B$7:$E$124,4,FALSE),\"\")","v":456},null,null,{"$f":"$B$16","v":100012536},{"$f":"IFERROR(VLOOKUP(Q314,$B$7:$E$124,2,FALSE),\"\")","v":"LIAISON FRIGORIFIQUE PE 5/8'' 3/8'' - LG 10m"},{"$f":"IFERROR(VLOOKUP(Q314,$B$7:$E$124,3,FALSE),\"\")","v":"EH115"},{"$f":"IFERROR(VLOOKUP(Q314,$B$7:$E$124,4,FALSE),\"\")","v":456},null,null,null,null,null,"","","","",""]
[null,null,null,null,null,null,null,null,null,null,{"$f":"$B$17","v":100012537},{"$f":"IFERROR(VLOOKUP(K315,$B$7:$E$124,2,FALSE),\"\")","v":"LIAISON FRIGORIFIQUE PE 5/8'' 3/8'' - LG 20m"},{"$f":"IFERROR(VLOOKUP(K315,$B$7:$E$124,3,FALSE),\"\")","v":"EH116"},{"$f":"IFERROR(VLOOKUP(K315,$B$7:$E$124,4,FALSE),\"\")","v":823},null,null,{"$f":"$B$17","v":100012537},{"$f":"IFERROR(VLOOKUP(Q315,$B$7:$E$124,2,FALSE),\"\")","v":"LIAISON FRIGORIFIQUE PE 5/8'' 3/8'' - LG 20m"},{"$f":"IFERROR(VLOOKUP(Q315,$B$7:$E$124,3,FALSE),\"\")","v":"EH116"},{"$f":"IFERROR(VLOOKUP(Q315,$B$7:$E$124,4,FALSE),\"\")","v":823},null,null,null,null,null,"","","","",""]
[null,null,null,null,null,null,null,null,null,null,null,null,null,null,null,null,null,null,null,null,null,null,null,null,null,"","","","",""]
[null,null,null,null,null,null,null,null,null,null,null,"Accessoires de raccordement hydraulique",null,null,null,null,null,"Accessoires de raccordement hydraulique",null,null,null,null,null,null,null,"","","","",""]
[null,null,null,null,null,null,null,null,null,null,{"$f":"$B$21","v":100008841},{"$f":"IFERROR(VLOOKUP(K318,$B$7:$E$124,2,FALSE),\"\")","v":"BALLON TAMPON 80L B 80 T"},{"$f":"IFERROR(VLOOKUP(K318,$B$7:$E$124,3,FALSE),\"\")","v":"EH85"},{"$f":"IFERROR(VLOOKUP(K318,$B$7:$E$124,4,FALSE),\"\")","v":572},1,null,{"$f":"$B$21","v":100008841},{"$f":"IFERROR(VLOOKUP(Q318,$B$7:$E$124,2,FALSE),\"\")","v":"BALLON TAMPON 80L B 80 T"},{"$f":"IFERROR(VLOOKUP(Q318,$B$7:$E$124,3,FALSE),\"\")","v":"EH85"},{"$f":"IFERROR(VLOOKUP(Q318,$B$7:$E$124,4,FALSE),\"\")","v":572},1,null,null,null,null,"","","","",""]
[null,null,null,null,null,null,null,null,null,null,{"$f":"$B$22","v":100004415},{"$f":"IFERROR(VLOOKUP(K319,$B$7:$E$124,2,FALSE),\"\")","v":"BALLON TAMPON 160L B 150 T"},{"$f":"IFERROR(VLOOKUP(K319,$B$7:$E$124,3,FALSE),\"\")","v":"EH60"},{"$f":"IFERROR(VLOOKUP(K319,$B$7:$E$124,4,FALSE),\"\")","v":857},null,null,{"$f":"$B$22","v":100004415},{"$f":"IFERROR(VLOOKUP(Q319,$B$7:$E$124,2,FALSE),\"\")","v":"BALLON TAMPON 160L B 150 T"},{"$f":"IFERROR(VLOOKUP(Q319,$B$7:$E$124,3,FALSE),\"\")","v":"EH60"},{"$f":"IFERROR(VLOOKUP(Q319,$B$7:$E$124,4,FALSE),\"\")","v":857},null,null,null,null,null,"","","","",""]
[null,null,null,null,null,null,null,null,null,null,{"$f":"$B$24","v":100020045},"KIT FILTRE FERNOX TF1","EH896",288,1,null,{"$f":"$B$24","v":100020045},"KIT FILTRE FERNOX TF1","EH896",288,1,null,null,null,null,"","","","",""]
[null,null,null,null,null,null,null,null,null,null,{"$f":"$B$45","v":7746242},"SOUPAPE DIFFERENTIELLE ","HK150",59,1,null,{"$f":"$B$45","v":7746242},"SOUPAPE DIFFERENTIELLE ","HK150",59,1,null,null,null,null,"","","","",""]
[null,null,null,null,null,null,null,null,null,null,{"$f":"$B$46","v":7746197},"BOUTEILLE DE DECOUPLAGE 25L"," HK147",362,1,null,{"$f":"$B$46","v":7746197},"BOUTEILLE DE DECOUPLAGE 25L"," HK147",362,1,null,null,null,null,"","","","",""]
[null,null,null,null,null,null,null,null,null,null,null,"","","",null,null,null,"","","",null,null,null,null,null,"","","","",""]
[null,null,null,null,null,null,null,null,null,null,null,"","","",null,null,null,"","","",null,null,null,null,null,"","","","",""]
[null,null,null,null,null,null,null,null,null,null,null,"","","",null,null,null,"","","",null,null,null,null,null,"","","","",""]
[null,null,null,null,null,null,null,null,null,null,null,"","","",null,null,null,"","","",null,null,null,null,null,"","","","",""]
[null,null,null,null,null,null,null,null,null,null,null,"","","",null,null,null,"","","",null,null,null,null,null,"","","","",""]
[null,null,null,null,null,null,null,null,null,null,null,null,null,null,null,null,null,null,null,null,null,null,null,null,null,"","","","",""]
[null,null,null,null,null,null,null,null,null,null,null,{"$f":"IF($H$24=OFFRE!$D$6,\"Accessoires de production Eau Chaude Sanitaire\",\"\")","v":""},null,null,null,null,null,{"$f":"IF($H$24=OFFRE!$D$6,\"Accessoires de production Eau Chaude Sanitaire\",\"\")","v":""},null,null,null,null,null,null,null,"","","","",""]
[null,null,null,null,null,null,null,null,null,null,{"$f":"IF($H$24=OFFRE!$D$6,$B$36,\"\")","v":""},{"$f":"IFERROR(VLOOKUP(K330,$B$7:$E$124,2,FALSE),\"\")","v":""},{"$f":"IFERROR(VLOOKUP(K330,$B$7:$E$124,3,FALSE),\"\")","v":""},{"$f":"IFERROR(VLOOKUP(K330,$B$7:$E$124,4,FALSE),\"\")","v":""},null,null,{"$f":"IF($H$24=OFFRE!$D$6,$B$36,\"\")","v":""},{"$f":"IFERROR(VLOOKUP(Q330,$B$7:$E$124,2,FALSE),\"\")","v":""},{"$f":"IFERROR(VLOOKUP(Q330,$B$7:$E$124,3,FALSE),\"\")","v":""},{"$f":"IFERROR(VLOOKUP(Q330,$B$7:$E$124,4,FALSE),\"\")","v":""},null,null,null,null,null,"","","","",""]
[null,null,null,null,null,null,null,null,null,null,{"$f":"IF($H$24=OFFRE!$D$6,$B$37,\"\")","v":""},"",{"$f":"IFERROR(VLOOKUP(K331,$B$7:$E$124,3,FALSE),\"\")","v":""},{"$f":"IFERROR(VLOOKUP(K331,$B$7:$E$124,4,FALSE),\"\")","v":""},null,null,{"$f":"IF($H$24=OFFRE!$D$6,$B$37,\"\")","v":""},"",{"$f":"IFERROR(VLOOKUP(Q331,$B$7:$E$124,3,FALSE),\"\")","v":""},{"$f":"IFERROR(VLOOKUP(Q331,$B$7:$E$124,4,FALSE),\"\")","v":""},null,null,null,null,null,"","","","",""]
[null,null,null,null,null,null,null,null,null,null,{"$f":"IF($H$24=OFFRE!$D$6,$B$38,\"\")","v":""},"","","",null,null,{"$f":"IF($H$24=OFFRE!$D$6,$B$38,\"\")","v":""},"","","",null,null,null,null,null,"","","","",""]
[null,null,null,null,null,null,null,null,null,null,{"$f":"IF($H$24=OFFRE!$D$6,$B$39,\"\")","v":""},"","","",null,null,{"$f":"IF($H$24=OFFRE!$D$6,$B$39,\"\")","v":""},"","","",null,null,null,null,null,"","","","",""]
[null,null,null,null,null,null,null,null,null,null,{"$f":"IF($H$24=OFFRE!$D$6,$B$40,\"\")","v":""},"","","",null,null,{"$f":"IF($H$24=OFFRE!$D$6,$B$40,\"\")","v":""},"","","",null,null,null,null,null,"","","","",""]
[null,null,null,null,null,null,null,null,null,null,null,"","","",null,null,null,"","","",null,null,null,null,null,"","","","",""]
[null,null,null,null,null,null,null,null,null,null,null,"","","",null,null,null,"","","",null,null,null,null,null,"","","","",""]
[null,null,null,null,null,null,null,null,null,null,null,"","","",null,null,null,"","","",null,null,null,null,null,"","","","",""]
[null,null,null,null,null,null,null,null,null,null,null,null,null,null,null,null,null,null,null,null,null,null,null,null,null,"","","","",""]
[null,null,null,null,null,null,null,null,null,null,null,{"$f":"IF($H$27=OFFRE!$F$17,\"Kit de fonction réversible\",\"\")","v":""},null,null,null,null,null,{"$f":"IF($H$27=OFFRE!$F$17,\"Kit de fonction réversible\",\"\")","v":""},null,null,null,null,null,null,null,"","","","",""]
[null,null,null,null,null,null,null,null,null,null,null,{"$f":"IF($H$27=OFFRE!$F$17,\"Intégré dans le colis PAC\",\"\")","v":""},{"$f":"IFERROR(VLOOKUP(K340,$B$7:$E$124,3,FALSE),\"\")","v":""},{"$f":"IFERROR(VLOOKUP(K340,$B$7:$E$124,4,FALSE),\"\")","v":""},null,null,null,{"$f":"IF($H$27=OFFRE!$F$17,\"Intégré dans le colis PAC\",\"\")","v":""},{"$f":"IFERROR(VLOOKUP(Q340,$B$7:$E$124,3,FALSE),\"\")","v":""},{"$f":"IFERROR(VLOOKUP(Q340,$B$7:$E$124,4,FALSE),\"\")","v":""},null,null,null,null,null,"","","","",""]
[null,null,null,null,null,null,null,null,null,null,null,{"$f":"IFERROR(VLOOKUP(K341,$B$7:$E$124,2,FALSE),\"\")","v":""},{"$f":"IFERROR(VLOOKUP(K341,$B$7:$E$124,3,FALSE),\"\")","v":""},{"$f":"IFERROR(VLOOKUP(K341,$B$7:$E$124,4,FALSE),\"\")","v":""},null,null,null,{"$f":"IFERROR(VLOOKUP(Q341,$B$7:$E$124,2,FALSE),\"\")","v":""},{"$f":"IFERROR(VLOOKUP(Q341,$B$7:$E$124,3,FALSE),\"\")","v":""},{"$f":"IFERROR(VLOOKUP(Q341,$B$7:$E$124,4,FALSE),\"\")","v":""},null,null,null,null,null,"","","","",""]
[null,null,null,null,null,null,null,null,null,null,null,null,null,null,null,null,null,null,null,null,null,null,null,null,null,"","","","",""]
[null,null,null,null,null,null,null,null,null,null,null,"Accessoires de régulation",null,null,null,null,null,"Accessoires de régulation",null,null,null,null,null,null,null,"","","","",""]
[null,null,null,null,null,null,null,null,null,null,{"$f":"$B$25","v":88017859},{"$f":"IFERROR(VLOOKUP(K344,$B$7:$E$124,2,FALSE),\"\")","v":"THERMOSTAT D'AMBIANCE NON PROGRAMMABLE"},{"$f":"IFERROR(VLOOKUP(K344,$B$7:$E$124,3,FALSE),\"\")","v":"AD140"},{"$f":"IFERROR(VLOOKUP(K344,$B$7:$E$124,4,FALSE),\"\")","v":54},null,null,{"$f":"$B$25","v":88017859},{"$f":"IFERROR(VLOOKUP(Q344,$B$7:$E$124,2,FALSE),\"\")","v":"THERMOSTAT D'AMBIANCE NON PROGRAMMABLE"},{"$f":"IFERROR(VLOOKUP(Q344,$B$7:$E$124,3,FALSE),\"\")","v":"AD140"},{"$f":"IFERROR(VLOOKUP(Q344,$B$7:$E$124,4,FALSE),\"\")","v":54},null,null,null,null,null,"","","","",""]
[null,null,null,null,null,null,null,null,null,null,{"$f":"$B$26","v":88017904},{"$f":"IFERROR(VLOOKUP(K345,$B$7:$E$124,2,FALSE),\"\")","v":"THERMOSTAT AMBIANCE PROGRAMMABLE (FILAIRE)"},{"$f":"IFERROR(VLOOKUP(K345,$B$7:$E$124,3,FALSE),\"\")","v":"AD191"},{"$f":"IFERROR(VLOOKUP(K345,$B$7:$E$124,4,FALSE),\"\")","v":176},null,null,{"$f":"$B$26","v":88017904},{"$f":"IFERROR(VLOOKUP(Q345,$B$7:$E$124,2,FALSE),\"\")","v":"THERMOSTAT AMBIANCE PROGRAMMABLE (FILAIRE)"},{"$f":"IFERROR(VLOOKUP(Q345,$B$7:$E$124,3,FALSE),\"\")","v":"AD191"},{"$f":"IFERROR(VLOOKUP(Q345,$B$7:$E$124,4,FALSE),\"\")","v":176},null,null,null,null,null,"","","","",""]
[null,null,null,null,null,null,null,null,null,null,{"$f":"$B$27","v":88017010},"THERMOSTAT D'AMBIANCE PROGRAMMABLE (SANS FILS)","AD192",308,null,null,{"$f":"$B$27","v":88017010},"THERMOSTAT D'AMBIANCE PROGRAMMABLE (SANS FILS)","AD192",308,null,null,null,null,null,"","","","",""]
[null,null,null,null,null,null,null,null,null,null,{"$f":"$B$28","v":7684433},"OETROSMART OT ","AD320",269,{"$f":"$H$18","v":1},null,{"$f":"$B$28","v":7684433},"OETROSMART OT ","AD320",269,{"$f":"$H$18","v":1},null,null,null,null,"","","","",""]
[null,null,null,null,null,null,null,null,null,null,{"$f":"$B$31","v":7746307},"KIT HYDRAULIQUE 2ND CIRCUIT V3V EXTERNE","HK152",440,null,null,{"$f":"$B$31","v":7746307},"KIT HYDRAULIQUE 2ND CIRCUIT V3V EXTERNE","HK152",440,null,null,null,null,null,"","","","",""]
[null,null,null,null,null,null,null,null,null,null,{"$f":"$B$32","v":7624902},"KIT CABLAGE PLANCHER CHAUFFANT DIRECT","HA255",40,null,null,{"$f":"$B$32","v":7624902},"KIT CABLAGE PLANCHER CHAUFFANT DIRECT","HA255",40,null,null,null,null,null,"","","","",""]
[null,null,null,null,null,null,null,null,null,null,{"$f":"$B$33","v":100019114},"KIT SONDE HYGRO RAFRAICHISSEMENT","HK27",233,null,null,{"$f":"$B$33","v":100019114},"KIT SONDE HYGRO RAFRAICHISSEMENT","HK27",233,null,null,null,null,null,"","","","",""]
[null,null,null,null,null,null,null,null,null,null,{"$f":"$B$47","v":7636899},"KIT SILENCIEUX MODULE EXTERIEUR","EH572",66,null,null,{"$f":"$B$47","v":7636899},"KIT SILENCIEUX MODULE EXTERIEUR","EH572",66,null,null,null,null,null,"","","","",""]
[null,null,null,null,null,null,null,null,null,null,{"$f":"$B$48","v":7683828},"KIT CARTE REGULATION 2ND CIRCUIT","EH783",120,null,null,{"$f":"$B$48","v":7683828},"KIT CARTE REGULATION 2ND CIRCUIT","EH783",120,null,null,null,null,null,"","","","",""]
[null,null,null,null,null,null,null,null,null,null,{"$f":"$B$49","v":7622433},"KIT SONDE CONDENSATION (0-10V)","HZ64",420,null,null,{"$f":"$B$49","v":7622433},"KIT SONDE CONDENSATION (0-10V)","HZ64",420,null,null,null,null,null,"","","","",""]
[null,null,null,null,null,null,null,null,null,null,null,"","","",null,null,null,"","","",null,null,null,null,null,"","","","",""]
[null,null,null,null,null,null,null,null,null,null,null,"","","",null,null,null,"","","",null,null,null,null,null,{"$f":"IF($J$294=1,K355,IF($P$294=1,Q355,\"\"))","v":""},"","","",""]
[null,null,null,null,null,null,null,null,null,null,null,"","","",null,null,null,"","","",null,null,null,null,null,"","","","",""]
[null,null,null,null,null,null,null,null,null,null,null,"","","",null,null,null,"","","",null,null,null,null,null,"","","","",""]
[]
[]
[]
[null,null,null,null,null,null,null,null,null,{"$f":"IF($H$9=OFFRE!$C$60,1,0)","v":0},{"$f":"OFFRE!$C$60","v":"OENOVIAPAC-C FIRST  16 kW MONO - E"},null,null,null,null,{"$f":"IF($H$9=OFFRE!$D$60,1,0)","v":0},{"$f":"$K361","v":"OENOVIAPAC-C FIRST  16 kW MONO - E"}]
[null,null,null,null,null,null,null,null,null,"Appoint",{"$f":"OFFRE!$F$7","v":"Electrique"},null,null,null,null,null,{"$f":"OFFRE!$F$6","v":"Hydraulique par chaudière"}]
[]
[]
[null,null,null,null,null,null,null,null,null,null,null,null,null,null,null,null,null,null,null,null,null,null,null,null,null,"Si 16 MR choisi"]
[null,null,null,null,null,null,null,null,null,"16 MR",null,{"$f":"IF($J$13=OFFRE!$H$23,\"Kit complet : PAC + accessoires\",\"\")","v":"Kit complet : PAC + accessoires"},null,null,null,null,null,{"$f":"IF($J$13=OFFRE!$H$23,\"Kit complet : PAC + accessoires\",\"\")","v":"Kit complet : PAC + accessoires"},null,null,null,null,null,null,{"$f":"IF($AA375=\"\",0,1)","v":0},{"$f":"IF($J$361=1,K366,IF($P$361=1,Q366,\"\"))","v":""},{"$f":"IF($J$361=1,L366,IF($P$361=1,R366,\"\"))","v":""},{"$f":"IF($J$361=1,M366,IF($P$361=1,S366,\"\"))","v":""},{"$f":"IF($J$361=1,N366,IF($P$361=1,T366,\"\"))","v":""},{"$f":"IF($J$361=1,O366,IF($P$361=1,U366,\"\"))","v":""}]
[null,null,null,null,null,null,null,null,null,null,{"$f":"IF($J$13=OFFRE!$H$23,IF($H$27=OFFRE!$F$18,'Offre Alezio S - ERIA '!$B$89,'Offre Alezio S - ERIA '!$B$98),\"\")","v":7610037},{"$f":"IFERROR(VLOOKUP(K367,$B$7:$E$162,2,FALSE),\"\")","v":""},{"$f":"IFERROR(VLOOKUP(K367,$B$7:$E$162,3,FALSE),\"\")","v":"-"},{"$f":"IFERROR(VLOOKUP(K367,$B$7:$E$162,4,FALSE),\"\")","v":""},{"$f":"IF(K367=\"\",\"\",1)","v":1},null,{"$f":"IF($J$13=OFFRE!$H$23,IF($H$27=OFFRE!$F$18,'Offre Alezio S - ERIA '!$B$107,'Offre Alezio S - ERIA '!$B$116),\"\")","v":7610036},{"$f":"IFERROR(VLOOKUP(Q367,$B$7:$E$162,2,FALSE),\"\")","v":""},{"$f":"IFERROR(VLOOKUP(Q367,$B$7:$E$162,3,FALSE),\"\")","v":"-"},{"$f":"IFERROR(VLOOKUP(Q367,$B$7:$E$162,4,FALSE),\"\")","v":""},{"$f":"IF(Q367=\"\",\"\",1)","v":1},null,null,null,null,{"$f":"IF($J$361=1,K367,IF($P$361=1,Q367,\"\"))","v":""},{"$f":"IF($J$361=1,L367,IF($P$361=1,R367,\"\"))","v":""},{"$f":"IF($J$361=1,M367,IF($P$361=1,S367,\"\"))","v":""},{"$f":"IF($J$361=1,N367,IF($P$361=1,T367,\"\"))","v":""},{"$f":"IF($J$361=1,O367,IF($P$361=1,U367,\"\"))","v":""}]
[null,null,null,null,null,null,null,null,null,null,null,null,{"$f":"IFERROR(VLOOKUP(K368,$B$7:$E$162,3,FALSE),\"\")","v":""},{"$f":"IFERROR(VLOOKUP(K368,$B$7:$E$162,4,FALSE),\"\")","v":""},null,null,null,null,{"$f":"IFERROR(VLOOKUP(Q368,$B$7:$E$162,3,FALSE),\"\")","v":""},{"$f":"IFERROR(VLOOKUP(Q368,$B$7:$E$162,4,FALSE),\"\")","v":""},null,null,null,null,null,"","","","",""]
[null,null,null,null,null,null,null,null,null,null,null,{"$f":"IF($J$13=OFFRE!$H$24,\"Sélection personnalisée\",\"\")","v":""},"","",null,null,null,{"$f":"IF($J$13=OFFRE!$H$24,\"Sélection personnalisée\",\"\")","v":""},"","",null,null,null,null,null,"","","","",""]
[null,null,null,null,null,null,null,null,null,null,{"$f":"IF($J$13=OFFRE!$H$24,IF($H$27=OFFRE!$F$18,'Offre Alezio S - ERIA '!$B$69,'Offre Alezio S - ERIA '!$B$74),\"\")","v":""},{"$f":"IFERROR(VLOOKUP(K370,$B$7:$E$162,2,FALSE),\"\")","v":""},"","",{"$f":"IF(K370=\"\",\"\",1)","v":""},null,{"$f":"IF($J$13=OFFRE!$H$24,IF($H$27=OFFRE!$F$18,'Offre Alezio S - ERIA '!$B$77,'Offre Alezio S - ERIA '!$B$81),\"\")","v":""},{"$f":"IFERROR(VLOOKUP(Q370,$B$7:$E$162,2,FALSE),\"\")","v":""},"","",{"$f":"IF(Q370=\"\",\"\",1)","v":""},null,null,null,null,"","","","",""]
[null,null,null,null,null,null,null,null,null,null,{"$f":"IF($J$13=OFFRE!$H$24,$B$60,\"\")","v":""},{"$f":"IFERROR(VLOOKUP(K371,$B$7:$E$162,2,FALSE),\"\")","v":""},"","",{"$f":"IF(K371=\"\",\"\",1)","v":""},null,{"$f":"IF($J$13=OFFRE!$H$24,$B$60,\"\")","v":""},{"$f":"IFERROR(VLOOKUP(Q371,$B$7:$E$162,2,FALSE),\"\")","v":""},"","",{"$f":"IF(Q371=\"\",\"\",1)","v":""},null,null,null,null,"","","","",""]
[null,null,null,null,null,null,null,null,null,null,null,{"$f":"IFERROR(VLOOKUP(K372,$B$7:$E$162,2,FALSE),\"\")","v":""},"","",{"$f":"IF(K372=\"\",\"\",1)","v":""},null,null,{"$f":"IFERROR(VLOOKUP(Q372,$B$7:$E$162,2,FALSE),\"\")","v":""},"","",{"$f":"IF(Q372=\"\",\"\",1)","v":""},null,null,null,null,"","","","",""]
[null,null,null,null,null,null,null,null,null,null,null,null,"","",null,null,null,null,"","",null,null,null,null,null,"","","","",""]
[null,null,null,null,null,null,null,null,null,null,null,null,"","",null,null,null,null,"","",null,null,null,null,null,"","","","",""]
[null,null,null,null,null,null,null,null,null,null,null,"Accessoires de mise en œuvre",null,null,null,null,null,"Accessoires de mise en œuvre",null,null,null,null,null,null,null,"","","","",""]
[null,null,null,null,null,null,null,null,null,null,{"$f":"IF($H$15=OFFRE!$H$16,'Offre Alezio S - ERIA '!$B$12,'Offre Alezio S - ERIA '!$B$9)","v":7694974},{"$f":"IFERROR(VLOOKUP(K376,$B$7:$E$124,2,FALSE),\"\")","v":"SUPPORT AU SOL CAOUTCHOUC 600MM"},{"$f":"IFERROR(VLOOKUP(K376,$B$7:$E$124,3,FALSE),\"\")","v":"EH879"},{"$f":"IFERROR(VLOOKUP(K376,$B$7:$E$124,4,FALSE),\"\")","v":119},1,null,{"$f":"IF($H$15=OFFRE!$H$16,'Offre Alezio S - ERIA '!$B$12,'Offre Alezio S - ERIA '!$B$9)","v":7694974},{"$f":"IFERROR(VLOOKUP(Q376,$B$7:$E$124,2,FALSE),\"\")","v":"SUPPORT AU SOL CAOUTCHOUC 600MM"},{"$f":"IFERROR(VLOOKUP(Q376,$B$7:$E$124,3,FALSE),\"\")","v":"EH879"},{"$f":"IFERROR(VLOOKUP(Q376,$B$7:$E$124,4,FALSE),\"\")","v":119},1,null,null,null,null,"","","","",""]
[null,null,null,null,null,null,null,null,null,null,null,{"$f":"IFERROR(VLOOKUP(K377,$B$7:$E$124,2,FALSE),\"\")","v":""},{"$f":"IFERROR(VLOOKUP(K377,$B$7:$E$124,3,FALSE),\"\")","v":""},{"$f":"IFERROR(VLOOKUP(K377,$B$7:$E$124,4,FALSE),\"\")","v":""},1,null,null,{"$f":"IFERROR(VLOOKUP(Q377,$B$7:$E$124,2,FALSE),\"\")","v":""},{"$f":"IFERROR(VLOOKUP(Q377,$B$7:$E$124,3,FALSE),\"\")","v":""},{"$f":"IFERROR(VLOOKUP(Q377,$B$7:$E$124,4,FALSE),\"\")","v":""},1,null,null,null,null,"","","","",""]
[null,null,null,null,null,null,null,null,null,null,null,null,null,null,null,null,null,null,null,null,null,null,null,null,null,"","","","",""]
[null,null,null,null,null,null,null,null,null,null,null,"Liaison frigorifique",null,null,null,null,null,"Liaison frigorifique",null,null,null,null,null,null,null,"","","","",""]
[null,null,null,null,null,null,null,null,null,null,{"$f":"$B$15","v":100012535},{"$f":"IFERROR(VLOOKUP(K380,$B$7:$E$124,2,FALSE),\"\")","v":"LIAISON FRIGORIFIQUE PE 5/8'' 3/8'' - LG 5m"},{"$f":"IFERROR(VLOOKUP(K380,$B$7:$E$124,3,FALSE),\"\")","v":"EH114"},{"$f":"IFERROR(VLOOKUP(K380,$B$7:$E$124,4,FALSE),\"\")","v":255},1,null,{"$f":"$B$15","v":100012535},{"$f":"IFERROR(VLOOKUP(Q380,$B$7:$E$124,2,FALSE),\"\")","v":"LIAISON FRIGORIFIQUE PE 5/8'' 3/8'' - LG 5m"},{"$f":"IFERROR(VLOOKUP(Q380,$B$7:$E$124,3,FALSE),\"\")","v":"EH114"},{"$f":"IFERROR(VLOOKUP(Q380,$B$7:$E$124,4,FALSE),\"\")","v":255},1,null,null,null,null,"","","","",""]
[null,null,null,null,null,null,null,null,null,null,{"$f":"$B$16","v":100012536},{"$f":"IFERROR(VLOOKUP(K381,$B$7:$E$124,2,FALSE),\"\")","v":"LIAISON FRIGORIFIQUE PE 5/8'' 3/8'' - LG 10m"},{"$f":"IFERROR(VLOOKUP(K381,$B$7:$E$124,3,FALSE),\"\")","v":"EH115"},{"$f":"IFERROR(VLOOKUP(K381,$B$7:$E$124,4,FALSE),\"\")","v":456},null,null,{"$f":"$B$16","v":100012536},{"$f":"IFERROR(VLOOKUP(Q381,$B$7:$E$124,2,FALSE),\"\")","v":"LIAISON FRIGORIFIQUE PE 5/8'' 3/8'' - LG 10m"},{"$f":"IFERROR(VLOOKUP(Q381,$B$7:$E$124,3,FALSE),\"\")","v":"EH115"},{"$f":"IFERROR(VLOOKUP(Q381,$B$7:$E$124,4,FALSE),\"\")","v":456},null,null,null,null,null,"","","","",""]
[null,null,null,null,null,null,null,null,null,null,{"$f":"$B$17","v":100012537},{"$f":"IFERROR(VLOOKUP(K382,$B$7:$E$124,2,FALSE),\"\")","v":"LIAISON FRIGORIFIQUE PE 5/8'' 3/8'' - LG 20m"},{"$f":"IFERROR(VLOOKUP(K382,$B$7:$E$124,3,FALSE),\"\")","v":"EH116"},{"$f":"IFERROR(VLOOKUP(K382,$B$7:$E$124,4,FALSE),\"\")","v":823},null,null,{"$f":"$B$17","v":100012537},{"$f":"IFERROR(VLOOKUP(Q382,$B$7:$E$124,2,FALSE),\"\")","v":"LIAISON FRIGORIFIQUE PE 5/8'' 3/8'' - LG 20m"},{"$f":"IFERROR(VLOOKUP(Q382,$B$7:$E$124,3,FALSE),\"\")","v":"EH116"},{"$f":"IFERROR(VLOOKUP(Q382,$B$7:$E$124,4,FALSE),\"\")","v":823},null,null,null,null,null,"","","","",""]
[null,null,null,null,null,null,null,null,null,null,null,null,null,null,null,null,null,null,null,null,null,null,null,null,null,"","","","",""]
[null,null,null,null,null,null,null,null,null,null,null,"Accessoires de raccordement hydraulique",null,null,null,null,null,"Accessoires de raccordement hydraulique",null,null,null,null,null,null,null,"","","","",""]
[null,null,null,null,null,null,null,null,null,null,{"$f":"$B$21","v":100008841},{"$f":"IFERROR(VLOOKUP(K385,$B$7:$E$124,2,FALSE),\"\")","v":"BALLON TAMPON 80L B 80 T"},{"$f":"IFERROR(VLOOKUP(K385,$B$7:$E$124,3,FALSE),\"\")","v":"EH85"},{"$f":"IFERROR(VLOOKUP(K385,$B$7:$E$124,4,FALSE),\"\")","v":572},1,null,{"$f":"$B$21","v":100008841},{"$f":"IFERROR(VLOOKUP(Q385,$B$7:$E$124,2,FALSE),\"\")","v":"BALLON TAMPON 80L B 80 T"},{"$f":"IFERROR(VLOOKUP(Q385,$B$7:$E$124,3,FALSE),\"\")","v":"EH85"},{"$f":"IFERROR(VLOOKUP(Q385,$B$7:$E$124,4,FALSE),\"\")","v":572},1,null,null,null,null,"","","","",""]
[null,null,null,null,null,null,null,null,null,null,{"$f":"$B$22","v":100004415},{"$f":"IFERROR(VLOOKUP(K386,$B$7:$E$124,2,FALSE),\"\")","v":"BALLON TAMPON 160L B 150 T"},{"$f":"IFERROR(VLOOKUP(K386,$B$7:$E$124,3,FALSE),\"\")","v":"EH60"},{"$f":"IFERROR(VLOOKUP(K386,$B$7:$E$124,4,FALSE),\"\")","v":857},null,null,{"$f":"$B$22","v":100004415},{"$f":"IFERROR(VLOOKUP(Q386,$B$7:$E$124,2,FALSE),\"\")","v":"BALLON TAMPON 160L B 150 T"},{"$f":"IFERROR(VLOOKUP(Q386,$B$7:$E$124,3,FALSE),\"\")","v":"EH60"},{"$f":"IFERROR(VLOOKUP(Q386,$B$7:$E$124,4,FALSE),\"\")","v":857},null,null,null,null,null,"","","","",""]
[null,null,null,null,null,null,null,null,null,null,{"$f":"$B$24","v":100020045},"KIT FILTRE FERNOX TF1","EH896",288,1,null,{"$f":"$B$24","v":100020045},"KIT FILTRE FERNOX TF1","EH896",288,1,null,null,null,null,"","","","",""]
[null,null,null,null,null,null,null,null,null,null,{"$f":"$B$45","v":7746242},"SOUPAPE DIFFERENTIELLE ","HK150",59,1,null,{"$f":"$B$45","v":7746242},"SOUPAPE DIFFERENTIELLE ","HK150",59,1,null,null,null,null,"","","","",""]
[null,null,null,null,null,null,null,null,null,null,{"$f":"$B$46","v":7746197},"BOUTEILLE DE DECOUPLAGE 25L"," HK147",362,1,null,{"$f":"$B$46","v":7746197},"BOUTEILLE DE DECOUPLAGE 25L"," HK147",362,1,null,null,null,null,"","","","",""]
[null,null,null,null,null,null,null,null,null,null,null,"","","",null,null,null,"","","",null,null,null,null,null,"","","","",""]
[null,null,null,null,null,null,null,null,null,null,null,"","","",null,null,null,"","","",null,null,null,null,null,"","","","",""]
[null,null,null,null,null,null,null,null,null,null,null,"","","",null,null,null,"","","",null,null,null,null,null,"","","","",""]
[null,null,null,null,null,null,null,null,null,null,null,"","","",null,null,null,"","","",null,null,null,null,null,"","","","",""]
[null,null,null,null,null,null,null,null,null,null,null,"","","",null,null,null,"","","",null,null,null,null,null,"","","","",""]
[null,null,null,null,null,null,null,null,null,null,null,null,null,null,null,null,null,null,null,null,null,null,null,null,null,"","","","",""]
[null,null,null,null,null,null,null,null,null,null,null,{"$f":"IF($H$24=OFFRE!$D$6,\"Accessoires de production Eau Chaude Sanitaire\",\"\")","v":""},null,null,null,null,null,{"$f":"IF($H$24=OFFRE!$D$6,\"Accessoires de production Eau Chaude Sanitaire\",\"\")","v":""},null,null,null,null,null,null,null,"","","","",""]
[null,null,null,null,null,null,null,null,null,null,{"$f":"IF($H$24=OFFRE!$D$6,$B$36,\"\")","v":""},{"$f":"IFERROR(VLOOKUP(K397,$B$7:$E$124,2,FALSE),\"\")","v":""},{"$f":"IFERROR(VLOOKUP(K397,$B$7:$E$124,3,FALSE),\"\")","v":""},{"$f":"IFERROR(VLOOKUP(K397,$B$7:$E$124,4,FALSE),\"\")","v":""},null,null,{"$f":"IF($H$24=OFFRE!$D$6,$B$36,\"\")","v":""},{"$f":"IFERROR(VLOOKUP(Q397,$B$7:$E$124,2,FALSE),\"\")","v":""},{"$f":"IFERROR(VLOOKUP(Q397,$B$7:$E$124,3,FALSE),\"\")","v":""},{"$f":"IFERROR(VLOOKUP(Q397,$B$7:$E$124,4,FALSE),\"\")","v":""},null,null,null,null,null,"","","","",""]
[null,null,null,null,null,null,null,null,null,null,{"$f":"IF($H$24=OFFRE!$D$6,$B$37,\"\")","v":""},"",{"$f":"IFERROR(VLOOKUP(K398,$B$7:$E$124,3,FALSE),\"\")","v":""},{"$f":"IFERROR(VLOOKUP(K398,$B$7:$E$124,4,FALSE),\"\")","v":""},null,null,{"$f":"IF($H$24=OFFRE!$D$6,$B$37,\"\")","v":""},"",{"$f":"IFERROR(VLOOKUP(Q398,$B$7:$E$124,3,FALSE),\"\")","v":""},{"$f":"IFERROR(VLOOKUP(Q398,$B$7:$E$124,4,FALSE),\"\")","v":""},null,null,null,null,null,"","","","",""]
[null,null,null,null,null,null,null,null,null,null,{"$f":"IF($H$24=OFFRE!$D$6,$B$38,\"\")","v":""},"","","",null,null,{"$f":"IF($H$24=OFFRE!$D$6,$B$38,\"\")","v":""},"","","",null,null,null,null,null,"","","","",""]
[null,null,null,null,null,null,null,null,null,null,{"$f":"IF($H$24=OFFRE!$D$6,$B$39,\"\")","v":""},"","","",null,null,{"$f":"IF($H$24=OFFRE!$D$6,$B$39,\"\")","v":""},"","","",null,null,null,null,null,"","","","",""]
[null,null,null,null,null,null,null,null,null,null,{"$f":"IF($H$24=OFFRE!$D$6,$B$40,\"\")","v":""},"","","",null,null,{"$f":"IF($H$24=OFFRE!$D$6,$B$40,\"\")","v":""},"","","",null,null,null,null,null,"","","","",""]
[null,null,null,null,null,null,null,null,null,null,null,"","","",null,null,null,"","","",null,null,null,null,null,"","","","",""]
[null,null,null,null,null,null,null,null,null,null,null,"","","",null,null,null,"","","",null,null,null,null,null,"","","","",""]
[null,null,null,null,null,null,null,null,null,null,null,"","","",null,null,null,"","","",null,null,null,null,null,"","","","",""]
[null,null,null,null,null,null,null,null,null,null,null,null,null,null,null,null,null,null,null,null,null,null,null,null,null,"","","","",""]
[null,null,null,null,null,null,null,null,null,null,null,{"$f":"IF($H$27=OFFRE!$F$17,\"Kit de fonction réversible\",\"\")","v":""},null,null,null,null,null,{"$f":"IF($H$27=OFFRE!$F$17,\"Kit de fonction réversible\",\"\")","v":""},null,null,null,null,null,null,null,"","","","",""]
[null,null,null,null,null,null,null,null,null,null,null,{"$f":"IF($H$27=OFFRE!$F$17,\"Intégré dans le colis PAC\",\"\")","v":""},{"$f":"IFERROR(VLOOKUP(K407,$B$7:$E$124,3,FALSE),\"\")","v":""},{"$f":"IFERROR(VLOOKUP(K407,$B$7:$E$124,4,FALSE),\"\")","v":""},null,null,null,{"$f":"IF($H$27=OFFRE!$F$17,\"Intégré dans le colis PAC\",\"\")","v":""},{"$f":"IFERROR(VLOOKUP(Q407,$B$7:$E$124,3,FALSE),\"\")","v":""},{"$f":"IFERROR(VLOOKUP(Q407,$B$7:$E$124,4,FALSE),\"\")","v":""},null,null,null,null,null,"","","","",""]
[null,null,null,null,null,null,null,null,null,null,null,{"$f":"IFERROR(VLOOKUP(K408,$B$7:$E$124,2,FALSE),\"\")","v":""},{"$f":"IFERROR(VLOOKUP(K408,$B$7:$E$124,3,FALSE),\"\")","v":""},{"$f":"IFERROR(VLOOKUP(K408,$B$7:$E$124,4,FALSE),\"\")","v":""},null,null,null,{"$f":"IFERROR(VLOOKUP(Q408,$B$7:$E$124,2,FALSE),\"\")","v":""},{"$f":"IFERROR(VLOOKUP(Q408,$B$7:$E$124,3,FALSE),\"\")","v":""},{"$f":"IFERROR(VLOOKUP(Q408,$B$7:$E$124,4,FALSE),\"\")","v":""},null,null,null,null,null,"","","","",""]
[null,null,null,null,null,null,null,null,null,null,null,null,null,null,null,null,null,null,null,null,null,null,null,null,null,"","","","",""]
[null,null,null,null,null,null,null,null,null,null,null,"Accessoires de régulation",null,null,null,null,null,"Accessoires de régulation",null,null,null,null,null,null,null,"","","","",""]
[null,null,null,null,null,null,null,null,null,null,{"$f":"$B$25","v":88017859},{"$f":"IFERROR(VLOOKUP(K411,$B$7:$E$124,2,FALSE),\"\")","v":"THERMOSTAT D'AMBIANCE NON PROGRAMMABLE"},{"$f":"IFERROR(VLOOKUP(K411,$B$7:$E$124,3,FALSE),\"\")","v":"AD140"},{"$f":"IFERROR(VLOOKUP(K411,$B$7:$E$124,4,FALSE),\"\")","v":54},null,null,{"$f":"$B$25","v":88017859},{"$f":"IFERROR(VLOOKUP(Q411,$B$7:$E$124,2,FALSE),\"\")","v":"THERMOSTAT D'AMBIANCE NON PROGRAMMABLE"},{"$f":"IFERROR(VLOOKUP(Q411,$B$7:$E$124,3,FALSE),\"\")","v":"AD140"},{"$f":"IFERROR(VLOOKUP(Q411,$B$7:$E$124,4,FALSE),\"\")","v":54},null,null,null,null,null,"","","","",""]
[null,null,null,null,null,null,null,null,null,null,{"$f":"$B$26","v":88017904},{"$f":"IFERROR(VLOOKUP(K412,$B$7:$E$124,2,FALSE),\"\")","v":"THERMOSTAT AMBIANCE PROGRAMMABLE (FILAIRE)"},{"$f":"IFERROR(VLOOKUP(K412,$B$7:$E$124,3,FALSE),\"\")","v":"AD191"},{"$f":"IFERROR(VLOOKUP(K412,$B$7:$E$124,4,FALSE),\"\")","v":176},null,null,{"$f":"$B$26","v":88017904},{"$f":"IFERROR(VLOOKUP(Q412,$B$7:$E$124,2,FALSE),\"\")","v":"THERMOSTAT AMBIANCE PROGRAMMABLE (FILAIRE)"},{"$f":"IFERROR(VLOOKUP(Q412,$B$7:$E$124,3,FALSE),\"\")","v":"AD191"},{"$f":"IFERROR(VLOOKUP(Q412,$B$7:$E$124,4,FALSE),\"\")","v":176},null,null,null,null,null,"","","","",""]
[null,null,null,null,null,null,null,null,null,null,{"$f":"$B$27","v":88017010},"THERMOSTAT D'AMBIANCE PROGRAMMABLE (SANS FILS)","AD192",308,null,null,{"$f":"$B$27","v":88017010},"THERMOSTAT D'AMBIANCE PROGRAMMABLE (SANS FILS)","AD192",308,null,null,null,null,null,"","","","",""]
[null,null,null,null,null,null,null,null,null,null,{"$f":"$B$28","v":7684433},"OETROSMART OT ","AD320",269,{"$f":"$H$18","v":1},null,{"$f":"$B$28","v":7684433},"OETROSMART OT ","AD320",269,{"$f":"$H$18","v":1},null,null,null,null,"","","","",""]
[null,null,null,null,null,null,null,null,null,null,{"$f":"$B$31","v":7746307},"KIT HYDRAULIQUE 2ND CIRCUIT V3V EXTERNE","HK152",440,null,null,{"$f":"$B$31","v":7746307},"KIT HYDRAULIQUE 2ND CIRCUIT V3V EXTERNE","HK152",440,null,null,null,null,null,"","","","",""]
[null,null,null,null,null,null,null,null,null,null,{"$f":"$B$32","v":7624902},"KIT CABLAGE PLANCHER CHAUFFANT DIRECT","HA255",40,null,null,{"$f":"$B$32","v":7624902},"KIT CABLAGE PLANCHER CHAUFFANT DIRECT","HA255",40,null,null,null,null,null,"","","","",""]
[null,null,null,null,null,null,null,null,null,null,{"$f":"$B$33","v":100019114},"KIT SONDE HYGRO RAFRAICHISSEMENT","HK27",233,null,null,{"$f":"$B$33","v":100019114},"KIT SONDE HYGRO RAFRAICHISSEMENT","HK27",233,null,null,null,null,null,"","","","",""]
[null,null,null,null,null,null,null,null,null,null,{"$f":"$B$47","v":7636899},"KIT SILENCIEUX MODULE EXTERIEUR","EH572",66,null,null,{"$f":"$B$47","v":7636899},"KIT SILENCIEUX MODULE EXTERIEUR","EH572",66,null,null,null,null,null,"","","","",""]
[null,null,null,null,null,null,null,null,null,null,{"$f":"$B$48","v":7683828},"KIT CARTE REGULATION 2ND CIRCUIT","EH783",120,null,null,{"$f":"$B$48","v":7683828},"KIT CARTE REGULATION 2ND CIRCUIT","EH783",120,null,null,null,null,null,"","","","",""]
[null,null,null,null,null,null,null,null,null,null,{"$f":"$B$49","v":7622433},"KIT SONDE CONDENSATION (0-10V)","HZ64",420,null,null,{"$f":"$B$49","v":7622433},"KIT SONDE CONDENSATION (0-10V)","HZ64",420,null,null,null,null,null,"","","","",""]
[null,null,null,null,null,null,null,null,null,null,null,"","","",null,null,null,"","","",null,null,null,null,null,"","","","",""]
[null,null,null,null,null,null,null,null,null,null,null,"","","",null,null,null,"","","",null,null,null,null,null,"","","","",""]
[null,null,null,null,null,null,null,null,null,null,null,"","","",null,null,null,"","","",null,null,null,null,null,{"$f":"IF($J$361=1,K423,IF($P$361=1,Q423,\"\"))","v":""},"","","",""]
[null,null,null,null,null,null,null,null,null,null,null,"","","",null,null,null,"","","",null,null,null,null,null,"","","","",""]
[]
[]
[]
[null,null,null,null,null,null,null,null,null,{"$f":"IF($H$9=OFFRE!$C$61,1,0)","v":0},{"$f":"OFFRE!$C$61","v":"OENOVIAPAC-C FIRST  16 kW TRI - E"},null,null,null,null,{"$f":"IF($H$9=OFFRE!$D$61,1,0)","v":0},{"$f":"$K428","v":"OENOVIAPAC-C FIRST  16 kW TRI - E"}]
[null,null,null,null,null,null,null,null,null,"Appoint",{"$f":"OFFRE!$F$7","v":"Electrique"},null,null,null,null,null,{"$f":"OFFRE!$F$6","v":"Hydraulique par chaudière"}]
[]
[]
[null,null,null,null,null,null,null,null,null,null,null,null,null,null,null,null,null,null,null,null,null,null,null,null,null,"Si 16 TR choisi"]
[null,null,null,null,null,null,null,null,null,"16 TR",null,{"$f":"IF($J$13=OFFRE!$H$23,\"Kit complet : PAC + accessoires\",\"\")","v":"Kit complet : PAC + accessoires"},null,null,null,null,null,{"$f":"IF($J$13=OFFRE!$H$23,\"Kit complet : PAC + accessoires\",\"\")","v":"Kit complet : PAC + accessoires"},null,null,null,null,null,null,{"$f":"IF($AA442=\"\",0,1)","v":0},{"$f":"IF($J$428=1,K433,IF($P$428=1,Q433,\"\"))","v":""},{"$f":"IF($J$428=1,L433,IF($P$428=1,R433,\"\"))","v":""},{"$f":"IF($J$428=1,M433,IF($P$428=1,S433,\"\"))","v":""},{"$f":"IF($J$428=1,N433,IF($P$428=1,T433,\"\"))","v":""},{"$f":"IF($J$428=1,O433,IF($P$428=1,U433,\"\"))","v":""}]
[null,null,null,null,null,null,null,null,null,null,{"$f":"IF($J$13=OFFRE!$H$23,IF($H$27=OFFRE!$F$18,'Offre Alezio S - ERIA '!$B$90,'Offre Alezio S - ERIA '!$B$99),\"\")","v":7610039},{"$f":"IFERROR(VLOOKUP(K434,$B$7:$E$162,2,FALSE),\"\")","v":""},{"$f":"IFERROR(VLOOKUP(K434,$B$7:$E$162,3,FALSE),\"\")","v":"-"},{"$f":"IFERROR(VLOOKUP(K434,$B$7:$E$162,4,FALSE),\"\")","v":""},{"$f":"IF(K434=\"\",\"\",1)","v":1},null,{"$f":"IF($J$13=OFFRE!$H$23,IF($H$27=OFFRE!$F$18,'Offre Alezio S - ERIA '!$B$108,'Offre Alezio S - ERIA '!$B$117),\"\")","v":7610038},{"$f":"IFERROR(VLOOKUP(Q434,$B$7:$E$162,2,FALSE),\"\")","v":""},{"$f":"IFERROR(VLOOKUP(Q434,$B$7:$E$162,3,FALSE),\"\")","v":"-"},{"$f":"IFERROR(VLOOKUP(Q434,$B$7:$E$162,4,FALSE),\"\")","v":""},{"$f":"IF(Q434=\"\",\"\",1)","v":1},null,null,null,null,{"$f":"IF($J$428=1,K434,IF($P$428=1,Q434,\"\"))","v":""},{"$f":"IF($J$428=1,L434,IF($P$428=1,R434,\"\"))","v":""},{"$f":"IF($J$428=1,M434,IF($P$428=1,S434,\"\"))","v":""},{"$f":"IF($J$428=1,N434,IF($P$428=1,T434,\"\"))","v":""},{"$f":"IF($J$428=1,O434,IF($P$428=1,U434,\"\"))","v":""}]
[null,null,null,null,null,null,null,null,null,null,null,null,{"$f":"IFERROR(VLOOKUP(K435,$B$7:$E$162,3,FALSE),\"\")","v":""},{"$f":"IFERROR(VLOOKUP(K435,$B$7:$E$162,4,FALSE),\"\")","v":""},null,null,null,null,{"$f":"IFERROR(VLOOKUP(Q435,$B$7:$E$162,3,FALSE),\"\")","v":""},{"$f":"IFERROR(VLOOKUP(Q435,$B$7:$E$162,4,FALSE),\"\")","v":""},null,null,null,null,null,"","","","",""]
[null,null,null,null,null,null,null,null,null,null,null,{"$f":"IF($J$13=OFFRE!$H$24,\"Sélection personnalisée\",\"\")","v":""},"","",null,null,null,{"$f":"IF($J$13=OFFRE!$H$24,\"Sélection personnalisée\",\"\")","v":""},"","",null,null,null,null,null,"","","","",""]
[null,null,null,null,null,null,null,null,null,null,{"$f":"IF($J$13=OFFRE!$H$24,IF($H$27=OFFRE!$F$18,'Offre Alezio S - ERIA '!$B$69,'Offre Alezio S - ERIA '!$B$74),\"\")","v":""},{"$f":"IFERROR(VLOOKUP(K437,$B$7:$E$162,2,FALSE),\"\")","v":""},"","",{"$f":"IF(K437=\"\",\"\",1)","v":""},null,{"$f":"IF($J$13=OFFRE!$H$24,IF($H$27=OFFRE!$F$18,'Offre Alezio S - ERIA '!$B$77,'Offre Alezio S - ERIA '!$B$81),\"\")","v":""},{"$f":"IFERROR(VLOOKUP(Q437,$B$7:$E$162,2,FALSE),\"\")","v":""},"","",{"$f":"IF(Q437=\"\",\"\",1)","v":""},null,null,null,null,"","","","",""]
[null,null,null,null,null,null,null,null,null,null,{"$f":"IF($J$13=OFFRE!$H$24,$B$61,\"\")","v":""},{"$f":"IFERROR(VLOOKUP(K438,$B$7:$E$162,2,FALSE),\"\")","v":""},"","",{"$f":"IF(K438=\"\",\"\",1)","v":""},null,{"$f":"IF($J$13=OFFRE!$H$24,$B$61,\"\")","v":""},{"$f":"IFERROR(VLOOKUP(Q438,$B$7:$E$162,2,FALSE),\"\")","v":""},"","",{"$f":"IF(Q438=\"\",\"\",1)","v":""},null,null,null,null,"","","","",""]
[null,null,null,null,null,null,null,null,null,null,null,{"$f":"IFERROR(VLOOKUP(K439,$B$7:$E$162,2,FALSE),\"\")","v":""},"","",{"$f":"IF(K439=\"\",\"\",1)","v":""},null,null,{"$f":"IFERROR(VLOOKUP(Q439,$B$7:$E$162,2,FALSE),\"\")","v":""},"","",{"$f":"IF(Q439=\"\",\"\",1)","v":""},null,null,null,null,"","","","",""]
[null,null,null,null,null,null,null,null,null,null,null,null,"","",null,null,null,null,"","",null,null,null,null,null,"","","","",""]
[null,null,null,null,null,null,null,null,null,null,null,null,"","",null,null,null,null,"","",null,null,null,null,null,"","","","",""]
[null,null,null,null,null,null,null,null,null,null,null,"Accessoires de mise en œuvre",null,null,null,null,null,"Accessoires de mise en œuvre",null,null,null,null,null,null,null,"","","","",""]
[null,null,null,null,null,null,null,null,null,null,{"$f":"IF($H$15=OFFRE!$H$16,'Offre Alezio S - ERIA '!$B$12,'Offre Alezio S - ERIA '!$B$9)","v":7694974},{"$f":"IFERROR(VLOOKUP(K443,$B$7:$E$124,2,FALSE),\"\")","v":"SUPPORT AU SOL CAOUTCHOUC 600MM"},{"$f":"IFERROR(VLOOKUP(K443,$B$7:$E$124,3,FALSE),\"\")","v":"EH879"},{"$f":"IFERROR(VLOOKUP(K443,$B$7:$E$124,4,FALSE),\"\")","v":119},1,null,{"$f":"IF($H$15=OFFRE!$H$16,'Offre Alezio S - ERIA '!$B$12,'Offre Alezio S - ERIA '!$B$9)","v":7694974},{"$f":"IFERROR(VLOOKUP(Q443,$B$7:$E$124,2,FALSE),\"\")","v":"SUPPORT AU SOL CAOUTCHOUC 600MM"},{"$f":"IFERROR(VLOOKUP(Q443,$B$7:$E$124,3,FALSE),\"\")","v":"EH879"},{"$f":"IFERROR(VLOOKUP(Q443,$B$7:$E$124,4,FALSE),\"\")","v":119},1,null,null,null,null,"","","","",""]
[null,null,null,null,null,null,null,null,null,null,null,{"$f":"IFERROR(VLOOKUP(K444,$B$7:$E$124,2,FALSE),\"\")","v":""},{"$f":"IFERROR(VLOOKUP(K444,$B$7:$E$124,3,FALSE),\"\")","v":""},{"$f":"IFERROR(VLOOKUP(K444,$B$7:$E$124,4,FALSE),\"\")","v":""},1,null,null,{"$f":"IFERROR(VLOOKUP(Q444,$B$7:$E$124,2,FALSE),\"\")","v":""},{"$f":"IFERROR(VLOOKUP(Q444,$B$7:$E$124,3,FALSE),\"\")","v":""},{"$f":"IFERROR(VLOOKUP(Q444,$B$7:$E$124,4,FALSE),\"\")","v":""},1,null,null,null,null,"","","","",""]
[null,null,null,null,null,null,null,null,null,null,null,null,null,null,null,null,null,null,null,null,null,null,null,null,null,"","","","",""]
[null,null,null,null,null,null,null,null,null,null,null,"Liaison frigorifique",null,null,null,null,null,"Liaison frigorifique",null,null,null,null,null,null,null,"","","","",""]
[null,null,null,null,null,null,null,null,null,null,{"$f":"$B$15","v":100012535},{"$f":"IFERROR(VLOOKUP(K447,$B$7:$E$124,2,FALSE),\"\")","v":"LIAISON FRIGORIFIQUE PE 5/8'' 3/8'' - LG 5m"},{"$f":"IFERROR(VLOOKUP(K447,$B$7:$E$124,3,FALSE),\"\")","v":"EH114"},{"$f":"IFERROR(VLOOKUP(K447,$B$7:$E$124,4,FALSE),\"\")","v":255},1,null,{"$f":"$B$15","v":100012535},{"$f":"IFERROR(VLOOKUP(Q447,$B$7:$E$124,2,FALSE),\"\")","v":"LIAISON FRIGORIFIQUE PE 5/8'' 3/8'' - LG 5m"},{"$f":"IFERROR(VLOOKUP(Q447,$B$7:$E$124,3,FALSE),\"\")","v":"EH114"},{"$f":"IFERROR(VLOOKUP(Q447,$B$7:$E$124,4,FALSE),\"\")","v":255},1,null,null,null,null,"","","","",""]
[null,null,null,null,null,null,null,null,null,null,{"$f":"$B$16","v":100012536},{"$f":"IFERROR(VLOOKUP(K448,$B$7:$E$124,2,FALSE),\"\")","v":"LIAISON FRIGORIFIQUE PE 5/8'' 3/8'' - LG 10m"},{"$f":"IFERROR(VLOOKUP(K448,$B$7:$E$124,3,FALSE),\"\")","v":"EH115"},{"$f":"IFERROR(VLOOKUP(K448,$B$7:$E$124,4,FALSE),\"\")","v":456},null,null,{"$f":"$B$16","v":100012536},{"$f":"IFERROR(VLOOKUP(Q448,$B$7:$E$124,2,FALSE),\"\")","v":"LIAISON FRIGORIFIQUE PE 5/8'' 3/8'' - LG 10m"},{"$f":"IFERROR(VLOOKUP(Q448,$B$7:$E$124,3,FALSE),\"\")","v":"EH115"},{"$f":"IFERROR(VLOOKUP(Q448,$B$7:$E$124,4,FALSE),\"\")","v":456},null,null,null,null,null,"","","","",""]
[null,null,null,null,null,null,null,null,null,null,{"$f":"$B$17","v":100012537},{"$f":"IFERROR(VLOOKUP(K449,$B$7:$E$124,2,FALSE),\"\")","v":"LIAISON FRIGORIFIQUE PE 5/8'' 3/8'' - LG 20m"},{"$f":"IFERROR(VLOOKUP(K449,$B$7:$E$124,3,FALSE),\"\")","v":"EH116"},{"$f":"IFERROR(VLOOKUP(K449,$B$7:$E$124,4,FALSE),\"\")","v":823},null,null,{"$f":"$B$17","v":100012537},{"$f":"IFERROR(VLOOKUP(Q449,$B$7:$E$124,2,FALSE),\"\")","v":"LIAISON FRIGORIFIQUE PE 5/8'' 3/8'' - LG 20m"},{"$f":"IFERROR(VLOOKUP(Q449,$B$7:$E$124,3,FALSE),\"\")","v":"EH116"},{"$f":"IFERROR(VLOOKUP(Q449,$B$7:$E$124,4,FALSE),\"\")","v":823},null,null,null,null,null,"","","","",""]
[null,null,null,null,null,null,null,null,null,null,null,null,null,null,null,null,null,null,null,null,null,null,null,null,null,"","","","",""]
[null,null,null,null,null,null,null,null,null,null,null,"Accessoires de raccordement hydraulique",null,null,null,null,null,"Accessoires de raccordement hydraulique",null,null,null,null,null,null,null,"","","","",""]
[null,null,null,null,null,null,null,null,null,null,{"$f":"$B$21","v":100008841},{"$f":"IFERROR(VLOOKUP(K452,$B$7:$E$124,2,FALSE),\"\")","v":"BALLON TAMPON 80L B 80 T"},{"$f":"IFERROR(VLOOKUP(K452,$B$7:$E$124,3,FALSE),\"\")","v":"EH85"},{"$f":"IFERROR(VLOOKUP(K452,$B$7:$E$124,4,FALSE),\"\")","v":572},1,null,{"$f":"$B$21","v":100008841},{"$f":"IFERROR(VLOOKUP(Q452,$B$7:$E$124,2,FALSE),\"\")","v":"BALLON TAMPON 80L B 80 T"},{"$f":"IFERROR(VLOOKUP(Q452,$B$7:$E$124,3,FALSE),\"\")","v":"EH85"},{"$f":"IFERROR(VLOOKUP(Q452,$B$7:$E$124,4,FALSE),\"\")","v":572},1,null,null,null,null,"","","","",""]
[null,null,null,null,null,null,null,null,null,null,{"$f":"$B$22","v":100004415},{"$f":"IFERROR(VLOOKUP(K453,$B$7:$E$124,2,FALSE),\"\")","v":"BALLON TAMPON 160L B 150 T"},{"$f":"IFERROR(VLOOKUP(K453,$B$7:$E$124,3,FALSE),\"\")","v":"EH60"},{"$f":"IFERROR(VLOOKUP(K453,$B$7:$E$124,4,FALSE),\"\")","v":857},null,null,{"$f":"$B$22","v":100004415},{"$f":"IFERROR(VLOOKUP(Q453,$B$7:$E$124,2,FALSE),\"\")","v":"BALLON TAMPON 160L B 150 T"},{"$f":"IFERROR(VLOOKUP(Q453,$B$7:$E$124,3,FALSE),\"\")","v":"EH60"},{"$f":"IFERROR(VLOOKUP(Q453,$B$7:$E$124,4,FALSE),\"\")","v":857},null,null,null,null,null,"","","","",""]
[null,null,null,null,null,null,null,null,null,null,{"$f":"$B$24","v":100020045},"KIT FILTRE FERNOX TF1","EH896",288,1,null,{"$f":"$B$24","v":100020045},"KIT FILTRE FERNOX TF1","EH896",288,1,null,null,null,null,"","","","",""]
[null,null,null,null,null,null,null,null,null,null,{"$f":"$B$45","v":7746242},"SOUPAPE DIFFERENTIELLE ","HK150",59,1,null,{"$f":"$B$45","v":7746242},"SOUPAPE DIFFERENTIELLE ","HK150",59,1,null,null,null,null,"","","","",""]
[null,null,null,null,null,null,null,null,null,null,{"$f":"$B$46","v":7746197},"BOUTEILLE DE DECOUPLAGE 25L"," HK147",362,1,null,{"$f":"$B$46","v":7746197},"BOUTEILLE DE DECOUPLAGE 25L"," HK147",362,1,null,null,null,null,"","","","",""]
[null,null,null,null,null,null,null,null,null,null,null,"","","",null,null,null,"","","",null,null,null,null,null,"","","","",""]
[null,null,null,null,null,null,null,null,null,null,null,"","","",null,null,null,"","","",null,null,null,null,null,"","","","",""]
[null,null,null,null,null,null,null,null,null,null,null,"","","",null,null,null,"","","",null,null,null,null,null,"","","","",""]
[null,null,null,null,null,null,null,null,null,null,null,"","","",null,null,null,"","","",null,null,null,null,null,"","","","",""]
[null,null,null,null,null,null,null,null,null,null,null,"","","",null,null,null,"","","",null,null,null,null,null,"","","","",""]
[null,null,null,null,null,null,null,null,null,null,null,null,null,null,null,null,null,null,null,null,null,null,null,null,null,"","","","",""]
[null,null,null,null,null,null,null,null,null,null,null,{"$f":"IF($H$24=OFFRE!$D$6,\"Accessoires de production Eau Chaude Sanitaire\",\"\")","v":""},null,null,null,null,null,{"$f":"IF($H$24=OFFRE!$D$6,\"Accessoires de production Eau Chaude Sanitaire\",\"\")","v":""},null,null,null,null,null,null,null,"","","","",""]
[null,null,null,null,null,null,null,null,null,null,{"$f":"IF($H$24=OFFRE!$D$6,$B$36,\"\")","v":""},{"$f":"IFERROR(VLOOKUP(K464,$B$7:$E$124,2,FALSE),\"\")","v":""},{"$f":"IFERROR(VLOOKUP(K464,$B$7:$E$124,3,FALSE),\"\")","v":""},{"$f":"IFERROR(VLOOKUP(K464,$B$7:$E$124,4,FALSE),\"\")","v":""},null,null,{"$f":"IF($H$24=OFFRE!$D$6,$B$36,\"\")","v":""},{"$f":"IFERROR(VLOOKUP(Q464,$B$7:$E$124,2,FALSE),\"\")","v":""},{"$f":"IFERROR(VLOOKUP(Q464,$B$7:$E$124,3,FALSE),\"\")","v":""},{"$f":"IFERROR(VLOOKUP(Q464,$B$7:$E$124,4,FALSE),\"\")","v":""},null,null,null,null,null,"","","","",""]
[null,null,null,null,null,null,null,null,null,null,{"$f":"IF($H$24=OFFRE!$D$6,$B$37,\"\")","v":""},"",{"$f":"IFERROR(VLOOKUP(K465,$B$7:$E$124,3,FALSE),\"\")","v":""},{"$f":"IFERROR(VLOOKUP(K465,$B$7:$E$124,4,FALSE),\"\")","v":""},null,null,{"$f":"IF($H$24=OFFRE!$D$6,$B$37,\"\")","v":""},"",{"$f":"IFERROR(VLOOKUP(Q465,$B$7:$E$124,3,FALSE),\"\")","v":""},{"$f":"IFERROR(VLOOKUP(Q465,$B$7:$E$124,4,FALSE),\"\")","v":""},null,null,null,null,null,"","","","",""]
[null,null,null,null,null,null,null,null,null,null,{"$f":"IF($H$24=OFFRE!$D$6,$B$38,\"\")","v":""},"","","",null,null,{"$f":"IF($H$24=OFFRE!$D$6,$B$38,\"\")","v":""},"","","",null,null,null,null,null,"","","","",""]
[null,null,null,null,null,null,null,null,null,null,{"$f":"IF($H$24=OFFRE!$D$6,$B$39,\"\")","v":""},"","","",null,null,{"$f":"IF($H$24=OFFRE!$D$6,$B$39,\"\")","v":""},"","","",null,null,null,null,null,"","","","",""]
[null,null,null,null,null,null,null,null,null,null,{"$f":"IF($H$24=OFFRE!$D$6,$B$40,\"\")","v":""},"","","",null,null,{"$f":"IF($H$24=OFFRE!$D$6,$B$40,\"\")","v":""},"","","",null,null,null,null,null,"","","","",""]
[null,null,null,null,null,null,null,null,null,null,null,"","","",null,null,null,"","","",null,null,null,null,null,"","","","",""]
[null,null,null,null,null,null,null,null,null,null,null,"","","",null,null,null,"","","",null,null,null,null,null,"","","","",""]
[null,null,null,null,null,null,null,null,null,null,null,"","","",null,null,null,"","","",null,null,null,null,null,"","","","",""]
[null,null,null,null,null,null,null,null,null,null,null,null,null,null,null,null,null,null,null,null,null,null,null,null,null,"","","","",""]
[null,null,null,null,null,null,null,null,null,null,null,{"$f":"IF($H$27=OFFRE!$F$17,\"Kit de fonction réversible\",\"\")","v":""},null,null,null,null,null,{"$f":"IF($H$27=OFFRE!$F$17,\"Kit de fonction réversible\",\"\")","v":""},null,null,null,null,null,null,null,"","","","",""]
[null,null,null,null,null,null,null,null,null,null,null,{"$f":"IF($H$27=OFFRE!$F$17,\"Intégré dans le colis PAC\",\"\")","v":""},{"$f":"IFERROR(VLOOKUP(K474,$B$7:$E$124,3,FALSE),\"\")","v":""},{"$f":"IFERROR(VLOOKUP(K474,$B$7:$E$124,4,FALSE),\"\")","v":""},null,null,null,{"$f":"IF($H$27=OFFRE!$F$17,\"Intégré dans le colis PAC\",\"\")","v":""},{"$f":"IFERROR(VLOOKUP(Q474,$B$7:$E$124,3,FALSE),\"\")","v":""},{"$f":"IFERROR(VLOOKUP(Q474,$B$7:$E$124,4,FALSE),\"\")","v":""},null,null,null,null,null,"","","","",""]
[null,null,null,null,null,null,null,null,null,null,null,{"$f":"IFERROR(VLOOKUP(K475,$B$7:$E$124,2,FALSE),\"\")","v":""},{"$f":"IFERROR(VLOOKUP(K475,$B$7:$E$124,3,FALSE),\"\")","v":""},{"$f":"IFERROR(VLOOKUP(K475,$B$7:$E$124,4,FALSE),\"\")","v":""},null,null,null,{"$f":"IFERROR(VLOOKUP(Q475,$B$7:$E$124,2,FALSE),\"\")","v":""},{"$f":"IFERROR(VLOOKUP(Q475,$B$7:$E$124,3,FALSE),\"\")","v":""},{"$f":"IFERROR(VLOOKUP(Q475,$B$7:$E$124,4,FALSE),\"\")","v":""},null,null,null,null,null,"","","","",""]
[null,null,null,null,null,null,null,null,null,null,null,null,null,null,null,null,null,null,null,null,null,null,null,null,null,"","","","",""]
[null,null,null,null,null,null,null,null,null,null,null,"Accessoires de régulation",null,null,null,null,null,"Accessoires de régulation",null,null,null,null,null,null,null,"","","","",""]
[null,null,null,null,null,null,null,null,null,null,{"$f":"$B$25","v":88017859},{"$f":"IFERROR(VLOOKUP(K478,$B$7:$E$124,2,FALSE),\"\")","v":"THERMOSTAT D'AMBIANCE NON PROGRAMMABLE"},{"$f":"IFERROR(VLOOKUP(K478,$B$7:$E$124,3,FALSE),\"\")","v":"AD140"},{"$f":"IFERROR(VLOOKUP(K478,$B$7:$E$124,4,FALSE),\"\")","v":54},null,null,{"$f":"$B$25","v":88017859},{"$f":"IFERROR(VLOOKUP(Q478,$B$7:$E$124,2,FALSE),\"\")","v":"THERMOSTAT D'AMBIANCE NON PROGRAMMABLE"},{"$f":"IFERROR(VLOOKUP(Q478,$B$7:$E$124,3,FALSE),\"\")","v":"AD140"},{"$f":"IFERROR(VLOOKUP(Q478,$B$7:$E$124,4,FALSE),\"\")","v":54},null,null,null,null,null,"","","","",""]
[null,null,null,null,null,null,null,null,null,null,{"$f":"$B$26","v":88017904},{"$f":"IFERROR(VLOOKUP(K479,$B$7:$E$124,2,FALSE),\"\")","v":"THERMOSTAT AMBIANCE PROGRAMMABLE (FILAIRE)"},{"$f":"IFERROR(VLOOKUP(K479,$B$7:$E$124,3,FALSE),\"\")","v":"AD191"},{"$f":"IFERROR(VLOOKUP(K479,$B$7:$E$124,4,FALSE),\"\")","v":176},null,null,{"$f":"$B$26","v":88017904},{"$f":"IFERROR(VLOOKUP(Q479,$B$7:$E$124,2,FALSE),\"\")","v":"THERMOSTAT AMBIANCE PROGRAMMABLE (FILAIRE)"},{"$f":"IFERROR(VLOOKUP(Q479,$B$7:$E$124,3,FALSE),\"\")","v":"AD191"},{"$f":"IFERROR(VLOOKUP(Q479,$B$7:$E$124,4,FALSE),\"\")","v":176},null,null,null,null,null,"","","","",""]
[null,null,null,null,null,null,null,null,null,null,{"$f":"$B$27","v":88017010},"THERMOSTAT D'AMBIANCE PROGRAMMABLE (SANS FILS)","AD192",308,null,null,{"$f":"$B$27","v":88017010},"THERMOSTAT D'AMBIANCE PROGRAMMABLE (SANS FILS)","AD192",308,null,null,null,null,null,"","","","",""]
[null,null,null,null,null,null,null,null,null,null,{"$f":"$B$28","v":7684433},"OETROSMART OT ","AD320",269,{"$f":"$H$18","v":1},null,{"$f":"$B$28","v":7684433},"OETROSMART OT ","AD320",269,{"$f":"$H$18","v":1},null,null,null,null,"","","","",""]
[null,null,null,null,null,null,null,null,null,null,{"$f":"$B$31","v":7746307},"KIT HYDRAULIQUE 2ND CIRCUIT V3V EXTERNE","HK152",440,null,null,{"$f":"$B$31","v":7746307},"KIT HYDRAULIQUE 2ND CIRCUIT V3V EXTERNE","HK152",440,null,null,null,null,null,"","","","",""]
[null,null,null,null,null,null,null,null,null,null,{"$f":"$B$32","v":7624902},"KIT CABLAGE PLANCHER CHAUFFANT DIRECT","HA255",40,null,null,{"$f":"$B$32","v":7624902},"KIT CABLAGE PLANCHER CHAUFFANT DIRECT","HA255",40,null,null,null,null,null,"","","","",""]
[null,null,null,null,null,null,null,null,null,null,{"$f":"$B$33","v":100019114},"KIT SONDE HYGRO RAFRAICHISSEMENT","HK27",233,null,null,{"$f":"$B$33","v":100019114},"KIT SONDE HYGRO RAFRAICHISSEMENT","HK27",233,null,null,null,null,null,"","","","",""]
[null,null,null,null,null,null,null,null,null,null,{"$f":"$B$47","v":7636899},"KIT SILENCIEUX MODULE EXTERIEUR","EH572",66,null,null,{"$f":"$B$47","v":7636899},"KIT SILENCIEUX MODULE EXTERIEUR","EH572",66,null,null,null,null,null,"","","","",""]
[null,null,null,null,null,null,null,null,null,null,{"$f":"$B$48","v":7683828},"KIT CARTE REGULATION 2ND CIRCUIT","EH783",120,null,null,{"$f":"$B$48","v":7683828},"KIT CARTE REGULATION 2ND CIRCUIT","EH783",120,null,null,null,null,null,"","","","",""]
[null,null,null,null,null,null,null,null,null,null,{"$f":"$B$49","v":7622433},"KIT SONDE CONDENSATION (0-10V)","HZ64",420,null,null,{"$f":"$B$49","v":7622433},"KIT SONDE CONDENSATION (0-10V)","HZ64",420,null,null,null,null,null,"","","","",""]
[null,null,null,null,null,null,null,null,null,null,null,"","","",null,null,null,"","","",null,null,null,null,null,"","","","",""]
[null,null,null,null,null,null,null,null,null,null,null,"","","",null,null,null,"","","",null,null,null,null,null,"","","","",""]
[null,null,null,null,null,null,null,null,null,null,null,"","","",null,null,null,"","","",null,null,null,null,null,{"$f":"IF($J$428=1,K490,IF($P$428=1,Q490,\"\"))","v":""},"","","",""]
[null,null,null,null,null,null,null,null,null,null,null,"","","",null,null,null,"","","",null,null,null,null,null,"","","","",""]

{"sheet":"Offre S Compact - ERIA FIT IN","index":25,"n_rows":497,"n_cols":24,"rows_kept":497,"cut":false,"hidden":true,"merged":[[438,9,496,9],[370,9,428,9],[302,9,360,9],[234,9,292,9],[166,9,224,9],[3,1,3,4],[37,1,37,4],[78,1,78,5],[98,9,156,9],[29,9,87,9]]}
[]
[null,null,"Composition devis ERIA FIT-IN"]
[]
[null,"ACCESSOIRES ET OPTIONS ERIA FIT-IN UNIQUEMENT"]
[null,null,null,null,null,null,null,"Gamme",null,null,null,"Accessoires de régulation nécessaires pour les circuits indiqués :"]
["Supports","Références","Désignation","colis","Prix",null,null,{"$f":"IF(Chiffrage!$B$18=OFFRE!$B$7,Chiffrage!$B$24,Chiffrage!$B$25)","v":"OENOVIAPAC-C MB (Monobloc)"},null,null,null,{"$f":"IF($H$18>1,CONCATENATE($H$18,\" circuits : \",$H$21),CONCATENATE($H$18,\" circuit : \",$H$21))","v":"1 circuit : Vanne"}]
[{"$f":"D7","v":"EH95"},100011222,{"$f":"VLOOKUP($B7,Tarif!$A:$D,2,FALSE)","v":"SUPPORT MURALE & PLOTS ANTIVIBRATILES POUR  ROE-II AWHP 6-8"},{"$f":"VLOOKUP($B7,Tarif!$A:$D,3,FALSE)","v":"EH95"},{"$f":"VLOOKUP($B7,Tarif!$A:$D,4,FALSE)","v":181}]
[{"$f":"D8","v":"EH250"},100018409,{"$f":"VLOOKUP($B8,Tarif!$A:$D,2,FALSE)","v":"SUPPORT MURAL AWHP 11à 27 kW"},{"$f":"VLOOKUP($B8,Tarif!$A:$D,3,FALSE)","v":"EH250"},{"$f":"VLOOKUP($B8,Tarif!$A:$D,4,FALSE)","v":181},null,null,"Modèle",null,null,{"$f":"IFERROR(IF(VLOOKUP($H$21,OFFRE!$O$71:$AF$76,8,FALSE)=\"Disponible d'origine\",\"\",VLOOKUP($M$8,$A$7:$E$50,2,FALSE)),\"\")","v":7683828},{"$f":"IFERROR(VLOOKUP($M$8,$A$7:$E$50,3,FALSE),\"Disponible d'origine\")","v":"KIT CARTE REGULATION 2ND CIRCUIT"},{"$f":"IF(OR($H$21=OFFRE!$H$39,$H$21=OFFRE!$H$40),\"EH783\",\"\")","v":"EH783"},{"$f":"IFERROR(IF(VLOOKUP($H$21,OFFRE!$O$71:$AF$76,8,FALSE)=\"Disponible d'origine\",\"\",VLOOKUP($M$8,$A$7:$E$50,5,FALSE)),\"\")","v":120}]
[{"$f":"D9","v":0},null,null,null,null,null,null,{"$f":"IF(Chiffrage!$B$18=OFFRE!$B$7,Chiffrage!$G$24,Chiffrage!$G$25)","v":"OEnoviaPac-C MB 6 MR - E"},null,null,{"$f":"IFERROR(IF(VLOOKUP($H$21,OFFRE!$O$71:$AF$76,8,FALSE)=\"Disponible d'origine\",\"\",VLOOKUP($M$9,$A$7:$E$50,2,FALSE)),\"\")","v":88017017},{"$f":"IFERROR(VLOOKUP($M$9,$A$7:$E$50,3,FALSE),\"\")","v":"SONDE DEPART v3v"},{"$f":"IF(OR($H$21=OFFRE!$H$39,$H$21=OFFRE!$H$40),\"AD199\",\"\")","v":"AD199"},{"$f":"IFERROR(IF(VLOOKUP($H$21,OFFRE!$O$71:$AF$76,8,FALSE)=\"Disponible d'origine\",\"\",VLOOKUP($M$9,$A$7:$E$50,5,FALSE)),\"\")","v":85}]
[{"$f":"D10","v":"EH112"},100012533,{"$f":"VLOOKUP($B10,Tarif!$A:$D,2,FALSE)","v":"SUPPORT POSE AU SOL AWHP"},{"$f":"VLOOKUP($B10,Tarif!$A:$D,3,FALSE)","v":"EH112"},{"$f":"VLOOKUP($B10,Tarif!$A:$D,4,FALSE)","v":48}]
[{"$f":"D11","v":"EH879"},7694974,{"$f":"VLOOKUP($B11,Tarif!$A:$D,2,FALSE)","v":"SUPPORT AU SOL CAOUTCHOUC 600MM"},{"$f":"VLOOKUP($B11,Tarif!$A:$D,3,FALSE)","v":"EH879"},{"$f":"VLOOKUP($B11,Tarif!$A:$D,4,FALSE)","v":119},null,null,"Type d'appoint"]
["Liaisons frigo",null,null,null,null,null,null,{"$f":"IF(Chiffrage!$B$18=OFFRE!$B$7,Chiffrage!$J$24,Chiffrage!$J$25)","v":"Electrique"},null,"type séléction"]
[{"$f":"D13","v":"EH114"},100012535,{"$f":"VLOOKUP($B13,Tarif!$A:$D,2,FALSE)","v":"LIAISON FRIGORIFIQUE PE 5/8'' 3/8'' - LG 5m"},{"$f":"VLOOKUP($B13,Tarif!$A:$D,3,FALSE)","v":"EH114"},{"$f":"VLOOKUP($B13,Tarif!$A:$D,4,FALSE)","v":255},null,null,null,null,{"$f":"Chiffrage!$G$111","v":"Kit complet"}]
[{"$f":"D14","v":"EH115"},100012536,{"$f":"VLOOKUP($B14,Tarif!$A:$D,2,FALSE)","v":"LIAISON FRIGORIFIQUE PE 5/8'' 3/8'' - LG 10m"},{"$f":"VLOOKUP($B14,Tarif!$A:$D,3,FALSE)","v":"EH115"},{"$f":"VLOOKUP($B14,Tarif!$A:$D,4,FALSE)","v":456},null,null,"Montage"]
[{"$f":"D15","v":"EH116"},100012537,{"$f":"VLOOKUP($B15,Tarif!$A:$D,2,FALSE)","v":"LIAISON FRIGORIFIQUE PE 5/8'' 3/8'' - LG 20m"},{"$f":"VLOOKUP($B15,Tarif!$A:$D,3,FALSE)","v":"EH116"},{"$f":"VLOOKUP($B15,Tarif!$A:$D,4,FALSE)","v":823},null,null,{"$f":"OFFRE!$O$23","v":"Au sol"}]
[{"$f":"D16","v":"EH142"},100015476,{"$f":"VLOOKUP($B16,Tarif!$A:$D,2,FALSE)","v":"LIAISON FRIGORIFIQUE PE 1/2\" 1/4\" - LG 10 m"},{"$f":"VLOOKUP($B16,Tarif!$A:$D,3,FALSE)","v":"EH142"},{"$f":"VLOOKUP($B16,Tarif!$A:$D,4,FALSE)","v":255}]
["BT",null,null,null,null,null,null,"nb circuit"]
[{"$f":"D18","v":"EH85"},100008841,{"$f":"VLOOKUP($B18,Tarif!$A:$D,2,FALSE)","v":"BALLON TAMPON 80L B 80 T"},{"$f":"VLOOKUP($B18,Tarif!$A:$D,3,FALSE)","v":"EH85"},{"$f":"VLOOKUP($B18,Tarif!$A:$D,4,FALSE)","v":572},null,null,{"$f":"OFFRE!$N$23","v":1}]
[{"$f":"D19","v":"EH60"},100004415,{"$f":"VLOOKUP($B19,Tarif!$A:$D,2,FALSE)","v":"BALLON TAMPON 160L B 150 T"},{"$f":"VLOOKUP($B19,Tarif!$A:$D,3,FALSE)","v":"EH60"},{"$f":"VLOOKUP($B19,Tarif!$A:$D,4,FALSE)","v":857}]
["Régulation",null,null,null,null,null,null,"type circuit"]
[{"$f":"D21","v":"HA255"},7624902,{"$f":"VLOOKUP($B21,Tarif!$A:$D,2,FALSE)","v":"KIT CABLAGE PLANCHER CHAUFFANT DIRECT"},{"$f":"VLOOKUP($B21,Tarif!$A:$D,3,FALSE)","v":"HA255"},{"$f":"VLOOKUP($B21,Tarif!$A:$D,4,FALSE)","v":40},null,null,{"$f":"OFFRE!$N$26","v":"Vanne"}]
["AD140",88017859,{"$f":"VLOOKUP($B22,Tarif!$A:$D,2,FALSE)","v":"THERMOSTAT D'AMBIANCE NON PROGRAMMABLE"},{"$f":"VLOOKUP($B22,Tarif!$A:$D,3,FALSE)","v":"AD140"},{"$f":"VLOOKUP($B22,Tarif!$A:$D,4,FALSE)","v":54}]
["AD191",88017904,{"$f":"VLOOKUP($B23,Tarif!$A:$D,2,FALSE)","v":"THERMOSTAT AMBIANCE PROGRAMMABLE (FILAIRE)"},{"$f":"VLOOKUP($B23,Tarif!$A:$D,3,FALSE)","v":"AD191"},{"$f":"VLOOKUP($B23,Tarif!$A:$D,4,FALSE)","v":176}]
["AD192",88017010,{"$f":"VLOOKUP($B24,Tarif!$A:$D,2,FALSE)","v":"THERMOSTAT D'AMBIANCE PROGRAMMABLE (SANS FILS)"},{"$f":"VLOOKUP($B24,Tarif!$A:$D,3,FALSE)","v":"AD192"},{"$f":"VLOOKUP($B24,Tarif!$A:$D,4,FALSE)","v":308},null,null,null,null,null,null,null,null,null,"Qté devis type"]
["AD320",7684433,{"$f":"VLOOKUP($B25,Tarif!$A:$D,2,FALSE)","v":"OETROSMART OT "},{"$f":"VLOOKUP($B25,Tarif!$A:$D,3,FALSE)","v":"AD320"},{"$f":"VLOOKUP($B25,Tarif!$A:$D,4,FALSE)","v":269},null,null,null,null,{"$f":"IF($H$9=OFFRE!$I$55,1,0)","v":0},{"$f":"OFFRE!$I$55","v":"OENOVIAPAC-C SLIM 4,5 kW MONO"}]
["EH725",7680473,{"$f":"VLOOKUP($B26,Tarif!$A:$D,2,FALSE)","v":"KIT FLEXIBLES FRIGORIFIQUE "},{"$f":"VLOOKUP($B26,Tarif!$A:$D,3,FALSE)","v":"EH725"},{"$f":"VLOOKUP($B26,Tarif!$A:$D,4,FALSE)","v":285},null,null,null,null,"Appoint",{"$f":"OFFRE!$F$7","v":"Electrique"}]
["AD323",7691374,{"$f":"VLOOKUP($B27,Tarif!$A:$D,2,FALSE)","v":"THERMOSTAT AMBIANCE OETROSMART (R-BUS)"},{"$f":"VLOOKUP($B27,Tarif!$A:$D,3,FALSE)","v":"AD323"},{"$f":"VLOOKUP($B27,Tarif!$A:$D,4,FALSE)","v":207}]
["HK27",100019114,{"$f":"VLOOKUP($B28,Tarif!$A:$D,2,FALSE)","v":"KIT SONDE HYGRO RAFRAICHISSEMENT"},{"$f":"VLOOKUP($B28,Tarif!$A:$D,3,FALSE)","v":"HK27"},{"$f":"VLOOKUP($B28,Tarif!$A:$D,4,FALSE)","v":233}]
["EH783",7683828,{"$f":"VLOOKUP($B29,Tarif!$A:$D,2,FALSE)","v":"KIT CARTE REGULATION 2ND CIRCUIT"},{"$f":"VLOOKUP($B29,Tarif!$A:$D,3,FALSE)","v":"EH783"},{"$f":"VLOOKUP($B29,Tarif!$A:$D,4,FALSE)","v":120},null,null,null,null,null,null,null,null,null,null,null,null,null,null,"Si 4,5 MR choisi"]
["HZ64",7622433,{"$f":"VLOOKUP($B30,Tarif!$A:$D,2,FALSE)","v":"KIT SONDE CONDENSATION (0-10V)"},{"$f":"VLOOKUP($B30,Tarif!$A:$D,3,FALSE)","v":"HZ64"},{"$f":"VLOOKUP($B30,Tarif!$A:$D,4,FALSE)","v":420},null,null,null,null,"4,5 MR",null,{"$f":"IF($J$13=OFFRE!$H$23,\"Kit complet : PAC + accessoires\",\"\")","v":"Kit complet : PAC + accessoires"},null,null,null,null,null,null,{"$f":"IF($U43=\"\",0,1)","v":0},{"$f":"IF($J$25=1,IF(K30=\"\",\"\",K30),\"\")","v":""},{"$f":"IF($J$25=1,IF(L30=\"\",\"\",L30),\"\")","v":""},{"$f":"IF($J$25=1,IF(M30=\"\",\"\",M30),\"\")","v":""},{"$f":"IF($J$25=1,IF(N30=\"\",\"\",N30),\"\")","v":""},{"$f":"IF($J$25=1,IF(O30=\"\",\"\",O30),\"\")","v":""}]
[{"$f":"D31","v":"AD199"},88017017,{"$f":"VLOOKUP($B31,Tarif!$A:$D,2,FALSE)","v":"SONDE DEPART v3v"},{"$f":"VLOOKUP($B31,Tarif!$A:$D,3,FALSE)","v":"AD199"},{"$f":"VLOOKUP($B31,Tarif!$A:$D,4,FALSE)","v":85},null,"= Nouveauté avril 2020",null,null,null,{"$f":"IF($J$13=OFFRE!$H$23,$B$67,\"\")","v":7746921},{"$f":"IFERROR(VLOOKUP(K31,$B$7:$E$73,2,FALSE),\"\")","v":"OENOVIAPAC-C SLIM 4.5 MR/EM"},null,{"$f":"IFERROR(VLOOKUP(K31,$B$7:$E$73,4,FALSE),\"\")","v":6229},{"$f":"IF(K31=\"\",\"\",1)","v":1},null,null,null,null,{"$f":"IF($J$25=1,IF(K31=\"\",\"\",K31),\"\")","v":""},{"$f":"IF($J$25=1,IF(L31=\"\",\"\",L31),\"\")","v":""},{"$f":"IF($J$25=1,IF(M31=\"\",\"\",M31),\"\")","v":""},{"$f":"IF($J$25=1,IF(N31=\"\",\"\",N31),\"\")","v":""},{"$f":"IF($J$25=1,IF(O31=\"\",\"\",O31),\"\")","v":""}]
[null,null,null,null,null,null,null,null,null,null,null,null,null,null,null,null,null,null,null,"","","","",""]
[{"$f":"D33","v":"HK150"},7746242,{"$f":"VLOOKUP($B33,Tarif!$A:$D,2,FALSE)","v":"SOUPAPE DIFFERENTIELLE "},{"$f":"VLOOKUP($B33,Tarif!$A:$D,3,FALSE)","v":"HK150"},{"$f":"VLOOKUP($B33,Tarif!$A:$D,4,FALSE)","v":59},null,null,null,null,null,null,{"$f":"IF($J$13=OFFRE!$H$24,\"Sélection personnalisée\",\"\")","v":""},null,null,null,null,null,null,null,"","","","",""]
[{"$f":"D34","v":" HK147"},7746197,{"$f":"VLOOKUP($B34,Tarif!$A:$D,2,FALSE)","v":"BOUTEILLE DE DECOUPLAGE 25L"},{"$f":"VLOOKUP($B34,Tarif!$A:$D,3,FALSE)","v":" HK147"},{"$f":"VLOOKUP($B34,Tarif!$A:$D,4,FALSE)","v":362},null,null,null,null,null,{"$f":"IF($J$13=OFFRE!$H$24,$B$55,\"\")","v":""},{"$f":"IFERROR(VLOOKUP(K34,$B$7:$E$73,2,FALSE),\"\")","v":""},{"$f":"IFERROR(VLOOKUP(K34,$B$7:$E$73,3,FALSE),\"\")","v":""},{"$f":"IFERROR(VLOOKUP(K34,$B$7:$E$73,4,FALSE),\"\")","v":""},{"$f":"IF(K34=\"\",\"\",1)","v":""},null,null,null,null,"","","","",""]
[{"$f":"D35","v":"HK152"},7746307,{"$f":"VLOOKUP($B35,Tarif!$A:$D,2,FALSE)","v":"KIT HYDRAULIQUE 2ND CIRCUIT V3V EXTERNE"},{"$f":"VLOOKUP($B35,Tarif!$A:$D,3,FALSE)","v":"HK152"},{"$f":"VLOOKUP($B35,Tarif!$A:$D,4,FALSE)","v":440},null,null,null,null,null,{"$f":"IF($J$13=OFFRE!$H$24,$B$41,\"\")","v":""},{"$f":"IFERROR(VLOOKUP(K35,$B$7:$E$73,2,FALSE),\"\")","v":""},{"$f":"IFERROR(VLOOKUP(K35,$B$7:$E$73,3,FALSE),\"\")","v":""},{"$f":"IFERROR(VLOOKUP(K35,$B$7:$E$73,4,FALSE),\"\")","v":""},{"$f":"IF(K35=\"\",\"\",1)","v":""},null,null,null,null,"","","","",""]
[null,null,null,null,null,null,null,null,null,null,{"$f":"IF($J$13=OFFRE!$H$24,$B$61,\"\")","v":""},{"$f":"IFERROR(VLOOKUP(K36,$B$7:$E$73,2,FALSE),\"\")","v":""},{"$f":"IFERROR(VLOOKUP(K36,$B$7:$E$73,3,FALSE),\"\")","v":""},{"$f":"IFERROR(VLOOKUP(K36,$B$7:$E$73,4,FALSE),\"\")","v":""},{"$f":"IF(K36=\"\",\"\",1)","v":""},null,null,null,null,"","","","",""]
[null,null,null,null,null,null,null,null,null,null,{"$f":"IF($J$13=OFFRE!$H$24,$B$64,\"\")","v":""},{"$f":"IFERROR(VLOOKUP(K37,$B$7:$E$73,2,FALSE),\"\")","v":""},{"$f":"IFERROR(VLOOKUP(K37,$B$7:$E$73,3,FALSE),\"\")","v":""},{"$f":"IFERROR(VLOOKUP(K37,$B$7:$E$73,4,FALSE),\"\")","v":""},{"$f":"IF(K37=\"\",\"\",1)","v":""},null,null,null,null,{"$f":"IF($J$25=1,IF(K37=\"\",\"\",K37),\"\")","v":""},{"$f":"IF($J$25=1,IF(L37=\"\",\"\",L37),\"\")","v":""},{"$f":"IF($J$25=1,IF(M37=\"\",\"\",M37),\"\")","v":""},{"$f":"IF($J$25=1,IF(N37=\"\",\"\",N37),\"\")","v":""},{"$f":"IF($J$25=1,IF(O37=\"\",\"\",O37),\"\")","v":""}]
[null,"ERIA PAC/Unité int.-ext.",null,null,null,null,null,null,null,null,{"$f":"IF($J$13=OFFRE!$H$24,$B$52,\"\")","v":""},{"$f":"IFERROR(VLOOKUP(K38,$B$7:$E$73,2,FALSE),\"\")","v":""},{"$f":"IFERROR(VLOOKUP(K38,$B$7:$E$73,3,FALSE),\"\")","v":""},{"$f":"IFERROR(VLOOKUP(K38,$B$7:$E$73,4,FALSE),\"\")","v":""},{"$f":"IF(K38=\"\",\"\",1)","v":""},null,null,null,null,"","","","",""]
[null,null,null,null,null,null,null,null,null,null,null,null,null,null,null,null,null,null,null,"","","","",""]
[null,"unité ext.",null,null,null,null,null,null,null,null,null,{"$f":"IFERROR(VLOOKUP(K40,$B$7:$E$73,2,FALSE),\"\")","v":""},{"$f":"IFERROR(VLOOKUP(K40,$B$7:$E$73,3,FALSE),\"\")","v":""},{"$f":"IFERROR(VLOOKUP(K40,$B$7:$E$73,4,FALSE),\"\")","v":""},null,null,null,null,null,"","","","",""]
[{"$f":"D41","v":"EH616"},7656794,{"$f":"VLOOKUP($B41,Tarif!$A:$D,2,FALSE)","v":"AWHP 4.5 MR"},{"$f":"VLOOKUP($B41,Tarif!$A:$D,3,FALSE)","v":"EH616"},{"$f":"VLOOKUP($B41,Tarif!$A:$D,4,FALSE)","v":1963},null,null,null,null,null,null,null,null,null,null,null,null,null,null,"","","","",""]
["EH672",7668016,{"$f":"VLOOKUP($B42,Tarif!$A:$D,2,FALSE)","v":"AWHP 6 MR-3"},{"$f":"VLOOKUP($B42,Tarif!$A:$D,3,FALSE)","v":"EH672"},{"$f":"VLOOKUP($B42,Tarif!$A:$D,4,FALSE)","v":2366},null,null,null,null,null,null,null,null,null,null,null,null,null,null,"","","","",""]
["EH381",7609926,{"$f":"VLOOKUP($B43,Tarif!$A:$D,2,FALSE)","v":"AWHP 8 MR-2 "},{"$f":"VLOOKUP($B43,Tarif!$A:$D,3,FALSE)","v":"EH381"},{"$f":"VLOOKUP($B43,Tarif!$A:$D,4,FALSE)","v":3170},null,null,null,null,null,null,"Liaison frigorifique",null,null,null,null,null,null,null,"","","","",""]
["EH382",7609927,{"$f":"VLOOKUP($B44,Tarif!$A:$D,2,FALSE)","v":"AWHP 11 MR-2 "},{"$f":"VLOOKUP($B44,Tarif!$A:$D,3,FALSE)","v":"EH382"},{"$f":"VLOOKUP($B44,Tarif!$A:$D,4,FALSE)","v":4335},null,null,null,null,null,{"$f":"$B$16","v":100015476},{"$f":"IFERROR(VLOOKUP(K44,$B$7:$E$73,2,FALSE),\"\")","v":"LIAISON FRIGORIFIQUE PE 1/2\" 1/4\" - LG 10 m"},{"$f":"IFERROR(VLOOKUP(K44,$B$7:$E$73,3,FALSE),\"\")","v":"EH142"},{"$f":"IFERROR(VLOOKUP(K44,$B$7:$E$73,4,FALSE),\"\")","v":255},1,null,null,null,null,"","","","",""]
["EH383",7609928,{"$f":"VLOOKUP($B45,Tarif!$A:$D,2,FALSE)","v":"AWHP 11 TR-2 "},{"$f":"VLOOKUP($B45,Tarif!$A:$D,3,FALSE)","v":"EH383"},{"$f":"VLOOKUP($B45,Tarif!$A:$D,4,FALSE)","v":4666},null,null,null,null,null,{"$f":"$B$26","v":7680473},{"$f":"IFERROR(VLOOKUP(K45,$B$7:$E$73,2,FALSE),\"\")","v":"KIT FLEXIBLES FRIGORIFIQUE "},{"$f":"IFERROR(VLOOKUP(K45,$B$7:$E$73,3,FALSE),\"\")","v":"EH725"},{"$f":"IFERROR(VLOOKUP(K45,$B$7:$E$73,4,FALSE),\"\")","v":285},1,null,null,null,null,"","","","",""]
["EH384",7609929,{"$f":"VLOOKUP($B46,Tarif!$A:$D,2,FALSE)","v":"AWHP 16 MR-2 "},{"$f":"VLOOKUP($B46,Tarif!$A:$D,3,FALSE)","v":"EH384"},{"$f":"VLOOKUP($B46,Tarif!$A:$D,4,FALSE)","v":5476},null,null,null,null,null,null,null,null,null,null,null,null,null,null,"","","","",""]
["EH385",7609930,{"$f":"VLOOKUP($B47,Tarif!$A:$D,2,FALSE)","v":"AWHP 16 TR-2 "},{"$f":"VLOOKUP($B47,Tarif!$A:$D,3,FALSE)","v":"EH385"},{"$f":"VLOOKUP($B47,Tarif!$A:$D,4,FALSE)","v":5922},null,null,null,null,null,null,null,null,null,null,null,null,null,null,"","","","",""]
[null,null,null,null,null,null,null,null,null,null,null,null,null,null,null,null,null,null,null,"","","","",""]
[null,null,null,null,null,null,null,null,null,null,null,null,null,null,null,null,null,null,null,"","","","",""]
[null,null,null,null,null,null,null,null,null,null,null,null,null,null,null,null,null,null,null,"","","","",""]
[null,"Adaptateur frigo",null,null,null,null,null,null,null,null,null,{"$f":"IFERROR(VLOOKUP(K51,$B$7:$E$73,2,FALSE),\"\")","v":""},{"$f":"IFERROR(VLOOKUP(K51,$B$7:$E$73,3,FALSE),\"\")","v":""},{"$f":"IFERROR(VLOOKUP(K51,$B$7:$E$73,4,FALSE),\"\")","v":""},null,null,null,null,null,"","","","",""]
[{"$f":"D52","v":"EH146"},100015480,{"$f":"VLOOKUP($B52,Tarif!$A:$D,2,FALSE)","v":"RACCORD D'ADAPTATION FRIGO POUR 4 kW ET 6 kW"},{"$f":"VLOOKUP($B52,Tarif!$A:$D,3,FALSE)","v":"EH146"},{"$f":"VLOOKUP($B52,Tarif!$A:$D,4,FALSE)","v":64},null,null,null,null,null,null,"","","",null,null,null,null,null,"","","","",""]
[null,null,null,null,null,null,null,null,null,null,null,"","","",null,null,null,null,null,"","","","",""]
[null,"PAC FIT-IN",null,null,null,null,null,null,null,null,null,"","","",null,null,null,null,null,"","","","",""]
[{"$f":"D55","v":"EH740"},7683548,{"$f":"VLOOKUP($B55,Tarif!$A:$D,2,FALSE)","v":"MHC /EM 4-8 "},{"$f":"VLOOKUP($B55,Tarif!$A:$D,3,FALSE)","v":"EH740"},{"$f":"VLOOKUP($B55,Tarif!$A:$D,4,FALSE)","v":2162},null,null,null,null,null,null,"","","",null,null,null,null,null,"","","","",""]
[{"$f":"D56","v":"EH741"},7683549,{"$f":"VLOOKUP($B56,Tarif!$A:$D,2,FALSE)","v":"MHC /EM 11-16 "},{"$f":"VLOOKUP($B56,Tarif!$A:$D,3,FALSE)","v":"EH741"},{"$f":"VLOOKUP($B56,Tarif!$A:$D,4,FALSE)","v":2543},null,null,null,null,null,null,"","","",null,null,null,null,null,"","","","",""]
[{"$f":"D57","v":"EH742"},7683550,{"$f":"VLOOKUP($B57,Tarif!$A:$D,2,FALSE)","v":"MHC /ET 11-16 "},{"$f":"VLOOKUP($B57,Tarif!$A:$D,3,FALSE)","v":"EH742"},{"$f":"VLOOKUP($B57,Tarif!$A:$D,4,FALSE)","v":2543},null,null,null,null,null,null,"","","",null,null,null,null,null,"","","","",""]
[null,null,null,null,null,null,null,null,null,null,null,"","","",null,null,null,null,null,"","","","",""]
[null,null,null,null,null,null,null,null,null,null,null,null,null,null,null,null,null,null,null,"","","","",""]
[null,"Ballon FIT-IN",null,null,null,null,null,null,null,null,null,"Accessoires de mise en œuvre",null,null,null,null,null,null,null,"","","","",""]
[{"$f":"D61","v":"ER841"},7666419,{"$f":"VLOOKUP($B61,Tarif!$A:$D,2,FALSE)","v":"BALLON ALEZIO "},{"$f":"VLOOKUP($B61,Tarif!$A:$D,3,FALSE)","v":"ER841"},{"$f":"VLOOKUP($B61,Tarif!$A:$D,4,FALSE)","v":1286},null,null,null,null,null,{"$f":"IF($H$15=OFFRE!$H$16,'Offre S Compact - ERIA FIT IN'!$B$11,'Offre S Compact - ERIA FIT IN'!$B$7)","v":7694974},{"$f":"IFERROR(VLOOKUP(K61,$B$7:$E$73,2,FALSE),\"\")","v":"SUPPORT AU SOL CAOUTCHOUC 600MM"},{"$f":"IFERROR(VLOOKUP(K61,$B$7:$E$73,3,FALSE),\"\")","v":"EH879"},{"$f":"IFERROR(VLOOKUP(K61,$B$7:$E$73,4,FALSE),\"\")","v":119},1,null,null,null,null,"","","","",""]
[null,null,null,null,null,null,null,null,null,null,{"$f":"+$B$33","v":7746242},"SOUPAPE DIFFERENTIELLE ","HK150",59,1,null,null,null,null,"","","","",""]
[null,"Kit hydraulique",null,null,null,null,null,null,null,null,{"$f":"+$B$34","v":7746197},"BOUTEILLE DE DECOUPLAGE 25L"," HK147",362,1,null,null,null,null,"","","","",""]
[{"$f":"D64","v":"EH722"},7670250,{"$f":"VLOOKUP($B64,Tarif!$A:$D,2,FALSE)","v":"KIT HYDRAULIQUE"},{"$f":"VLOOKUP($B64,Tarif!$A:$D,3,FALSE)","v":"EH722"},{"$f":"VLOOKUP($B64,Tarif!$A:$D,4,FALSE)","v":754},null,null,null,null,null,{"$f":"$B$35","v":7746307},"KIT HYDRAULIQUE 2ND CIRCUIT V3V EXTERNE","HK152",440,null,null,null,null,null,"","","","",""]
[null,null,null,null,null,null,null,null,null,null,null,"","","",null,null,null,null,null,"","","","",""]
[null,"kit complet",null,null,null,null,null,null,null,null,null,"","","",null,null,null,null,null,"","","","",""]
[null,7746921,{"$f":"VLOOKUP($B67,Tarif!$A:$D,2,FALSE)","v":"OENOVIAPAC-C SLIM 4.5 MR/EM"},"-",{"$f":"VLOOKUP($B67,Tarif!$A:$D,4,FALSE)","v":6229},null,null,null,null,null,null,"","","",null,null,null,null,null,"","","","",""]
[null,7746922,{"$f":"VLOOKUP($B68,Tarif!$A:$D,2,FALSE)","v":"OENOVIAPAC-C SLIM 6 MR/EM"},"-",{"$f":"VLOOKUP($B68,Tarif!$A:$D,4,FALSE)","v":6632},null,null,null,null,null,null,"","","",null,null,null,null,null,"","","","",""]
[null,7746923,{"$f":"VLOOKUP($B69,Tarif!$A:$D,2,FALSE)","v":"OENOVIAPAC-C SLIM 8 MR/EM"},"-",{"$f":"VLOOKUP($B69,Tarif!$A:$D,4,FALSE)","v":7372},null,null,null,null,null,null,null,null,null,null,null,null,null,null,"","","","",""]
[null,7746924,{"$f":"VLOOKUP($B70,Tarif!$A:$D,2,FALSE)","v":"OENOVIAPAC-C SLIM 11 MR/EM"},"-",{"$f":"VLOOKUP($B70,Tarif!$A:$D,4,FALSE)","v":8918},null,null,null,null,null,null,"Accessoires de raccordement hydraulique",null,null,null,null,null,null,null,"","","","",""]
[null,7746925,{"$f":"VLOOKUP($B71,Tarif!$A:$D,2,FALSE)","v":"OENOVIAPAC-C SLIM 11 TR/ET"},"-",{"$f":"VLOOKUP($B71,Tarif!$A:$D,4,FALSE)","v":9249},null,null,null,null,null,{"$f":"$B$18","v":100008841},{"$f":"IFERROR(VLOOKUP(K71,$B$7:$E$73,2,FALSE),\"\")","v":"BALLON TAMPON 80L B 80 T"},{"$f":"IFERROR(VLOOKUP(K71,$B$7:$E$73,3,FALSE),\"\")","v":"EH85"},{"$f":"IFERROR(VLOOKUP(K71,$B$7:$E$73,4,FALSE),\"\")","v":572},1,null,null,null,null,"","","","",""]
[null,7746926,{"$f":"VLOOKUP($B72,Tarif!$A:$D,2,FALSE)","v":"OENOVIAPAC-C SLIM 16 MR/EM"},"-",{"$f":"VLOOKUP($B72,Tarif!$A:$D,4,FALSE)","v":10059},null,null,null,null,null,{"$f":"$B$19","v":100004415},{"$f":"IFERROR(VLOOKUP(K72,$B$7:$E$73,2,FALSE),\"\")","v":"BALLON TAMPON 160L B 150 T"},{"$f":"IFERROR(VLOOKUP(K72,$B$7:$E$73,3,FALSE),\"\")","v":"EH60"},{"$f":"IFERROR(VLOOKUP(K72,$B$7:$E$73,4,FALSE),\"\")","v":857},null,null,null,null,null,"","","","",""]
[null,7746927,{"$f":"VLOOKUP($B73,Tarif!$A:$D,2,FALSE)","v":"OENOVIAPAC-C SLIM 16 TR/ET"},"-",{"$f":"VLOOKUP($B73,Tarif!$A:$D,4,FALSE)","v":10505},null,null,null,null,null,null,null,null,null,null,null,null,null,null,"","","","",""]
[null,null,null,null,null,null,null,null,null,null,null,"Accessoires de régulation",null,null,null,null,null,null,null,"","","","",""]
[null,null,null,null,null,null,null,null,null,null,{"$f":"$B$21","v":7624902},{"$f":"IFERROR(VLOOKUP(K75,$B$7:$E$73,2,FALSE),\"\")","v":"KIT CABLAGE PLANCHER CHAUFFANT DIRECT"},{"$f":"IFERROR(VLOOKUP(K75,$B$7:$E$73,3,FALSE),\"\")","v":"HA255"},{"$f":"IFERROR(VLOOKUP(K75,$B$7:$E$73,4,FALSE),\"\")","v":40},null,null,null,null,null,"","","","",""]
[null,null,null,null,null,null,null,null,null,null,{"$f":"$B$22","v":88017859},"THERMOSTAT D'AMBIANCE NON PROGRAMMABLE","AD140",54,null,null,null,null,null,"","","","",""]
[null,null,null,null,null,null,null,null,null,null,{"$f":"$B$23","v":88017904},"THERMOSTAT AMBIANCE PROGRAMMABLE (FILAIRE)","AD191",176,null,null,null,null,null,"","","","",""]
[null,null,null,null,null,"Qté pour devis type",null,null,null,null,{"$f":"$B$24","v":88017010},"THERMOSTAT D'AMBIANCE PROGRAMMABLE (SANS FILS)","AD192",308,null,null,null,null,null,"","","","",""]
[null,"Devis",null,null,null,null,null,null,null,null,{"$f":"$B$25","v":7684433},"OETROSMART OT ","AD320",269,1,null,null,null,null,"","","","",""]
[1,{"$f":"IF($S$30=1,T30,IF($S$99=1,T99,IF($S$167=1,T167,IF($S$235=1,T235,IF($S$303=1,T303,IF($S$371=1,T371,IF($S$439=1,T439,\"\")))))))","v":""},{"$f":"IF($S$30=1,U30,IF($S$99=1,U99,IF($S$167=1,U167,IF($S$235=1,U235,IF($S$303=1,U303,IF($S$371=1,U371,IF($S$439=1,U439,\"\")))))))","v":""},{"$f":"IF($S$30=1,V30,IF($S$99=1,V99,IF($S$167=1,V167,IF($S$235=1,V235,IF($S$303=1,V303,IF($S$371=1,V371,IF($S$439=1,V439,\"\")))))))","v":""},{"$f":"IF($S$30=1,W30,IF($S$99=1,W99,IF($S$167=1,W167,IF($S$235=1,W235,IF($S$303=1,W303,IF($S$371=1,W371,IF($S$439=1,W439,\"\")))))))","v":""},{"$f":"IF($S$30=1,X30,IF($S$99=1,X99,IF($S$167=1,X167,IF($S$235=1,X235,IF($S$303=1,X303,IF($S$371=1,X371,IF($S$439=1,X439,\"\")))))))","v":""},null,null,null,null,{"$f":"$B$26","v":7680473},"KIT FLEXIBLES FRIGORIFIQUE ","EH725",285,null,null,null,null,null,"","","","",""]
[2,"","","","","",null,null,null,null,{"$f":"$B$27","v":7691374},"THERMOSTAT AMBIANCE OETROSMART (R-BUS)","AD323",207,null,null,null,null,null,"","","","",""]
[3,"","","","","",null,null,null,null,{"$f":"$B$28","v":100019114},"KIT SONDE HYGRO RAFRAICHISSEMENT","HK27",233,null,null,null,null,null,"","","","",""]
[4,"","","","","",null,null,null,null,{"$f":"$B$29","v":7683828},"KIT CARTE REGULATION 2ND CIRCUIT","EH783",120,null,null,null,null,null,"","","","",""]
[5,"","","","","",null,null,null,null,{"$f":"$B$30","v":7622433},"KIT SONDE CONDENSATION (0-10V)","HZ64",420,null,null,null,null,null,"","","","",""]
[6,"","","","","",null,null,null,null,{"$f":"$B$31","v":88017017},"SONDE DEPART v3v","AD199",85,null,null,null,null,null,"","","","",""]
[7,"","","","","",null,null,null,null,null,"","","",null,null,null,null,null,"","","","",""]
[8,"","","","","",null,null,null,null,null,"","","",null,null,null,null,null,"","","","",""]
[9,"","","","","",null,null,null,null,null,"","","",null,null,null,null,null,"","","","",""]
[10,"","","","",""]
[11,"","","","",""]
[12,"","","","",""]
[13,"","","","",""]
[14,"","","","",""]
[15,"","","","","",null,null,null,{"$f":"IF($H$9=OFFRE!$I$56,1,0)","v":0},{"$f":"OFFRE!$I$56","v":"OENOVIAPAC-C SLIM 6 kW MONO"}]
[16,"","","","","",null,null,null,"Appoint",{"$f":"OFFRE!$F$7","v":"Electrique"}]
[17,"","","","",""]
[18,"","","","",""]
[19,"","","","","",null,null,null,null,null,null,null,null,null,null,null,null,null,"Si 6 MR choisi"]
[20,"","","","","",null,null,null,"6 MR",null,{"$f":"IF($J$13=OFFRE!$H$23,\"Kit complet : PAC + accessoires\",\"\")","v":"Kit complet : PAC + accessoires"},null,null,null,null,null,null,{"$f":"IF($U112=\"\",0,1)","v":0},{"$f":"IF($J$94=1,IF(K99=\"\",\"\",K99),\"\")","v":""},"","","",""]
[21,"","","","","",null,null,null,null,{"$f":"IF($J$13=OFFRE!$H$23,$B$68,\"\")","v":7746922},{"$f":"IFERROR(VLOOKUP(K100,$B$7:$E$73,2,FALSE),\"\")","v":"OENOVIAPAC-C SLIM 6 MR/EM"},null,{"$f":"IFERROR(VLOOKUP(K100,$B$7:$E$73,4,FALSE),\"\")","v":6632},{"$f":"IF(K100=\"\",\"\",1)","v":1},null,null,null,null,"","","","",""]
[22,"","","","","",null,null,null,null,null,null,null,null,null,null,null,null,null,"","","","",""]
[23,"","","","","",null,null,null,null,null,{"$f":"IF($J$13=OFFRE!$H$24,\"Sélection personnalisée\",\"\")","v":""},null,null,null,null,null,null,null,"","","","",""]
[24,"","","","","",null,null,null,null,{"$f":"IF($J$13=OFFRE!$H$24,$B$55,\"\")","v":""},{"$f":"IFERROR(VLOOKUP(K103,$B$7:$E$73,2,FALSE),\"\")","v":""},{"$f":"IFERROR(VLOOKUP(K103,$B$7:$E$73,3,FALSE),\"\")","v":""},{"$f":"IFERROR(VLOOKUP(K103,$B$7:$E$73,4,FALSE),\"\")","v":""},{"$f":"IF(K103=\"\",\"\",1)","v":""},null,null,null,null,"","","","",""]
[25,"","","","","",null,null,null,null,{"$f":"IF($J$13=OFFRE!$H$24,$B$42,\"\")","v":""},{"$f":"IFERROR(VLOOKUP(K104,$B$7:$E$73,2,FALSE),\"\")","v":""},{"$f":"IFERROR(VLOOKUP(K104,$B$7:$E$73,3,FALSE),\"\")","v":""},{"$f":"IFERROR(VLOOKUP(K104,$B$7:$E$73,4,FALSE),\"\")","v":""},{"$f":"IF(K104=\"\",\"\",1)","v":""},null,null,null,null,"","","","",""]
[26,"","","","","",null,null,null,null,{"$f":"IF($J$13=OFFRE!$H$24,$B$61,\"\")","v":""},{"$f":"IFERROR(VLOOKUP(K105,$B$7:$E$73,2,FALSE),\"\")","v":""},{"$f":"IFERROR(VLOOKUP(K105,$B$7:$E$73,3,FALSE),\"\")","v":""},{"$f":"IFERROR(VLOOKUP(K105,$B$7:$E$73,4,FALSE),\"\")","v":""},{"$f":"IF(K105=\"\",\"\",1)","v":""},null,null,null,null,"","","","",""]
[27,"","","","","",null,null,null,null,{"$f":"IF($J$13=OFFRE!$H$24,$B$64,\"\")","v":""},{"$f":"IFERROR(VLOOKUP(K106,$B$7:$E$73,2,FALSE),\"\")","v":""},{"$f":"IFERROR(VLOOKUP(K106,$B$7:$E$73,3,FALSE),\"\")","v":""},{"$f":"IFERROR(VLOOKUP(K106,$B$7:$E$73,4,FALSE),\"\")","v":""},{"$f":"IF(K106=\"\",\"\",1)","v":""},null,null,null,null,{"$f":"IF($J$94=1,IF(K106=\"\",\"\",K106),\"\")","v":""},{"$f":"IF($J$94=1,IF(L106=\"\",\"\",L106),\"\")","v":""},{"$f":"IF($J$94=1,IF(M106=\"\",\"\",M106),\"\")","v":""},{"$f":"IF($J$94=1,IF(N106=\"\",\"\",N106),\"\")","v":""},{"$f":"IF($J$94=1,IF(O106=\"\",\"\",O106),\"\")","v":""}]
[28,"","","","","",null,null,null,null,{"$f":"IF($J$13=OFFRE!$H$24,$B$52,\"\")","v":""},{"$f":"IFERROR(VLOOKUP(K107,$B$7:$E$73,2,FALSE),\"\")","v":""},{"$f":"IFERROR(VLOOKUP(K107,$B$7:$E$73,3,FALSE),\"\")","v":""},{"$f":"IFERROR(VLOOKUP(K107,$B$7:$E$73,4,FALSE),\"\")","v":""},{"$f":"IF(K107=\"\",\"\",1)","v":""},null,null,null,null,"","","","",""]
[29,"","","","","",null,null,null,null,null,null,null,null,null,null,null,null,null,"","","","",""]
[30,"","","","","",null,null,null,null,null,{"$f":"IFERROR(VLOOKUP(K109,$B$7:$E$73,2,FALSE),\"\")","v":""},{"$f":"IFERROR(VLOOKUP(K109,$B$7:$E$73,3,FALSE),\"\")","v":""},{"$f":"IFERROR(VLOOKUP(K109,$B$7:$E$73,4,FALSE),\"\")","v":""},null,null,null,null,null,"","","","",""]
[31,"","","","","",null,null,null,null,null,null,null,null,null,null,null,null,null,"","","","",""]
[32,"","","","","",null,null,null,null,null,null,null,null,null,null,null,null,null,"","","","",""]
[33,{"$f":"IF($S$30=1,T62,IF($S$99=1,T131,IF($S$167=1,T199,IF($S$235=1,T267,IF($S$303=1,T335,IF($S$371=1,T403,IF($S$439=1,T471,\"\")))))))","v":""},{"$f":"IF($S$30=1,U62,IF($S$99=1,U131,IF($S$167=1,U199,IF($S$235=1,U267,IF($S$303=1,U335,IF($S$371=1,U403,IF($S$439=1,U471,\"\")))))))","v":""},{"$f":"IF($S$30=1,V62,IF($S$99=1,V131,IF($S$167=1,V199,IF($S$235=1,V267,IF($S$303=1,V335,IF($S$371=1,V403,IF($S$439=1,V471,\"\")))))))","v":""},{"$f":"IF($S$30=1,W62,IF($S$99=1,W131,IF($S$167=1,W199,IF($S$235=1,W267,IF($S$303=1,W335,IF($S$371=1,W403,IF($S$439=1,W471,\"\")))))))","v":""},{"$f":"IF($S$30=1,X62,IF($S$99=1,X131,IF($S$167=1,X199,IF($S$235=1,X267,IF($S$303=1,X335,IF($S$371=1,X403,IF($S$439=1,X471,\"\")))))))","v":""},null,null,null,null,null,"Liaison frigorifique",null,null,null,null,null,null,null,"","","","",""]
[34,"","","","","",null,null,null,null,{"$f":"$B$16","v":100015476},{"$f":"IFERROR(VLOOKUP(K113,$B$7:$E$73,2,FALSE),\"\")","v":"LIAISON FRIGORIFIQUE PE 1/2\" 1/4\" - LG 10 m"},{"$f":"IFERROR(VLOOKUP(K113,$B$7:$E$73,3,FALSE),\"\")","v":"EH142"},{"$f":"IFERROR(VLOOKUP(K113,$B$7:$E$73,4,FALSE),\"\")","v":255},1,null,null,null,null,"","","","",""]
[35,"","","","","",null,null,null,null,{"$f":"$B$26","v":7680473},{"$f":"IFERROR(VLOOKUP(K114,$B$7:$E$73,2,FALSE),\"\")","v":"KIT FLEXIBLES FRIGORIFIQUE "},{"$f":"IFERROR(VLOOKUP(K114,$B$7:$E$73,3,FALSE),\"\")","v":"EH725"},{"$f":"IFERROR(VLOOKUP(K114,$B$7:$E$73,4,FALSE),\"\")","v":285},1,null,null,null,null,"","","","",""]
[36,"","","","","",null,null,null,null,null,null,null,null,null,null,null,null,null,"","","","",""]
[37,"","","","","",null,null,null,null,null,null,null,null,null,null,null,null,null,"","","","",""]
[38,"","","","","",null,null,null,null,null,null,null,null,null,null,null,null,null,"","","","",""]
[39,"","","","","",null,null,null,null,null,null,null,null,null,null,null,null,null,"","","","",""]
[40,"","","","","",null,null,null,null,null,null,null,null,null,null,null,null,null,"","","","",""]
[41,"","","","","",null,null,null,null,null,{"$f":"IFERROR(VLOOKUP(K120,$B$7:$E$73,2,FALSE),\"\")","v":""},{"$f":"IFERROR(VLOOKUP(K120,$B$7:$E$73,3,FALSE),\"\")","v":""},{"$f":"IFERROR(VLOOKUP(K120,$B$7:$E$73,4,FALSE),\"\")","v":""},null,null,null,null,null,"","","","",""]
[42,"","","","","",null,null,null,null,null,"","","",null,null,null,null,null,"","","","",""]
[43,"","","","","",null,null,null,null,null,"","","",null,null,null,null,null,"","","","",""]
[44,"","","","","",null,null,null,null,null,"","","",null,null,null,null,null,"","","","",""]
[45,"","","","","",null,null,null,null,null,"","","",null,null,null,null,null,{"$f":"IF($J$94=1,IF(K124=\"\",\"\",K124),\"\")","v":""},{"$f":"IF($J$94=1,IF(L124=\"\",\"\",L124),\"\")","v":""},{"$f":"IF($J$94=1,IF(M124=\"\",\"\",M124),\"\")","v":""},{"$f":"IF($J$94=1,IF(N124=\"\",\"\",N124),\"\")","v":""},{"$f":"IF($J$94=1,IF(O124=\"\",\"\",O124),\"\")","v":""}]
[46,"","","","","",null,null,null,null,null,"","","",null,null,null,null,null,"","","","",""]
[47,"","","","","",null,null,null,null,null,"","","",null,null,null,null,null,"","","","",""]
[48,"","","","","",null,null,null,null,null,"","","",null,null,null,null,null,"","","","",""]
[49,"","","","","",null,null,null,null,null,null,null,null,null,null,null,null,null,"","","","",""]
[50,"","","","","",null,null,null,null,null,"Accessoires de mise en œuvre",null,null,null,null,null,null,null,"","","","",""]
[51,"","","","","",null,null,null,null,{"$f":"IF($H$15=OFFRE!$H$16,'Offre S Compact - ERIA FIT IN'!$B$11,'Offre S Compact - ERIA FIT IN'!$B$7)","v":7694974},{"$f":"IFERROR(VLOOKUP(K130,$B$7:$E$73,2,FALSE),\"\")","v":"SUPPORT AU SOL CAOUTCHOUC 600MM"},{"$f":"IFERROR(VLOOKUP(K130,$B$7:$E$73,3,FALSE),\"\")","v":"EH879"},{"$f":"IFERROR(VLOOKUP(K130,$B$7:$E$73,4,FALSE),\"\")","v":119},1,null,null,null,null,"","","","",""]
[52,"","","","","",null,null,null,null,{"$f":"+$B$33","v":7746242},"SOUPAPE DIFFERENTIELLE ","HK150",59,1,null,null,null,null,"","","","",""]
[53,"","","","","",null,null,null,null,{"$f":"+$B$34","v":7746197},"BOUTEILLE DE DECOUPLAGE 25L"," HK147",362,1,null,null,null,null,"","","","",""]
[54,"","","","","",null,null,null,null,{"$f":"$B$35","v":7746307},"KIT HYDRAULIQUE 2ND CIRCUIT V3V EXTERNE","HK152",440,null,null,null,null,null,"","","","",""]
[55,"","","","","",null,null,null,null,null,"","","",null,null,null,null,null,"","","","",""]
[56,"","","","","",null,null,null,null,null,"","","",null,null,null,null,null,"","","","",""]
[57,"","","","","",null,null,null,null,null,"","","",null,null,null,null,null,"","","","",""]
[58,"","","","","",null,null,null,null,null,"","","",null,null,null,null,null,"","","","",""]
[59,"","","","","",null,null,null,null,null,null,null,null,null,null,null,null,null,"","","","",""]
[null,{"$f":"\"\"","v":""},{"$f":"+L5","v":"Accessoires de régulation nécessaires pour les circuits indiqués :"},{"$f":"\"\"","v":""},{"$f":"\"\"","v":""},{"$f":"\"\"","v":""},null,null,null,null,null,"Accessoires de raccordement hydraulique",null,null,null,null,null,null,null,"","","","",""]
[null,{"$f":"\"\"","v":""},{"$f":"+L6","v":"1 circuit : Vanne"},{"$f":"\"\"","v":""},{"$f":"\"\"","v":""},{"$f":"\"\"","v":""},null,null,null,null,{"$f":"$B$18","v":100008841},{"$f":"IFERROR(VLOOKUP(K140,$B$7:$E$73,2,FALSE),\"\")","v":"BALLON TAMPON 80L B 80 T"},{"$f":"IFERROR(VLOOKUP(K140,$B$7:$E$73,3,FALSE),\"\")","v":"EH85"},{"$f":"IFERROR(VLOOKUP(K140,$B$7:$E$73,4,FALSE),\"\")","v":572},1,null,null,null,null,"","","","",""]
[null,{"$f":"\"\"","v":""},{"$f":"\"\"","v":""},{"$f":"\"\"","v":""},{"$f":"\"\"","v":""},{"$f":"\"\"","v":""},null,null,null,null,{"$f":"$B$19","v":100004415},{"$f":"IFERROR(VLOOKUP(K141,$B$7:$E$73,2,FALSE),\"\")","v":"BALLON TAMPON 160L B 150 T"},{"$f":"IFERROR(VLOOKUP(K141,$B$7:$E$73,3,FALSE),\"\")","v":"EH60"},{"$f":"IFERROR(VLOOKUP(K141,$B$7:$E$73,4,FALSE),\"\")","v":857},null,null,null,null,null,"","","","",""]
[null,{"$f":"+K8","v":7683828},"KIT CARTE REGULATION 2ND CIRCUIT","EH783",120,{"$f":"IF(B142<>\"\",1,\"\")","v":1},null,null,null,null,null,null,null,null,null,null,null,null,null,"","","","",""]
[null,88017017,"SONDE DEPART v3v","AD199",85,{"$f":"IF(B143<>\"\",1,\"\")","v":1},null,null,null,null,null,"Accessoires de régulation",null,null,null,null,null,null,null,"","","","",""]
[null,{"$f":"\"\"","v":""},{"$f":"\"\"","v":""},{"$f":"\"\"","v":""},{"$f":"\"\"","v":""},{"$f":"\"\"","v":""},null,null,null,null,{"$f":"$B$21","v":7624902},{"$f":"IFERROR(VLOOKUP(K144,$B$7:$E$73,2,FALSE),\"\")","v":"KIT CABLAGE PLANCHER CHAUFFANT DIRECT"},{"$f":"IFERROR(VLOOKUP(K144,$B$7:$E$73,3,FALSE),\"\")","v":"HA255"},{"$f":"IFERROR(VLOOKUP(K144,$B$7:$E$73,4,FALSE),\"\")","v":40},null,null,null,null,null,"","","","",""]
[null,{"$f":"\"\"","v":""},{"$f":"IF($B$146=\"\",\"\",\"Accessoires hydrauliques nécessaires pour les circuits indiqués :\")","v":"Accessoires hydrauliques nécessaires pour les circuits indiqués :"},{"$f":"\"\"","v":""},{"$f":"\"\"","v":""},{"$f":"\"\"","v":""},null,null,null,null,{"$f":"$B$22","v":88017859},"THERMOSTAT D'AMBIANCE NON PROGRAMMABLE","AD140",54,null,null,null,null,null,"","","","",""]
[null,{"$f":"IF(OR($H$21=OFFRE!$H$39,$H$21=OFFRE!$H$40),$B$35,\"\")","v":7746307},{"$f":"IFERROR(VLOOKUP(B146,$B$7:$E$73,2,FALSE),\"\")","v":"KIT HYDRAULIQUE 2ND CIRCUIT V3V EXTERNE"},{"$f":"IFERROR(VLOOKUP(B146,$B$7:$E$73,3,FALSE),\"\")","v":"HK152"},{"$f":"IFERROR(VLOOKUP(B146,$B$7:$E$73,4,FALSE),\"\")","v":440},{"$f":"IF(B146<>\"\",1,\"\")","v":1},null,null,null,null,{"$f":"$B$23","v":88017904},"THERMOSTAT AMBIANCE PROGRAMMABLE (FILAIRE)","AD191",176,null,null,null,null,null,"","","","",""]
[null,{"$f":"\"\"","v":""},{"$f":"\"\"","v":""},{"$f":"\"\"","v":""},{"$f":"\"\"","v":""},{"$f":"\"\"","v":""},null,null,null,null,{"$f":"$B$24","v":88017010},"THERMOSTAT D'AMBIANCE PROGRAMMABLE (SANS FILS)","AD192",308,null,null,null,null,null,"","","","",""]
[null,{"$f":"\"\"","v":""},{"$f":"\"\"","v":""},{"$f":"\"\"","v":""},{"$f":"\"\"","v":""},{"$f":"\"\"","v":""},null,null,null,null,{"$f":"$B$25","v":7684433},"OETROSMART OT ","AD320",269,1,null,null,null,null,"","","","",""]
[null,{"$f":"\"\"","v":""},{"$f":"\"\"","v":""},{"$f":"\"\"","v":""},{"$f":"\"\"","v":""},{"$f":"\"\"","v":""},null,null,null,null,{"$f":"$B$26","v":7680473},"KIT FLEXIBLES FRIGORIFIQUE ","EH725",285,null,null,null,null,null,"","","","",""]
[null,{"$f":"\"\"","v":""},{"$f":"\"\"","v":""},{"$f":"\"\"","v":""},{"$f":"\"\"","v":""},{"$f":"\"\"","v":""},null,null,null,null,{"$f":"$B$27","v":7691374},"THERMOSTAT AMBIANCE OETROSMART (R-BUS)","AD323",207,null,null,null,null,null,"","","","",""]
[null,{"$f":"\"\"","v":""},{"$f":"\"\"","v":""},{"$f":"\"\"","v":""},{"$f":"\"\"","v":""},{"$f":"\"\"","v":""},null,null,null,null,{"$f":"$B$28","v":100019114},"KIT SONDE HYGRO RAFRAICHISSEMENT","HK27",233,null,null,null,null,null,"","","","",""]
[null,null,null,null,null,null,null,null,null,null,{"$f":"$B$29","v":7683828},"KIT CARTE REGULATION 2ND CIRCUIT","EH783",120,null,null,null,null,null,"","","","",""]
[null,null,null,null,null,null,null,null,null,null,{"$f":"$B$30","v":7622433},"KIT SONDE CONDENSATION (0-10V)","HZ64",420,null,null,null,null,null,"","","","",""]
[null,null,null,null,null,null,null,null,null,null,{"$f":"$B$31","v":88017017},"SONDE DEPART v3v","AD199",85,null,null,null,null,null,"","","","",""]
[null,null,null,null,null,null,null,null,null,null,null,"","","",null,null,null,null,null,"","","","",""]
[null,null,null,null,null,null,null,null,null,null,null,"","","",null,null,null,null,null,"","","","",""]
[null,null,null,null,null,null,null,null,null,null,null,"","","",null,null,null,null,null,"","","","",""]
[]
[]
[]
[]
[null,null,null,null,null,null,null,null,null,{"$f":"IF($H$9=OFFRE!$I$57,1,0)","v":0},{"$f":"OFFRE!$I$57","v":"OENOVIAPAC-C SLIM 8 kW MONO"}]
[null,null,null,null,null,null,null,null,null,"Appoint",{"$f":"OFFRE!$F$7","v":"Electrique"}]
[]
[]
[null,null,null,null,null,null,null,null,null,null,null,null,null,null,null,null,null,null,null,"Si 8 MR choisi"]
[null,null,null,null,null,null,null,null,null,"8 MR",null,{"$f":"IF($J$13=OFFRE!$H$23,\"Kit complet : PAC + accessoires\",\"\")","v":"Kit complet : PAC + accessoires"},null,null,null,null,null,null,{"$f":"IF($U180=\"\",0,1)","v":0},{"$f":"IF($J$162=1,IF(K167=\"\",\"\",K167),\"\")","v":""},{"$f":"IF($J$162=1,IF(L167=\"\",\"\",L167),\"\")","v":""},{"$f":"IF($J$162=1,IF(M167=\"\",\"\",M167),\"\")","v":""},{"$f":"IF($J$162=1,IF(N167=\"\",\"\",N167),\"\")","v":""},{"$f":"IF($J$162=1,IF(O167=\"\",\"\",O167),\"\")","v":""}]
[null,null,null,null,null,null,null,null,null,null,{"$f":"IF($J$13=OFFRE!$H$23,$B$69,\"\")","v":7746923},{"$f":"IFERROR(VLOOKUP(K168,$B$7:$E$73,2,FALSE),\"\")","v":"OENOVIAPAC-C SLIM 8 MR/EM"},null,{"$f":"IFERROR(VLOOKUP(K168,$B$7:$E$73,4,FALSE),\"\")","v":7372},{"$f":"IF(K168=\"\",\"\",1)","v":1},null,null,null,null,"","","","",""]
[null,null,null,null,null,null,null,null,null,null,null,null,null,null,null,null,null,null,null,"","","","",""]
[null,null,null,null,null,null,null,null,null,null,null,{"$f":"IF($J$13=OFFRE!$H$24,\"Sélection personnalisée\",\"\")","v":""},null,null,null,null,null,null,null,"","","","",""]
[null,null,null,null,null,null,null,null,null,null,{"$f":"IF($J$13=OFFRE!$H$24,$B$55,\"\")","v":""},{"$f":"IFERROR(VLOOKUP(K171,$B$7:$E$73,2,FALSE),\"\")","v":""},{"$f":"IFERROR(VLOOKUP(K171,$B$7:$E$73,3,FALSE),\"\")","v":""},{"$f":"IFERROR(VLOOKUP(K171,$B$7:$E$73,4,FALSE),\"\")","v":""},{"$f":"IF(K171=\"\",\"\",1)","v":""},null,null,null,null,"","","","",""]
[null,null,null,null,null,null,null,null,null,null,{"$f":"IF($J$13=OFFRE!$H$24,$B$43,\"\")","v":""},{"$f":"IFERROR(VLOOKUP(K172,$B$7:$E$73,2,FALSE),\"\")","v":""},{"$f":"IFERROR(VLOOKUP(K172,$B$7:$E$73,3,FALSE),\"\")","v":""},{"$f":"IFERROR(VLOOKUP(K172,$B$7:$E$73,4,FALSE),\"\")","v":""},{"$f":"IF(K172=\"\",\"\",1)","v":""},null,null,null,null,"","","","",""]
[null,null,null,null,null,null,null,null,null,null,{"$f":"IF($J$13=OFFRE!$H$24,$B$61,\"\")","v":""},{"$f":"IFERROR(VLOOKUP(K173,$B$7:$E$73,2,FALSE),\"\")","v":""},{"$f":"IFERROR(VLOOKUP(K173,$B$7:$E$73,3,FALSE),\"\")","v":""},{"$f":"IFERROR(VLOOKUP(K173,$B$7:$E$73,4,FALSE),\"\")","v":""},{"$f":"IF(K173=\"\",\"\",1)","v":""},null,null,null,null,"","","","",""]
[null,null,null,null,null,null,null,null,null,null,{"$f":"IF($J$13=OFFRE!$H$24,$B$64,\"\")","v":""},{"$f":"IFERROR(VLOOKUP(K174,$B$7:$E$73,2,FALSE),\"\")","v":""},{"$f":"IFERROR(VLOOKUP(K174,$B$7:$E$73,3,FALSE),\"\")","v":""},{"$f":"IFERROR(VLOOKUP(K174,$B$7:$E$73,4,FALSE),\"\")","v":""},{"$f":"IF(K174=\"\",\"\",1)","v":""},null,null,null,null,"","","","",""]
[null,null,null,null,null,null,null,null,null,null,null,null,null,null,{"$f":"IF(K175=\"\",\"\",1)","v":""},null,null,null,null,"","","","",""]
[null,null,null,null,null,null,null,null,null,null,null,null,null,null,null,null,null,null,null,{"$f":"IF($J$162=1,IF(K176=\"\",\"\",K176),\"\")","v":""},{"$f":"IF($J$162=1,IF(L176=\"\",\"\",L176),\"\")","v":""},{"$f":"IF($J$162=1,IF(M176=\"\",\"\",M176),\"\")","v":""},{"$f":"IF($J$162=1,IF(N176=\"\",\"\",N176),\"\")","v":""},{"$f":"IF($J$162=1,IF(O176=\"\",\"\",O176),\"\")","v":""}]
[null,null,null,null,null,null,null,null,null,null,null,{"$f":"IFERROR(VLOOKUP(K177,$B$7:$E$73,2,FALSE),\"\")","v":""},{"$f":"IFERROR(VLOOKUP(K177,$B$7:$E$73,3,FALSE),\"\")","v":""},{"$f":"IFERROR(VLOOKUP(K177,$B$7:$E$73,4,FALSE),\"\")","v":""},null,null,null,null,null,"","","","",""]
[null,null,null,null,null,null,null,null,null,null,null,null,null,null,null,null,null,null,null,"","","","",""]
[null,null,null,null,null,null,null,null,null,null,null,null,null,null,null,null,null,null,null,"","","","",""]
[null,null,null,null,null,null,null,null,null,null,null,"Liaison frigorifique",null,null,null,null,null,null,null,"","","","",""]
[null,null,null,null,null,null,null,null,null,null,{"$f":"$B$13","v":100012535},{"$f":"IFERROR(VLOOKUP(K181,$B$7:$E$73,2,FALSE),\"\")","v":"LIAISON FRIGORIFIQUE PE 5/8'' 3/8'' - LG 5m"},{"$f":"IFERROR(VLOOKUP(K181,$B$7:$E$73,3,FALSE),\"\")","v":"EH114"},{"$f":"IFERROR(VLOOKUP(K181,$B$7:$E$73,4,FALSE),\"\")","v":255},1,null,null,null,null,"","","","",""]
[null,null,null,null,null,null,null,null,null,null,{"$f":"$B$14","v":100012536},{"$f":"IFERROR(VLOOKUP(K182,$B$7:$E$73,2,FALSE),\"\")","v":"LIAISON FRIGORIFIQUE PE 5/8'' 3/8'' - LG 10m"},{"$f":"IFERROR(VLOOKUP(K182,$B$7:$E$73,3,FALSE),\"\")","v":"EH115"},{"$f":"IFERROR(VLOOKUP(K182,$B$7:$E$73,4,FALSE),\"\")","v":456},null,null,null,null,null,"","","","",""]
[null,null,null,null,null,null,null,null,null,null,{"$f":"$B$15","v":100012537},{"$f":"IFERROR(VLOOKUP(K183,$B$7:$E$73,2,FALSE),\"\")","v":"LIAISON FRIGORIFIQUE PE 5/8'' 3/8'' - LG 20m"},{"$f":"IFERROR(VLOOKUP(K183,$B$7:$E$73,3,FALSE),\"\")","v":"EH116"},{"$f":"IFERROR(VLOOKUP(K183,$B$7:$E$73,4,FALSE),\"\")","v":823},null,null,null,null,null,"","","","",""]
[null,null,null,null,null,null,null,null,null,null,{"$f":"$B$26","v":7680473},{"$f":"IFERROR(VLOOKUP(K184,$B$7:$E$73,2,FALSE),\"\")","v":"KIT FLEXIBLES FRIGORIFIQUE "},{"$f":"IFERROR(VLOOKUP(K184,$B$7:$E$73,3,FALSE),\"\")","v":"EH725"},{"$f":"IFERROR(VLOOKUP(K184,$B$7:$E$73,4,FALSE),\"\")","v":285},1,null,null,null,null,"","","","",""]
[null,null,null,null,null,null,null,null,null,null,null,null,null,null,null,null,null,null,null,"","","","",""]
[null,null,null,null,null,null,null,null,null,null,null,null,null,null,null,null,null,null,null,"","","","",""]
[null,null,null,null,null,null,null,null,null,null,null,null,null,null,null,null,null,null,null,"","","","",""]
[null,null,null,null,null,null,null,null,null,null,null,{"$f":"IFERROR(VLOOKUP(K188,$B$7:$E$73,2,FALSE),\"\")","v":""},{"$f":"IFERROR(VLOOKUP(K188,$B$7:$E$73,3,FALSE),\"\")","v":""},{"$f":"IFERROR(VLOOKUP(K188,$B$7:$E$73,4,FALSE),\"\")","v":""},null,null,null,null,null,"","","","",""]
[null,null,null,null,null,null,null,null,null,null,null,"","","",null,null,null,null,null,"","","","",""]
[null,null,null,null,null,null,null,null,null,null,null,"","","",null,null,null,null,null,"","","","",""]
[null,null,null,null,null,null,null,null,null,null,null,"","","",null,null,null,null,null,"","","","",""]
[null,null,null,null,null,null,null,null,null,null,null,"","","",null,null,null,null,null,"","","","",""]
[null,null,null,null,null,null,null,null,null,null,null,"","","",null,null,null,null,null,"","","","",""]
[null,null,null,null,null,null,null,null,null,null,null,"","","",null,null,null,null,null,"","","","",""]
[null,null,null,null,null,null,null,null,null,null,null,"","","",null,null,null,null,null,"","","","",""]
[null,null,null,null,null,null,null,null,null,null,null,null,null,null,null,null,null,null,null,{"$f":"IF($J$162=1,IF(K196=\"\",\"\",K196),\"\")","v":""},{"$f":"IF($J$162=1,IF(L196=\"\",\"\",L196),\"\")","v":""},{"$f":"IF($J$162=1,IF(M196=\"\",\"\",M196),\"\")","v":""},{"$f":"IF($J$162=1,IF(N196=\"\",\"\",N196),\"\")","v":""},{"$f":"IF($J$162=1,IF(O196=\"\",\"\",O196),\"\")","v":""}]
[null,null,null,null,null,null,null,null,null,null,null,"Accessoires de mise en œuvre",null,null,null,null,null,null,null,"","","","",""]
[null,null,null,null,null,null,null,null,null,null,{"$f":"IF($H$15=OFFRE!$H$16,'Offre S Compact - ERIA FIT IN'!$B$11,'Offre S Compact - ERIA FIT IN'!$B$7)","v":7694974},{"$f":"IFERROR(VLOOKUP(K198,$B$7:$E$73,2,FALSE),\"\")","v":"SUPPORT AU SOL CAOUTCHOUC 600MM"},{"$f":"IFERROR(VLOOKUP(K198,$B$7:$E$73,3,FALSE),\"\")","v":"EH879"},{"$f":"IFERROR(VLOOKUP(K198,$B$7:$E$73,4,FALSE),\"\")","v":119},1,null,null,null,null,"","","","",""]
[null,null,null,null,null,null,null,null,null,null,{"$f":"+$B$33","v":7746242},"SOUPAPE DIFFERENTIELLE ","HK150",59,1,null,null,null,null,"","","","",""]
[null,null,null,null,null,null,null,null,null,null,{"$f":"+$B$34","v":7746197},"BOUTEILLE DE DECOUPLAGE 25L"," HK147",362,1,null,null,null,null,"","","","",""]
[null,null,null,null,null,null,null,null,null,null,{"$f":"$B$35","v":7746307},"KIT HYDRAULIQUE 2ND CIRCUIT V3V EXTERNE","HK152",440,null,null,null,null,null,"","","","",""]
[null,null,null,null,null,null,null,null,null,null,null,"","","",null,null,null,null,null,"","","","",""]
[null,null,null,null,null,null,null,null,null,null,null,"","","",null,null,null,null,null,"","","","",""]
[null,null,null,null,null,null,null,null,null,null,null,"","","",null,null,null,null,null,"","","","",""]
[null,null,null,null,null,null,null,null,null,null,null,"","","",null,null,null,null,null,"","","","",""]
[null,null,null,null,null,null,null,null,null,null,null,null,null,null,null,null,null,null,null,"","","","",""]
[null,null,null,null,null,null,null,null,null,null,null,"Accessoires de raccordement hydraulique",null,null,null,null,null,null,null,"","","","",""]
[null,null,null,null,null,null,null,null,null,null,{"$f":"$B$18","v":100008841},{"$f":"IFERROR(VLOOKUP(K208,$B$7:$E$73,2,FALSE),\"\")","v":"BALLON TAMPON 80L B 80 T"},{"$f":"IFERROR(VLOOKUP(K208,$B$7:$E$73,3,FALSE),\"\")","v":"EH85"},{"$f":"IFERROR(VLOOKUP(K208,$B$7:$E$73,4,FALSE),\"\")","v":572},1,null,null,null,null,"","","","",""]
[null,null,null,null,null,null,null,null,null,null,{"$f":"$B$19","v":100004415},{"$f":"IFERROR(VLOOKUP(K209,$B$7:$E$73,2,FALSE),\"\")","v":"BALLON TAMPON 160L B 150 T"},{"$f":"IFERROR(VLOOKUP(K209,$B$7:$E$73,3,FALSE),\"\")","v":"EH60"},{"$f":"IFERROR(VLOOKUP(K209,$B$7:$E$73,4,FALSE),\"\")","v":857},null,null,null,null,null,"","","","",""]
[null,null,null,null,null,null,null,null,null,null,null,null,null,null,null,null,null,null,null,"","","","",""]
[null,null,null,null,null,null,null,null,null,null,null,"Accessoires de régulation",null,null,null,null,null,null,null,"","","","",""]
[null,null,null,null,null,null,null,null,null,null,{"$f":"$B$21","v":7624902},{"$f":"IFERROR(VLOOKUP(K212,$B$7:$E$73,2,FALSE),\"\")","v":"KIT CABLAGE PLANCHER CHAUFFANT DIRECT"},{"$f":"IFERROR(VLOOKUP(K212,$B$7:$E$73,3,FALSE),\"\")","v":"HA255"},{"$f":"IFERROR(VLOOKUP(K212,$B$7:$E$73,4,FALSE),\"\")","v":40},null,null,null,null,null,"","","","",""]
[null,null,null,null,null,null,null,null,null,null,{"$f":"$B$22","v":88017859},"THERMOSTAT D'AMBIANCE NON PROGRAMMABLE","AD140",54,null,null,null,null,null,"","","","",""]
[null,null,null,null,null,null,null,null,null,null,{"$f":"$B$23","v":88017904},"THERMOSTAT AMBIANCE PROGRAMMABLE (FILAIRE)","AD191",176,null,null,null,null,null,"","","","",""]
[null,null,null,null,null,null,null,null,null,null,{"$f":"$B$24","v":88017010},"THERMOSTAT D'AMBIANCE PROGRAMMABLE (SANS FILS)","AD192",308,null,null,null,null,null,"","","","",""]
[null,null,null,null,null,null,null,null,null,null,{"$f":"$B$25","v":7684433},"OETROSMART OT ","AD320",269,1,null,null,null,null,"","","","",""]
[null,null,null,null,null,null,null,null,null,null,{"$f":"$B$26","v":7680473},"KIT FLEXIBLES FRIGORIFIQUE ","EH725",285,null,null,null,null,null,"","","","",""]
[null,null,null,null,null,null,null,null,null,null,{"$f":"$B$27","v":7691374},"THERMOSTAT AMBIANCE OETROSMART (R-BUS)","AD323",207,null,null,null,null,null,"","","","",""]
[null,null,null,null,null,null,null,null,null,null,{"$f":"$B$28","v":100019114},"KIT SONDE HYGRO RAFRAICHISSEMENT","HK27",233,null,null,null,null,null,"","","","",""]
[null,null,null,null,null,null,null,null,null,null,{"$f":"$B$29","v":7683828},"KIT CARTE REGULATION 2ND CIRCUIT","EH783",120,null,null,null,null,null,"","","","",""]
[null,null,null,null,null,null,null,null,null,null,{"$f":"$B$30","v":7622433},"KIT SONDE CONDENSATION (0-10V)","HZ64",420,null,null,null,null,null,"","","","",""]
[null,null,null,null,null,null,null,null,null,null,{"$f":"$B$31","v":88017017},"SONDE DEPART v3v","AD199",85,null,null,null,null,null,"","","","",""]
[null,null,null,null,null,null,null,null,null,null,null,"","","",null,null,null,null,null,"","","","",""]
[null,null,null,null,null,null,null,null,null,null,null,"","","",null,null,null,null,null,"","","","",""]
[null,null,null,null,null,null,null,null,null,null,null,"","","",null,null,null,null,null,"","","","",""]
[]
[]
[]
[]
[null,null,null,null,null,null,null,null,null,{"$f":"IF($H$9=OFFRE!$I$58,1,0)","v":0},{"$f":"OFFRE!$I$58","v":"OENOVIAPAC-C SLIM 11 kW MONO"}]
[null,null,null,null,null,null,null,null,null,"Appoint",{"$f":"OFFRE!$F$7","v":"Electrique"}]
[]
[]
[null,null,null,null,null,null,null,null,null,null,null,null,null,null,null,null,null,null,null,"Si 11 MR choisi"]
[null,null,null,null,null,null,null,null,null,"11 MR",null,{"$f":"IF($J$13=OFFRE!$H$23,\"Kit complet : PAC + accessoires\",\"\")","v":"Kit complet : PAC + accessoires"},null,null,null,null,null,null,{"$f":"IF($U248=\"\",0,1)","v":0},{"$f":"IF($J$230=1,IF(K235=\"\",\"\",K235),\"\")","v":""},"","","",""]
[null,null,null,null,null,null,null,null,null,null,{"$f":"IF($J$13=OFFRE!$H$23,$B$70,\"\")","v":7746924},{"$f":"IFERROR(VLOOKUP(K236,$B$7:$E$73,2,FALSE),\"\")","v":"OENOVIAPAC-C SLIM 11 MR/EM"},null,{"$f":"IFERROR(VLOOKUP(K236,$B$7:$E$73,4,FALSE),\"\")","v":8918},{"$f":"IF(K236=\"\",\"\",1)","v":1},null,null,null,null,"","","","",""]
[null,null,null,null,null,null,null,null,null,null,null,null,null,null,null,null,null,null,null,"","","","",""]
[null,null,null,null,null,null,null,null,null,null,null,{"$f":"IF($J$13=OFFRE!$H$24,\"Sélection personnalisée\",\"\")","v":""},null,null,null,null,null,null,null,"","","","",""]
[null,null,null,null,null,null,null,null,null,null,{"$f":"IF($J$13=OFFRE!$H$24,$B$56,\"\")","v":""},{"$f":"IFERROR(VLOOKUP(K239,$B$7:$E$73,2,FALSE),\"\")","v":""},{"$f":"IFERROR(VLOOKUP(K239,$B$7:$E$73,3,FALSE),\"\")","v":""},{"$f":"IFERROR(VLOOKUP(K239,$B$7:$E$73,4,FALSE),\"\")","v":""},{"$f":"IF(K239=\"\",\"\",1)","v":""},null,null,null,null,"","","","",""]
[null,null,null,null,null,null,null,null,null,null,{"$f":"IF($J$13=OFFRE!$H$24,$B$44,\"\")","v":""},{"$f":"IFERROR(VLOOKUP(K240,$B$7:$E$73,2,FALSE),\"\")","v":""},{"$f":"IFERROR(VLOOKUP(K240,$B$7:$E$73,3,FALSE),\"\")","v":""},{"$f":"IFERROR(VLOOKUP(K240,$B$7:$E$73,4,FALSE),\"\")","v":""},{"$f":"IF(K240=\"\",\"\",1)","v":""},null,null,null,null,"","","","",""]
[null,null,null,null,null,null,null,null,null,null,{"$f":"IF($J$13=OFFRE!$H$24,$B$61,\"\")","v":""},{"$f":"IFERROR(VLOOKUP(K241,$B$7:$E$73,2,FALSE),\"\")","v":""},{"$f":"IFERROR(VLOOKUP(K241,$B$7:$E$73,3,FALSE),\"\")","v":""},{"$f":"IFERROR(VLOOKUP(K241,$B$7:$E$73,4,FALSE),\"\")","v":""},{"$f":"IF(K241=\"\",\"\",1)","v":""},null,null,null,null,"","","","",""]
[null,null,null,null,null,null,null,null,null,null,{"$f":"IF($J$13=OFFRE!$H$24,$B$64,\"\")","v":""},{"$f":"IFERROR(VLOOKUP(K242,$B$7:$E$73,2,FALSE),\"\")","v":""},{"$f":"IFERROR(VLOOKUP(K242,$B$7:$E$73,3,FALSE),\"\")","v":""},{"$f":"IFERROR(VLOOKUP(K242,$B$7:$E$73,4,FALSE),\"\")","v":""},{"$f":"IF(K242=\"\",\"\",1)","v":""},null,null,null,null,"","","","",""]
[null,null,null,null,null,null,null,null,null,null,null,{"$f":"IFERROR(VLOOKUP(K243,$B$7:$E$73,2,FALSE),\"\")","v":""},{"$f":"IFERROR(VLOOKUP(K243,$B$7:$E$73,3,FALSE),\"\")","v":""},{"$f":"IFERROR(VLOOKUP(K243,$B$7:$E$73,4,FALSE),\"\")","v":""},{"$f":"IF(K243=\"\",\"\",1)","v":""},null,null,null,null,{"$f":"IF($J$230=1,IF(K243=\"\",\"\",K243),\"\")","v":""},{"$f":"IF($J$230=1,IF(L243=\"\",\"\",L243),\"\")","v":""},{"$f":"IF($J$230=1,IF(M243=\"\",\"\",M243),\"\")","v":""},{"$f":"IF($J$230=1,IF(N243=\"\",\"\",N243),\"\")","v":""},{"$f":"IF($J$230=1,IF(O243=\"\",\"\",O243),\"\")","v":""}]
[null,null,null,null,null,null,null,null,null,null,null,null,null,null,null,null,null,null,null,"","","","",""]
[null,null,null,null,null,null,null,null,null,null,null,{"$f":"IFERROR(VLOOKUP(K245,$B$7:$E$73,2,FALSE),\"\")","v":""},{"$f":"IFERROR(VLOOKUP(K245,$B$7:$E$73,3,FALSE),\"\")","v":""},{"$f":"IFERROR(VLOOKUP(K245,$B$7:$E$73,4,FALSE),\"\")","v":""},null,null,null,null,null,"","","","",""]
[null,null,null,null,null,null,null,null,null,null,null,null,null,null,null,null,null,null,null,"","","","",""]
[null,null,null,null,null,null,null,null,null,null,null,null,null,null,null,null,null,null,null,"","","","",""]
[null,null,null,null,null,null,null,null,null,null,null,"Liaison frigorifique",null,null,null,null,null,null,null,"","","","",""]
[null,null,null,null,null,null,null,null,null,null,{"$f":"$B$13","v":100012535},{"$f":"IFERROR(VLOOKUP(K249,$B$7:$E$73,2,FALSE),\"\")","v":"LIAISON FRIGORIFIQUE PE 5/8'' 3/8'' - LG 5m"},{"$f":"IFERROR(VLOOKUP(K249,$B$7:$E$73,3,FALSE),\"\")","v":"EH114"},{"$f":"IFERROR(VLOOKUP(K249,$B$7:$E$73,4,FALSE),\"\")","v":255},1,null,null,null,null,"","","","",""]
[null,null,null,null,null,null,null,null,null,null,{"$f":"$B$14","v":100012536},{"$f":"IFERROR(VLOOKUP(K250,$B$7:$E$73,2,FALSE),\"\")","v":"LIAISON FRIGORIFIQUE PE 5/8'' 3/8'' - LG 10m"},{"$f":"IFERROR(VLOOKUP(K250,$B$7:$E$73,3,FALSE),\"\")","v":"EH115"},{"$f":"IFERROR(VLOOKUP(K250,$B$7:$E$73,4,FALSE),\"\")","v":456},null,null,null,null,null,"","","","",""]
[null,null,null,null,null,null,null,null,null,null,{"$f":"$B$15","v":100012537},{"$f":"IFERROR(VLOOKUP(K251,$B$7:$E$73,2,FALSE),\"\")","v":"LIAISON FRIGORIFIQUE PE 5/8'' 3/8'' - LG 20m"},{"$f":"IFERROR(VLOOKUP(K251,$B$7:$E$73,3,FALSE),\"\")","v":"EH116"},{"$f":"IFERROR(VLOOKUP(K251,$B$7:$E$73,4,FALSE),\"\")","v":823},null,null,null,null,null,"","","","",""]
[null,null,null,null,null,null,null,null,null,null,{"$f":"$B$26","v":7680473},{"$f":"IFERROR(VLOOKUP(K252,$B$7:$E$73,2,FALSE),\"\")","v":"KIT FLEXIBLES FRIGORIFIQUE "},{"$f":"IFERROR(VLOOKUP(K252,$B$7:$E$73,3,FALSE),\"\")","v":"EH725"},{"$f":"IFERROR(VLOOKUP(K252,$B$7:$E$73,4,FALSE),\"\")","v":285},1,null,null,null,null,"","","","",""]
[null,null,null,null,null,null,null,null,null,null,null,null,null,null,null,null,null,null,null,"","","","",""]
[null,null,null,null,null,null,null,null,null,null,null,null,null,null,null,null,null,null,null,"","","","",""]
[null,null,null,null,null,null,null,null,null,null,null,null,null,null,null,null,null,null,null,"","","","",""]
[null,null,null,null,null,null,null,null,null,null,null,{"$f":"IFERROR(VLOOKUP(K256,$B$7:$E$73,2,FALSE),\"\")","v":""},{"$f":"IFERROR(VLOOKUP(K256,$B$7:$E$73,3,FALSE),\"\")","v":""},{"$f":"IFERROR(VLOOKUP(K256,$B$7:$E$73,4,FALSE),\"\")","v":""},null,null,null,null,null,"","","","",""]
[null,null,null,null,null,null,null,null,null,null,null,"","","",null,null,null,null,null,"","","","",""]
[null,null,null,null,null,null,null,null,null,null,null,"","","",null,null,null,null,null,"","","","",""]
[null,null,null,null,null,null,null,null,null,null,null,"","","",null,null,null,null,null,"","","","",""]
[null,null,null,null,null,null,null,null,null,null,null,"","","",null,null,null,null,null,"","","","",""]
[null,null,null,null,null,null,null,null,null,null,null,"","","",null,null,null,null,null,"","","","",""]
[null,null,null,null,null,null,null,null,null,null,null,"","","",null,null,null,null,null,"","","","",""]
[null,null,null,null,null,null,null,null,null,null,null,"","","",null,null,null,null,null,{"$f":"IF($J$230=1,IF(K263=\"\",\"\",K263),\"\")","v":""},{"$f":"IF($J$230=1,IF(L263=\"\",\"\",L263),\"\")","v":""},{"$f":"IF($J$230=1,IF(M263=\"\",\"\",M263),\"\")","v":""},{"$f":"IF($J$230=1,IF(N263=\"\",\"\",N263),\"\")","v":""},{"$f":"IF($J$230=1,IF(O263=\"\",\"\",O263),\"\")","v":""}]
[null,null,null,null,null,null,null,null,null,null,null,null,null,null,null,null,null,null,null,"","","","",""]
[null,null,null,null,null,null,null,null,null,null,null,"Accessoires de mise en œuvre",null,null,null,null,null,null,null,"","","","",""]
[null,null,null,null,null,null,null,null,null,null,{"$f":"IF($H$15=OFFRE!$H$16,'Offre S Compact - ERIA FIT IN'!$B$11,'Offre S Compact - ERIA FIT IN'!$B$7)","v":7694974},{"$f":"IFERROR(VLOOKUP(K266,$B$7:$E$73,2,FALSE),\"\")","v":"SUPPORT AU SOL CAOUTCHOUC 600MM"},{"$f":"IFERROR(VLOOKUP(K266,$B$7:$E$73,3,FALSE),\"\")","v":"EH879"},{"$f":"IFERROR(VLOOKUP(K266,$B$7:$E$73,4,FALSE),\"\")","v":119},1,null,null,null,null,"","","","",""]
[null,null,null,null,null,null,null,null,null,null,{"$f":"+$B$33","v":7746242},"SOUPAPE DIFFERENTIELLE ","HK150",59,1,null,null,null,null,"","","","",""]
[null,null,null,null,null,null,null,null,null,null,{"$f":"+$B$34","v":7746197},"BOUTEILLE DE DECOUPLAGE 25L"," HK147",362,1,null,null,null,null,"","","","",""]
[null,null,null,null,null,null,null,null,null,null,{"$f":"$B$35","v":7746307},"KIT HYDRAULIQUE 2ND CIRCUIT V3V EXTERNE","HK152",440,null,null,null,null,null,"","","","",""]
[null,null,null,null,null,null,null,null,null,null,null,"","","",null,null,null,null,null,"","","","",""]
[null,null,null,null,null,null,null,null,null,null,null,"","","",null,null,null,null,null,"","","","",""]
[null,null,null,null,null,null,null,null,null,null,null,"","","",null,null,null,null,null,"","","","",""]
[null,null,null,null,null,null,null,null,null,null,null,"","","",null,null,null,null,null,"","","","",""]
[null,null,null,null,null,null,null,null,null,null,null,null,null,null,null,null,null,null,null,"","","","",""]
[null,null,null,null,null,null,null,null,null,null,null,"Accessoires de raccordement hydraulique",null,null,null,null,null,null,null,"","","","",""]
[null,null,null,null,null,null,null,null,null,null,{"$f":"$B$18","v":100008841},{"$f":"IFERROR(VLOOKUP(K276,$B$7:$E$73,2,FALSE),\"\")","v":"BALLON TAMPON 80L B 80 T"},{"$f":"IFERROR(VLOOKUP(K276,$B$7:$E$73,3,FALSE),\"\")","v":"EH85"},{"$f":"IFERROR(VLOOKUP(K276,$B$7:$E$73,4,FALSE),\"\")","v":572},1,null,null,null,null,"","","","",""]
[null,null,null,null,null,null,null,null,null,null,{"$f":"$B$19","v":100004415},{"$f":"IFERROR(VLOOKUP(K277,$B$7:$E$73,2,FALSE),\"\")","v":"BALLON TAMPON 160L B 150 T"},{"$f":"IFERROR(VLOOKUP(K277,$B$7:$E$73,3,FALSE),\"\")","v":"EH60"},{"$f":"IFERROR(VLOOKUP(K277,$B$7:$E$73,4,FALSE),\"\")","v":857},null,null,null,null,null,"","","","",""]
[null,null,null,null,null,null,null,null,null,null,null,null,null,null,null,null,null,null,null,"","","","",""]
[null,null,null,null,null,null,null,null,null,null,null,"Accessoires de régulation",null,null,null,null,null,null,null,"","","","",""]
[null,null,null,null,null,null,null,null,null,null,{"$f":"$B$21","v":7624902},{"$f":"IFERROR(VLOOKUP(K280,$B$7:$E$73,2,FALSE),\"\")","v":"KIT CABLAGE PLANCHER CHAUFFANT DIRECT"},{"$f":"IFERROR(VLOOKUP(K280,$B$7:$E$73,3,FALSE),\"\")","v":"HA255"},{"$f":"IFERROR(VLOOKUP(K280,$B$7:$E$73,4,FALSE),\"\")","v":40},null,null,null,null,null,"","","","",""]
[null,null,null,null,null,null,null,null,null,null,{"$f":"$B$22","v":88017859},"THERMOSTAT D'AMBIANCE NON PROGRAMMABLE","AD140",54,null,null,null,null,null,"","","","",""]
[null,null,null,null,null,null,null,null,null,null,{"$f":"$B$23","v":88017904},"THERMOSTAT AMBIANCE PROGRAMMABLE (FILAIRE)","AD191",176,null,null,null,null,null,"","","","",""]
[null,null,null,null,null,null,null,null,null,null,{"$f":"$B$24","v":88017010},"THERMOSTAT D'AMBIANCE PROGRAMMABLE (SANS FILS)","AD192",308,null,null,null,null,null,"","","","",""]
[null,null,null,null,null,null,null,null,null,null,{"$f":"$B$25","v":7684433},"OETROSMART OT ","AD320",269,1,null,null,null,null,"","","","",""]
[null,null,null,null,null,null,null,null,null,null,{"$f":"$B$26","v":7680473},"KIT FLEXIBLES FRIGORIFIQUE ","EH725",285,null,null,null,null,null,"","","","",""]
[null,null,null,null,null,null,null,null,null,null,{"$f":"$B$27","v":7691374},"THERMOSTAT AMBIANCE OETROSMART (R-BUS)","AD323",207,null,null,null,null,null,"","","","",""]
[null,null,null,null,null,null,null,null,null,null,{"$f":"$B$28","v":100019114},"KIT SONDE HYGRO RAFRAICHISSEMENT","HK27",233,null,null,null,null,null,"","","","",""]
[null,null,null,null,null,null,null,null,null,null,{"$f":"$B$29","v":7683828},"KIT CARTE REGULATION 2ND CIRCUIT","EH783",120,null,null,null,null,null,"","","","",""]
[null,null,null,null,null,null,null,null,null,null,{"$f":"$B$30","v":7622433},"KIT SONDE CONDENSATION (0-10V)","HZ64",420,null,null,null,null,null,"","","","",""]
[null,null,null,null,null,null,null,null,null,null,{"$f":"$B$31","v":88017017},"SONDE DEPART v3v","AD199",85,null,null,null,null,null,"","","","",""]
[null,null,null,null,null,null,null,null,null,null,null,"","","",null,null,null,null,null,"","","","",""]
[null,null,null,null,null,null,null,null,null,null,null,"","","",null,null,null,null,null,"","","","",""]
[null,null,null,null,null,null,null,null,null,null,null,"","","",null,null,null,null,null,"","","","",""]
[]
[]
[]
[]
[null,null,null,null,null,null,null,null,null,{"$f":"IF($H$9=OFFRE!$I$59,1,0)","v":0},{"$f":"OFFRE!$I$59","v":"OENOVIAPAC-C SLIM 11 kW TRI"}]
[null,null,null,null,null,null,null,null,null,"Appoint",{"$f":"OFFRE!$F$7","v":"Electrique"}]
[]
[]
[null,null,null,null,null,null,null,null,null,null,null,null,null,null,null,null,null,null,null,"Si 11 TR choisi"]
[null,null,null,null,null,null,null,null,null,"11 TR",null,{"$f":"IF($J$13=OFFRE!$H$23,\"Kit complet : PAC + accessoires\",\"\")","v":"Kit complet : PAC + accessoires"},null,null,null,null,null,null,{"$f":"IF($U316=\"\",0,1)","v":0},{"$f":"IF($J$298=1,IF(K303=\"\",\"\",K303),\"\")","v":""},"","","",""]
[null,null,null,null,null,null,null,null,null,null,{"$f":"IF($J$13=OFFRE!$H$23,$B$71,\"\")","v":7746925},{"$f":"IFERROR(VLOOKUP(K304,$B$7:$E$73,2,FALSE),\"\")","v":"OENOVIAPAC-C SLIM 11 TR/ET"},null,{"$f":"IFERROR(VLOOKUP(K304,$B$7:$E$73,4,FALSE),\"\")","v":9249},{"$f":"IF(K304=\"\",\"\",1)","v":1},null,null,null,null,"","","","",""]
[null,null,null,null,null,null,null,null,null,null,null,null,null,null,null,null,null,null,null,"","","","",""]
[null,null,null,null,null,null,null,null,null,null,null,{"$f":"IF($J$13=OFFRE!$H$24,\"Sélection personnalisée\",\"\")","v":""},null,null,null,null,null,null,null,"","","","",""]
[null,null,null,null,null,null,null,null,null,null,{"$f":"IF($J$13=OFFRE!$H$24,$B$56,\"\")","v":""},{"$f":"IFERROR(VLOOKUP(K307,$B$7:$E$73,2,FALSE),\"\")","v":""},{"$f":"IFERROR(VLOOKUP(K307,$B$7:$E$73,3,FALSE),\"\")","v":""},{"$f":"IFERROR(VLOOKUP(K307,$B$7:$E$73,4,FALSE),\"\")","v":""},{"$f":"IF(K307=\"\",\"\",1)","v":""},null,null,null,null,"","","","",""]
[null,null,null,null,null,null,null,null,null,null,{"$f":"IF($J$13=OFFRE!$H$24,$B$45,\"\")","v":""},{"$f":"IFERROR(VLOOKUP(K308,$B$7:$E$73,2,FALSE),\"\")","v":""},{"$f":"IFERROR(VLOOKUP(K308,$B$7:$E$73,3,FALSE),\"\")","v":""},{"$f":"IFERROR(VLOOKUP(K308,$B$7:$E$73,4,FALSE),\"\")","v":""},{"$f":"IF(K308=\"\",\"\",1)","v":""},null,null,null,null,{"$f":"IF($J$298=1,IF(K308=\"\",\"\",K308),\"\")","v":""},{"$f":"IF($J$298=1,IF(L308=\"\",\"\",L308),\"\")","v":""},{"$f":"IF($J$298=1,IF(M308=\"\",\"\",M308),\"\")","v":""},{"$f":"IF($J$298=1,IF(N308=\"\",\"\",N308),\"\")","v":""},{"$f":"IF($J$298=1,IF(O308=\"\",\"\",O308),\"\")","v":""}]
[null,null,null,null,null,null,null,null,null,null,{"$f":"IF($J$13=OFFRE!$H$24,$B$61,\"\")","v":""},{"$f":"IFERROR(VLOOKUP(K309,$B$7:$E$73,2,FALSE),\"\")","v":""},{"$f":"IFERROR(VLOOKUP(K309,$B$7:$E$73,3,FALSE),\"\")","v":""},{"$f":"IFERROR(VLOOKUP(K309,$B$7:$E$73,4,FALSE),\"\")","v":""},{"$f":"IF(K309=\"\",\"\",1)","v":""},null,null,null,null,"","","","",""]
[null,null,null,null,null,null,null,null,null,null,{"$f":"IF($J$13=OFFRE!$H$24,$B$64,\"\")","v":""},{"$f":"IFERROR(VLOOKUP(K310,$B$7:$E$73,2,FALSE),\"\")","v":""},{"$f":"IFERROR(VLOOKUP(K310,$B$7:$E$73,3,FALSE),\"\")","v":""},{"$f":"IFERROR(VLOOKUP(K310,$B$7:$E$73,4,FALSE),\"\")","v":""},{"$f":"IF(K310=\"\",\"\",1)","v":""},null,null,null,null,"","","","",""]
[null,null,null,null,null,null,null,null,null,null,null,{"$f":"IFERROR(VLOOKUP(K311,$B$7:$E$73,2,FALSE),\"\")","v":""},{"$f":"IFERROR(VLOOKUP(K311,$B$7:$E$73,3,FALSE),\"\")","v":""},{"$f":"IFERROR(VLOOKUP(K311,$B$7:$E$73,4,FALSE),\"\")","v":""},{"$f":"IF(K311=\"\",\"\",1)","v":""},null,null,null,null,"","","","",""]
[null,null,null,null,null,null,null,null,null,null,null,null,null,null,null,null,null,null,null,"","","","",""]
[null,null,null,null,null,null,null,null,null,null,null,{"$f":"IFERROR(VLOOKUP(K313,$B$7:$E$73,2,FALSE),\"\")","v":""},{"$f":"IFERROR(VLOOKUP(K313,$B$7:$E$73,3,FALSE),\"\")","v":""},{"$f":"IFERROR(VLOOKUP(K313,$B$7:$E$73,4,FALSE),\"\")","v":""},null,null,null,null,null,"","","","",""]
[null,null,null,null,null,null,null,null,null,null,null,null,null,null,null,null,null,null,null,"","","","",""]
[null,null,null,null,null,null,null,null,null,null,null,null,null,null,null,null,null,null,null,"","","","",""]
[null,null,null,null,null,null,null,null,null,null,null,"Liaison frigorifique",null,null,null,null,null,null,null,"","","","",""]
[null,null,null,null,null,null,null,null,null,null,{"$f":"$B$13","v":100012535},{"$f":"IFERROR(VLOOKUP(K317,$B$7:$E$73,2,FALSE),\"\")","v":"LIAISON FRIGORIFIQUE PE 5/8'' 3/8'' - LG 5m"},{"$f":"IFERROR(VLOOKUP(K317,$B$7:$E$73,3,FALSE),\"\")","v":"EH114"},{"$f":"IFERROR(VLOOKUP(K317,$B$7:$E$73,4,FALSE),\"\")","v":255},1,null,null,null,null,"","","","",""]
[null,null,null,null,null,null,null,null,null,null,{"$f":"$B$14","v":100012536},{"$f":"IFERROR(VLOOKUP(K318,$B$7:$E$73,2,FALSE),\"\")","v":"LIAISON FRIGORIFIQUE PE 5/8'' 3/8'' - LG 10m"},{"$f":"IFERROR(VLOOKUP(K318,$B$7:$E$73,3,FALSE),\"\")","v":"EH115"},{"$f":"IFERROR(VLOOKUP(K318,$B$7:$E$73,4,FALSE),\"\")","v":456},null,null,null,null,null,"","","","",""]
[null,null,null,null,null,null,null,null,null,null,{"$f":"$B$15","v":100012537},{"$f":"IFERROR(VLOOKUP(K319,$B$7:$E$73,2,FALSE),\"\")","v":"LIAISON FRIGORIFIQUE PE 5/8'' 3/8'' - LG 20m"},{"$f":"IFERROR(VLOOKUP(K319,$B$7:$E$73,3,FALSE),\"\")","v":"EH116"},{"$f":"IFERROR(VLOOKUP(K319,$B$7:$E$73,4,FALSE),\"\")","v":823},null,null,null,null,null,"","","","",""]
[null,null,null,null,null,null,null,null,null,null,{"$f":"$B$26","v":7680473},{"$f":"IFERROR(VLOOKUP(K320,$B$7:$E$73,2,FALSE),\"\")","v":"KIT FLEXIBLES FRIGORIFIQUE "},{"$f":"IFERROR(VLOOKUP(K320,$B$7:$E$73,3,FALSE),\"\")","v":"EH725"},{"$f":"IFERROR(VLOOKUP(K320,$B$7:$E$73,4,FALSE),\"\")","v":285},1,null,null,null,null,"","","","",""]
[null,null,null,null,null,null,null,null,null,null,null,null,null,null,null,null,null,null,null,"","","","",""]
[null,null,null,null,null,null,null,null,null,null,null,null,null,null,null,null,null,null,null,"","","","",""]
[null,null,null,null,null,null,null,null,null,null,null,null,null,null,null,null,null,null,null,"","","","",""]
[null,null,null,null,null,null,null,null,null,null,null,{"$f":"IFERROR(VLOOKUP(K324,$B$7:$E$73,2,FALSE),\"\")","v":""},{"$f":"IFERROR(VLOOKUP(K324,$B$7:$E$73,3,FALSE),\"\")","v":""},{"$f":"IFERROR(VLOOKUP(K324,$B$7:$E$73,4,FALSE),\"\")","v":""},null,null,null,null,null,"","","","",""]
[null,null,null,null,null,null,null,null,null,null,null,"","","",null,null,null,null,null,"","","","",""]
[null,null,null,null,null,null,null,null,null,null,null,"","","",null,null,null,null,null,{"$f":"IF($J$298=1,IF(K326=\"\",\"\",K326),\"\")","v":""},{"$f":"IF($J$298=1,IF(L326=\"\",\"\",L326),\"\")","v":""},{"$f":"IF($J$298=1,IF(M326=\"\",\"\",M326),\"\")","v":""},{"$f":"IF($J$298=1,IF(N326=\"\",\"\",N326),\"\")","v":""},{"$f":"IF($J$298=1,IF(O326=\"\",\"\",O326),\"\")","v":""}]
[null,null,null,null,null,null,null,null,null,null,null,"","","",null,null,null,null,null,"","","","",""]
[null,null,null,null,null,null,null,null,null,null,null,"","","",null,null,null,null,null,"","","","",""]
[null,null,null,null,null,null,null,null,null,null,null,"","","",null,null,null,null,null,"","","","",""]
[null,null,null,null,null,null,null,null,null,null,null,"","","",null,null,null,null,null,"","","","",""]
[null,null,null,null,null,null,null,null,null,null,null,"","","",null,null,null,null,null,"","","","",""]
[null,null,null,null,null,null,null,null,null,null,null,null,null,null,null,null,null,null,null,"","","","",""]
[null,null,null,null,null,null,null,null,null,null,null,"Accessoires de mise en œuvre",null,null,null,null,null,null,null,"","","","",""]
[null,null,null,null,null,null,null,null,null,null,{"$f":"IF($H$15=OFFRE!$H$16,'Offre S Compact - ERIA FIT IN'!$B$11,'Offre S Compact - ERIA FIT IN'!$B$7)","v":7694974},{"$f":"IFERROR(VLOOKUP(K334,$B$7:$E$73,2,FALSE),\"\")","v":"SUPPORT AU SOL CAOUTCHOUC 600MM"},{"$f":"IFERROR(VLOOKUP(K334,$B$7:$E$73,3,FALSE),\"\")","v":"EH879"},{"$f":"IFERROR(VLOOKUP(K334,$B$7:$E$73,4,FALSE),\"\")","v":119},1,null,null,null,null,"","","","",""]
[null,null,null,null,null,null,null,null,null,null,{"$f":"+$B$33","v":7746242},"SOUPAPE DIFFERENTIELLE ","HK150",59,1,null,null,null,null,"","","","",""]
[null,null,null,null,null,null,null,null,null,null,{"$f":"+$B$34","v":7746197},"BOUTEILLE DE DECOUPLAGE 25L"," HK147",362,1,null,null,null,null,"","","","",""]
[null,null,null,null,null,null,null,null,null,null,{"$f":"$B$35","v":7746307},"KIT HYDRAULIQUE 2ND CIRCUIT V3V EXTERNE","HK152",440,null,null,null,null,null,"","","","",""]
[null,null,null,null,null,null,null,null,null,null,null,"","","",null,null,null,null,null,"","","","",""]
[null,null,null,null,null,null,null,null,null,null,null,"","","",null,null,null,null,null,"","","","",""]
[null,null,null,null,null,null,null,null,null,null,null,"","","",null,null,null,null,null,"","","","",""]
[null,null,null,null,null,null,null,null,null,null,null,"","","",null,null,null,null,null,"","","","",""]
[null,null,null,null,null,null,null,null,null,null,null,null,null,null,null,null,null,null,null,"","","","",""]
[null,null,null,null,null,null,null,null,null,null,null,"Accessoires de raccordement hydraulique",null,null,null,null,null,null,null,"","","","",""]
[null,null,null,null,null,null,null,null,null,null,{"$f":"$B$18","v":100008841},{"$f":"IFERROR(VLOOKUP(K344,$B$7:$E$73,2,FALSE),\"\")","v":"BALLON TAMPON 80L B 80 T"},{"$f":"IFERROR(VLOOKUP(K344,$B$7:$E$73,3,FALSE),\"\")","v":"EH85"},{"$f":"IFERROR(VLOOKUP(K344,$B$7:$E$73,4,FALSE),\"\")","v":572},1,null,null,null,null,"","","","",""]
[null,null,null,null,null,null,null,null,null,null,{"$f":"$B$19","v":100004415},{"$f":"IFERROR(VLOOKUP(K345,$B$7:$E$73,2,FALSE),\"\")","v":"BALLON TAMPON 160L B 150 T"},{"$f":"IFERROR(VLOOKUP(K345,$B$7:$E$73,3,FALSE),\"\")","v":"EH60"},{"$f":"IFERROR(VLOOKUP(K345,$B$7:$E$73,4,FALSE),\"\")","v":857},null,null,null,null,null,"","","","",""]
[null,null,null,null,null,null,null,null,null,null,null,null,null,null,null,null,null,null,null,"","","","",""]
[null,null,null,null,null,null,null,null,null,null,null,"Accessoires de régulation",null,null,null,null,null,null,null,"","","","",""]
[null,null,null,null,null,null,null,null,null,null,{"$f":"$B$21","v":7624902},{"$f":"IFERROR(VLOOKUP(K348,$B$7:$E$73,2,FALSE),\"\")","v":"KIT CABLAGE PLANCHER CHAUFFANT DIRECT"},{"$f":"IFERROR(VLOOKUP(K348,$B$7:$E$73,3,FALSE),\"\")","v":"HA255"},{"$f":"IFERROR(VLOOKUP(K348,$B$7:$E$73,4,FALSE),\"\")","v":40},null,null,null,null,null,"","","","",""]
[null,null,null,null,null,null,null,null,null,null,{"$f":"$B$22","v":88017859},"THERMOSTAT D'AMBIANCE NON PROGRAMMABLE","AD140",54,null,null,null,null,null,"","","","",""]
[null,null,null,null,null,null,null,null,null,null,{"$f":"$B$23","v":88017904},"THERMOSTAT AMBIANCE PROGRAMMABLE (FILAIRE)","AD191",176,null,null,null,null,null,"","","","",""]
[null,null,null,null,null,null,null,null,null,null,{"$f":"$B$24","v":88017010},"THERMOSTAT D'AMBIANCE PROGRAMMABLE (SANS FILS)","AD192",308,null,null,null,null,null,"","","","",""]
[null,null,null,null,null,null,null,null,null,null,{"$f":"$B$25","v":7684433},"OETROSMART OT ","AD320",269,1,null,null,null,null,"","","","",""]
[null,null,null,null,null,null,null,null,null,null,{"$f":"$B$26","v":7680473},"KIT FLEXIBLES FRIGORIFIQUE ","EH725",285,null,null,null,null,null,"","","","",""]
[null,null,null,null,null,null,null,null,null,null,{"$f":"$B$27","v":7691374},"THERMOSTAT AMBIANCE OETROSMART (R-BUS)","AD323",207,null,null,null,null,null,"","","","",""]
[null,null,null,null,null,null,null,null,null,null,{"$f":"$B$28","v":100019114},"KIT SONDE HYGRO RAFRAICHISSEMENT","HK27",233,null,null,null,null,null,"","","","",""]
[null,null,null,null,null,null,null,null,null,null,{"$f":"$B$29","v":7683828},"KIT CARTE REGULATION 2ND CIRCUIT","EH783",120,null,null,null,null,null,"","","","",""]
[null,null,null,null,null,null,null,null,null,null,{"$f":"$B$30","v":7622433},"KIT SONDE CONDENSATION (0-10V)","HZ64",420,null,null,null,null,null,"","","","",""]
[null,null,null,null,null,null,null,null,null,null,{"$f":"$B$31","v":88017017},"SONDE DEPART v3v","AD199",85,null,null,null,null,null,"","","","",""]
[null,null,null,null,null,null,null,null,null,null,null,"","","",null,null,null,null,null,"","","","",""]
[null,null,null,null,null,null,null,null,null,null,null,"","","",null,null,null,null,null,"","","","",""]
[null,null,null,null,null,null,null,null,null,null,null,"","","",null,null,null,null,null,"","","","",""]
[]
[]
[]
[]
[null,null,null,null,null,null,null,null,null,{"$f":"IF($H$9=OFFRE!$I$60,1,0)","v":0},{"$f":"OFFRE!$I$60","v":"OENOVIAPAC-C SLIM 16 kW MONO"}]
[null,null,null,null,null,null,null,null,null,"Appoint",{"$f":"OFFRE!$F$7","v":"Electrique"}]
[]
[]
[null,null,null,null,null,null,null,null,null,null,null,null,null,null,null,null,null,null,null,"Si 16 MR choisi"]
[null,null,null,null,null,null,null,null,null,"16 MR",null,{"$f":"IF($J$13=OFFRE!$H$23,\"Kit complet : PAC + accessoires\",\"\")","v":"Kit complet : PAC + accessoires"},null,null,null,null,null,null,{"$f":"IF($U384=\"\",0,1)","v":0},{"$f":"IF($J$366=1,IF(K371=\"\",\"\",K371),\"\")","v":""},"","","",""]
[null,null,null,null,null,null,null,null,null,null,{"$f":"IF($J$13=OFFRE!$H$23,$B$72,\"\")","v":7746926},{"$f":"IFERROR(VLOOKUP(K372,$B$7:$E$73,2,FALSE),\"\")","v":"OENOVIAPAC-C SLIM 16 MR/EM"},null,{"$f":"IFERROR(VLOOKUP(K372,$B$7:$E$73,4,FALSE),\"\")","v":10059},{"$f":"IF(K372=\"\",\"\",1)","v":1},null,null,null,null,"","","","",""]
[null,null,null,null,null,null,null,null,null,null,null,null,null,null,null,null,null,null,null,"","","","",""]
[null,null,null,null,null,null,null,null,null,null,null,{"$f":"IF($J$13=OFFRE!$H$24,\"Sélection personnalisée\",\"\")","v":""},null,null,null,null,null,null,null,"","","","",""]
[null,null,null,null,null,null,null,null,null,null,{"$f":"IF($J$13=OFFRE!$H$24,$B$56,\"\")","v":""},{"$f":"IFERROR(VLOOKUP(K375,$B$7:$E$73,2,FALSE),\"\")","v":""},{"$f":"IFERROR(VLOOKUP(K375,$B$7:$E$73,3,FALSE),\"\")","v":""},{"$f":"IFERROR(VLOOKUP(K375,$B$7:$E$73,4,FALSE),\"\")","v":""},{"$f":"IF(K375=\"\",\"\",1)","v":""},null,null,null,null,"","","","",""]
[null,null,null,null,null,null,null,null,null,null,{"$f":"IF($J$13=OFFRE!$H$24,$B$46,\"\")","v":""},{"$f":"IFERROR(VLOOKUP(K376,$B$7:$E$73,2,FALSE),\"\")","v":""},{"$f":"IFERROR(VLOOKUP(K376,$B$7:$E$73,3,FALSE),\"\")","v":""},{"$f":"IFERROR(VLOOKUP(K376,$B$7:$E$73,4,FALSE),\"\")","v":""},{"$f":"IF(K376=\"\",\"\",1)","v":""},null,null,null,null,"","","","",""]
[null,null,null,null,null,null,null,null,null,null,{"$f":"IF($J$13=OFFRE!$H$24,$B$61,\"\")","v":""},{"$f":"IFERROR(VLOOKUP(K377,$B$7:$E$73,2,FALSE),\"\")","v":""},{"$f":"IFERROR(VLOOKUP(K377,$B$7:$E$73,3,FALSE),\"\")","v":""},{"$f":"IFERROR(VLOOKUP(K377,$B$7:$E$73,4,FALSE),\"\")","v":""},{"$f":"IF(K377=\"\",\"\",1)","v":""},null,null,null,null,"","","","",""]
[null,null,null,null,null,null,null,null,null,null,{"$f":"IF($J$13=OFFRE!$H$24,$B$64,\"\")","v":""},{"$f":"IFERROR(VLOOKUP(K378,$B$7:$E$73,2,FALSE),\"\")","v":""},{"$f":"IFERROR(VLOOKUP(K378,$B$7:$E$73,3,FALSE),\"\")","v":""},{"$f":"IFERROR(VLOOKUP(K378,$B$7:$E$73,4,FALSE),\"\")","v":""},{"$f":"IF(K378=\"\",\"\",1)","v":""},null,null,null,null,"","","","",""]
[null,null,null,null,null,null,null,null,null,null,null,{"$f":"IFERROR(VLOOKUP(K379,$B$7:$E$73,2,FALSE),\"\")","v":""},{"$f":"IFERROR(VLOOKUP(K379,$B$7:$E$73,3,FALSE),\"\")","v":""},{"$f":"IFERROR(VLOOKUP(K379,$B$7:$E$73,4,FALSE),\"\")","v":""},{"$f":"IF(K379=\"\",\"\",1)","v":""},null,null,null,null,{"$f":"IF($J$366=1,IF(K379=\"\",\"\",K379),\"\")","v":""},{"$f":"IF($J$366=1,IF(L379=\"\",\"\",L379),\"\")","v":""},{"$f":"IF($J$366=1,IF(M379=\"\",\"\",M379),\"\")","v":""},{"$f":"IF($J$366=1,IF(N379=\"\",\"\",N379),\"\")","v":""},{"$f":"IF($J$366=1,IF(O379=\"\",\"\",O379),\"\")","v":""}]
[null,null,null,null,null,null,null,null,null,null,null,null,null,null,null,null,null,null,null,"","","","",""]
[null,null,null,null,null,null,null,null,null,null,null,{"$f":"IFERROR(VLOOKUP(K381,$B$7:$E$73,2,FALSE),\"\")","v":""},{"$f":"IFERROR(VLOOKUP(K381,$B$7:$E$73,3,FALSE),\"\")","v":""},{"$f":"IFERROR(VLOOKUP(K381,$B$7:$E$73,4,FALSE),\"\")","v":""},null,null,null,null,null,"","","","",""]
[null,null,null,null,null,null,null,null,null,null,null,null,null,null,null,null,null,null,null,"","","","",""]
[null,null,null,null,null,null,null,null,null,null,null,null,null,null,null,null,null,null,null,"","","","",""]
[null,null,null,null,null,null,null,null,null,null,null,"Liaison frigorifique",null,null,null,null,null,null,null,"","","","",""]
[null,null,null,null,null,null,null,null,null,null,{"$f":"$B$13","v":100012535},{"$f":"IFERROR(VLOOKUP(K385,$B$7:$E$73,2,FALSE),\"\")","v":"LIAISON FRIGORIFIQUE PE 5/8'' 3/8'' - LG 5m"},{"$f":"IFERROR(VLOOKUP(K385,$B$7:$E$73,3,FALSE),\"\")","v":"EH114"},{"$f":"IFERROR(VLOOKUP(K385,$B$7:$E$73,4,FALSE),\"\")","v":255},1,null,null,null,null,"","","","",""]
[null,null,null,null,null,null,null,null,null,null,{"$f":"$B$14","v":100012536},{"$f":"IFERROR(VLOOKUP(K386,$B$7:$E$73,2,FALSE),\"\")","v":"LIAISON FRIGORIFIQUE PE 5/8'' 3/8'' - LG 10m"},{"$f":"IFERROR(VLOOKUP(K386,$B$7:$E$73,3,FALSE),\"\")","v":"EH115"},{"$f":"IFERROR(VLOOKUP(K386,$B$7:$E$73,4,FALSE),\"\")","v":456},null,null,null,null,null,"","","","",""]
[null,null,null,null,null,null,null,null,null,null,{"$f":"$B$15","v":100012537},{"$f":"IFERROR(VLOOKUP(K387,$B$7:$E$73,2,FALSE),\"\")","v":"LIAISON FRIGORIFIQUE PE 5/8'' 3/8'' - LG 20m"},{"$f":"IFERROR(VLOOKUP(K387,$B$7:$E$73,3,FALSE),\"\")","v":"EH116"},{"$f":"IFERROR(VLOOKUP(K387,$B$7:$E$73,4,FALSE),\"\")","v":823},null,null,null,null,null,"","","","",""]
[null,null,null,null,null,null,null,null,null,null,{"$f":"$B$26","v":7680473},{"$f":"IFERROR(VLOOKUP(K388,$B$7:$E$73,2,FALSE),\"\")","v":"KIT FLEXIBLES FRIGORIFIQUE "},{"$f":"IFERROR(VLOOKUP(K388,$B$7:$E$73,3,FALSE),\"\")","v":"EH725"},{"$f":"IFERROR(VLOOKUP(K388,$B$7:$E$73,4,FALSE),\"\")","v":285},1,null,null,null,null,"","","","",""]
[null,null,null,null,null,null,null,null,null,null,null,null,null,null,null,null,null,null,null,"","","","",""]
[null,null,null,null,null,null,null,null,null,null,null,null,null,null,null,null,null,null,null,"","","","",""]
[null,null,null,null,null,null,null,null,null,null,null,null,null,null,null,null,null,null,null,"","","","",""]
[null,null,null,null,null,null,null,null,null,null,null,{"$f":"IFERROR(VLOOKUP(K392,$B$7:$E$73,2,FALSE),\"\")","v":""},{"$f":"IFERROR(VLOOKUP(K392,$B$7:$E$73,3,FALSE),\"\")","v":""},{"$f":"IFERROR(VLOOKUP(K392,$B$7:$E$73,4,FALSE),\"\")","v":""},null,null,null,null,null,"","","","",""]
[null,null,null,null,null,null,null,null,null,null,null,"","","",null,null,null,null,null,"","","","",""]
[null,null,null,null,null,null,null,null,null,null,null,"","","",null,null,null,null,null,"","","","",""]
[null,null,null,null,null,null,null,null,null,null,null,"","","",null,null,null,null,null,"","","","",""]
[null,null,null,null,null,null,null,null,null,null,null,"","","",null,null,null,null,null,"","","","",""]
[null,null,null,null,null,null,null,null,null,null,null,"","","",null,null,null,null,null,"","","","",""]
[null,null,null,null,null,null,null,null,null,null,null,"","","",null,null,null,null,null,"","","","",""]
[null,null,null,null,null,null,null,null,null,null,null,"","","",null,null,null,null,null,"","","","",""]
[null,null,null,null,null,null,null,null,null,null,null,null,null,null,null,null,null,null,null,"","","","",""]
[null,null,null,null,null,null,null,null,null,null,null,"Accessoires de mise en œuvre",null,null,null,null,null,null,null,"","","","",""]
[null,null,null,null,null,null,null,null,null,null,{"$f":"IF($H$15=OFFRE!$H$16,'Offre S Compact - ERIA FIT IN'!$B$11,'Offre S Compact - ERIA FIT IN'!$B$7)","v":7694974},{"$f":"IFERROR(VLOOKUP(K402,$B$7:$E$73,2,FALSE),\"\")","v":"SUPPORT AU SOL CAOUTCHOUC 600MM"},{"$f":"IFERROR(VLOOKUP(K402,$B$7:$E$73,3,FALSE),\"\")","v":"EH879"},{"$f":"IFERROR(VLOOKUP(K402,$B$7:$E$73,4,FALSE),\"\")","v":119},1,null,null,null,null,"","","","",""]
[null,null,null,null,null,null,null,null,null,null,{"$f":"+$B$33","v":7746242},"SOUPAPE DIFFERENTIELLE ","HK150",59,1,null,null,null,null,"","","","",""]
[null,null,null,null,null,null,null,null,null,null,{"$f":"+$B$34","v":7746197},"BOUTEILLE DE DECOUPLAGE 25L"," HK147",362,1,null,null,null,null,"","","","",""]
[null,null,null,null,null,null,null,null,null,null,{"$f":"$B$35","v":7746307},"KIT HYDRAULIQUE 2ND CIRCUIT V3V EXTERNE","HK152",440,null,null,null,null,null,"","","","",""]
[null,null,null,null,null,null,null,null,null,null,null,"","","",null,null,null,null,null,"","","","",""]
[null,null,null,null,null,null,null,null,null,null,null,"","","",null,null,null,null,null,"","","","",""]
[null,null,null,null,null,null,null,null,null,null,null,"","","",null,null,null,null,null,"","","","",""]
[null,null,null,null,null,null,null,null,null,null,null,"","","",null,null,null,null,null,"","","","",""]
[null,null,null,null,null,null,null,null,null,null,null,null,null,null,null,null,null,null,null,{"$f":"IF($J$366=1,IF(K410=\"\",\"\",K410),\"\")","v":""},{"$f":"IF($J$366=1,IF(L410=\"\",\"\",L410),\"\")","v":""},{"$f":"IF($J$366=1,IF(M410=\"\",\"\",M410),\"\")","v":""},{"$f":"IF($J$366=1,IF(N410=\"\",\"\",N410),\"\")","v":""},{"$f":"IF($J$366=1,IF(O410=\"\",\"\",O410),\"\")","v":""}]
[null,null,null,null,null,null,null,null,null,null,null,"Accessoires de raccordement hydraulique",null,null,null,null,null,null,null,"","","","",""]
[null,null,null,null,null,null,null,null,null,null,{"$f":"$B$18","v":100008841},{"$f":"IFERROR(VLOOKUP(K412,$B$7:$E$73,2,FALSE),\"\")","v":"BALLON TAMPON 80L B 80 T"},{"$f":"IFERROR(VLOOKUP(K412,$B$7:$E$73,3,FALSE),\"\")","v":"EH85"},{"$f":"IFERROR(VLOOKUP(K412,$B$7:$E$73,4,FALSE),\"\")","v":572},1,null,null,null,null,"","","","",""]
[null,null,null,null,null,null,null,null,null,null,{"$f":"$B$19","v":100004415},{"$f":"IFERROR(VLOOKUP(K413,$B$7:$E$73,2,FALSE),\"\")","v":"BALLON TAMPON 160L B 150 T"},{"$f":"IFERROR(VLOOKUP(K413,$B$7:$E$73,3,FALSE),\"\")","v":"EH60"},{"$f":"IFERROR(VLOOKUP(K413,$B$7:$E$73,4,FALSE),\"\")","v":857},null,null,null,null,null,"","","","",""]
[null,null,null,null,null,null,null,null,null,null,null,null,null,null,null,null,null,null,null,"","","","",""]
[null,null,null,null,null,null,null,null,null,null,null,"Accessoires de régulation",null,null,null,null,null,null,null,"","","","",""]
[null,null,null,null,null,null,null,null,null,null,{"$f":"$B$21","v":7624902},{"$f":"IFERROR(VLOOKUP(K416,$B$7:$E$73,2,FALSE),\"\")","v":"KIT CABLAGE PLANCHER CHAUFFANT DIRECT"},{"$f":"IFERROR(VLOOKUP(K416,$B$7:$E$73,3,FALSE),\"\")","v":"HA255"},{"$f":"IFERROR(VLOOKUP(K416,$B$7:$E$73,4,FALSE),\"\")","v":40},null,null,null,null,null,"","","","",""]
[null,null,null,null,null,null,null,null,null,null,{"$f":"$B$22","v":88017859},"THERMOSTAT D'AMBIANCE NON PROGRAMMABLE","AD140",54,null,null,null,null,null,"","","","",""]
[null,null,null,null,null,null,null,null,null,null,{"$f":"$B$23","v":88017904},"THERMOSTAT AMBIANCE PROGRAMMABLE (FILAIRE)","AD191",176,null,null,null,null,null,"","","","",""]
[null,null,null,null,null,null,null,null,null,null,{"$f":"$B$24","v":88017010},"THERMOSTAT D'AMBIANCE PROGRAMMABLE (SANS FILS)","AD192",308,null,null,null,null,null,"","","","",""]
[null,null,null,null,null,null,null,null,null,null,{"$f":"$B$25","v":7684433},"OETROSMART OT ","AD320",269,1,null,null,null,null,"","","","",""]
[null,null,null,null,null,null,null,null,null,null,{"$f":"$B$26","v":7680473},"KIT FLEXIBLES FRIGORIFIQUE ","EH725",285,null,null,null,null,null,"","","","",""]
[null,null,null,null,null,null,null,null,null,null,{"$f":"$B$27","v":7691374},"THERMOSTAT AMBIANCE OETROSMART (R-BUS)","AD323",207,null,null,null,null,null,"","","","",""]
[null,null,null,null,null,null,null,null,null,null,{"$f":"$B$28","v":100019114},"KIT SONDE HYGRO RAFRAICHISSEMENT","HK27",233,null,null,null,null,null,"","","","",""]
[null,null,null,null,null,null,null,null,null,null,{"$f":"$B$29","v":7683828},"KIT CARTE REGULATION 2ND CIRCUIT","EH783",120,null,null,null,null,null,"","","","",""]
[null,null,null,null,null,null,null,null,null,null,{"$f":"$B$30","v":7622433},"KIT SONDE CONDENSATION (0-10V)","HZ64",420,null,null,null,null,null,"","","","",""]
[null,null,null,null,null,null,null,null,null,null,{"$f":"$B$31","v":88017017},"SONDE DEPART v3v","AD199",85,null,null,null,null,null,"","","","",""]
[null,null,null,null,null,null,null,null,null,null,null,"","","",null,null,null,null,null,"","","","",""]
[null,null,null,null,null,null,null,null,null,null,null,"","","",null,null,null,null,null,"","","","",""]
[null,null,null,null,null,null,null,null,null,null,null,"","","",null,null,null,null,null,"","","","",""]
[]
[]
[]
[]
[null,null,null,null,null,null,null,null,null,{"$f":"IF($H$9=OFFRE!$I$61,1,0)","v":0},{"$f":"OFFRE!$I$61","v":"OENOVIAPAC-C SLIM 16 kW TRI"}]
[null,null,null,null,null,null,null,null,null,"Appoint",{"$f":"OFFRE!$F$7","v":"Electrique"}]
[]
[]
[null,null,null,null,null,null,null,null,null,null,null,null,null,null,null,null,null,null,null,"Si 16 TR choisi"]
[null,null,null,null,null,null,null,null,null,"16 TR",null,{"$f":"IF($J$13=OFFRE!$H$23,\"Kit complet : PAC + accessoires\",\"\")","v":"Kit complet : PAC + accessoires"},null,null,null,null,null,null,{"$f":"IF($U452=\"\",0,1)","v":0},{"$f":"IF($J$434=1,IF(K439=\"\",\"\",K439),\"\")","v":""},{"$f":"IF($J$434=1,IF(L439=\"\",\"\",L439),\"\")","v":""},{"$f":"IF($J$434=1,IF(M439=\"\",\"\",M439),\"\")","v":""},{"$f":"IF($J$434=1,IF(N439=\"\",\"\",N439),\"\")","v":""},{"$f":"IF($J$434=1,IF(O439=\"\",\"\",O439),\"\")","v":""}]
[null,null,null,null,null,null,null,null,null,null,{"$f":"IF($J$13=OFFRE!$H$23,$B$73,\"\")","v":7746927},{"$f":"IFERROR(VLOOKUP(K440,$B$7:$E$73,2,FALSE),\"\")","v":"OENOVIAPAC-C SLIM 16 TR/ET"},null,{"$f":"IFERROR(VLOOKUP(K440,$B$7:$E$73,4,FALSE),\"\")","v":10505},{"$f":"IF(K440=\"\",\"\",1)","v":1},null,null,null,null,"","","","",""]
[null,null,null,null,null,null,null,null,null,null,null,null,null,null,null,null,null,null,null,"","","","",""]
[null,null,null,null,null,null,null,null,null,null,null,{"$f":"IF($J$13=OFFRE!$H$24,\"Sélection personnalisée\",\"\")","v":""},null,null,null,null,null,null,null,"","","","",""]
[null,null,null,null,null,null,null,null,null,null,{"$f":"IF($J$13=OFFRE!$H$24,$B$56,\"\")","v":""},{"$f":"IFERROR(VLOOKUP(K443,$B$7:$E$73,2,FALSE),\"\")","v":""},{"$f":"IFERROR(VLOOKUP(K443,$B$7:$E$73,3,FALSE),\"\")","v":""},{"$f":"IFERROR(VLOOKUP(K443,$B$7:$E$73,4,FALSE),\"\")","v":""},{"$f":"IF(K443=\"\",\"\",1)","v":""},null,null,null,null,"","","","",""]
[null,null,null,null,null,null,null,null,null,null,{"$f":"IF($J$13=OFFRE!$H$24,$B$47,\"\")","v":""},{"$f":"IFERROR(VLOOKUP(K444,$B$7:$E$73,2,FALSE),\"\")","v":""},{"$f":"IFERROR(VLOOKUP(K444,$B$7:$E$73,3,FALSE),\"\")","v":""},{"$f":"IFERROR(VLOOKUP(K444,$B$7:$E$73,4,FALSE),\"\")","v":""},{"$f":"IF(K444=\"\",\"\",1)","v":""},null,null,null,null,"","","","",""]
[null,null,null,null,null,null,null,null,null,null,{"$f":"IF($J$13=OFFRE!$H$24,$B$61,\"\")","v":""},{"$f":"IFERROR(VLOOKUP(K445,$B$7:$E$73,2,FALSE),\"\")","v":""},{"$f":"IFERROR(VLOOKUP(K445,$B$7:$E$73,3,FALSE),\"\")","v":""},{"$f":"IFERROR(VLOOKUP(K445,$B$7:$E$73,4,FALSE),\"\")","v":""},{"$f":"IF(K445=\"\",\"\",1)","v":""},null,null,null,null,"","","","",""]
[null,null,null,null,null,null,null,null,null,null,{"$f":"IF($J$13=OFFRE!$H$24,$B$64,\"\")","v":""},{"$f":"IFERROR(VLOOKUP(K446,$B$7:$E$73,2,FALSE),\"\")","v":""},{"$f":"IFERROR(VLOOKUP(K446,$B$7:$E$73,3,FALSE),\"\")","v":""},{"$f":"IFERROR(VLOOKUP(K446,$B$7:$E$73,4,FALSE),\"\")","v":""},{"$f":"IF(K446=\"\",\"\",1)","v":""},null,null,null,null,"","","","",""]
[null,null,null,null,null,null,null,null,null,null,null,{"$f":"IFERROR(VLOOKUP(K447,$B$7:$E$73,2,FALSE),\"\")","v":""},{"$f":"IFERROR(VLOOKUP(K447,$B$7:$E$73,3,FALSE),\"\")","v":""},{"$f":"IFERROR(VLOOKUP(K447,$B$7:$E$73,4,FALSE),\"\")","v":""},{"$f":"IF(K447=\"\",\"\",1)","v":""},null,null,null,null,"","","","",""]
[null,null,null,null,null,null,null,null,null,null,null,null,null,null,null,null,null,null,null,"","","","",""]
[null,null,null,null,null,null,null,null,null,null,null,{"$f":"IFERROR(VLOOKUP(K449,$B$7:$E$73,2,FALSE),\"\")","v":""},{"$f":"IFERROR(VLOOKUP(K449,$B$7:$E$73,3,FALSE),\"\")","v":""},{"$f":"IFERROR(VLOOKUP(K449,$B$7:$E$73,4,FALSE),\"\")","v":""},null,null,null,null,null,"","","","",""]
[]
[]
[null,null,null,null,null,null,null,null,null,null,null,"Liaison frigorifique"]
[null,null,null,null,null,null,null,null,null,null,{"$f":"$B$13","v":100012535},{"$f":"IFERROR(VLOOKUP(K453,$B$7:$E$73,2,FALSE),\"\")","v":"LIAISON FRIGORIFIQUE PE 5/8'' 3/8'' - LG 5m"},{"$f":"IFERROR(VLOOKUP(K453,$B$7:$E$73,3,FALSE),\"\")","v":"EH114"},{"$f":"IFERROR(VLOOKUP(K453,$B$7:$E$73,4,FALSE),\"\")","v":255},1]
[null,null,null,null,null,null,null,null,null,null,{"$f":"$B$14","v":100012536},{"$f":"IFERROR(VLOOKUP(K454,$B$7:$E$73,2,FALSE),\"\")","v":"LIAISON FRIGORIFIQUE PE 5/8'' 3/8'' - LG 10m"},{"$f":"IFERROR(VLOOKUP(K454,$B$7:$E$73,3,FALSE),\"\")","v":"EH115"},{"$f":"IFERROR(VLOOKUP(K454,$B$7:$E$73,4,FALSE),\"\")","v":456}]
[null,null,null,null,null,null,null,null,null,null,{"$f":"$B$15","v":100012537},{"$f":"IFERROR(VLOOKUP(K455,$B$7:$E$73,2,FALSE),\"\")","v":"LIAISON FRIGORIFIQUE PE 5/8'' 3/8'' - LG 20m"},{"$f":"IFERROR(VLOOKUP(K455,$B$7:$E$73,3,FALSE),\"\")","v":"EH116"},{"$f":"IFERROR(VLOOKUP(K455,$B$7:$E$73,4,FALSE),\"\")","v":823}]
[null,null,null,null,null,null,null,null,null,null,{"$f":"$B$26","v":7680473},{"$f":"IFERROR(VLOOKUP(K456,$B$7:$E$73,2,FALSE),\"\")","v":"KIT FLEXIBLES FRIGORIFIQUE "},{"$f":"IFERROR(VLOOKUP(K456,$B$7:$E$73,3,FALSE),\"\")","v":"EH725"},{"$f":"IFERROR(VLOOKUP(K456,$B$7:$E$73,4,FALSE),\"\")","v":285},1,null,null,null,null,{"$f":"IF($J$434=1,IF(K456=\"\",\"\",K456),\"\")","v":""},{"$f":"IF($J$434=1,IF(L456=\"\",\"\",L456),\"\")","v":""},{"$f":"IF($J$434=1,IF(M456=\"\",\"\",M456),\"\")","v":""},{"$f":"IF($J$434=1,IF(N456=\"\",\"\",N456),\"\")","v":""},{"$f":"IF($J$434=1,IF(O456=\"\",\"\",O456),\"\")","v":""}]
[null,null,null,null,null,null,null,null,null,null,null,null,null,null,null,null,null,null,null,"","","","",""]
[null,null,null,null,null,null,null,null,null,null,null,null,null,null,null,null,null,null,null,"","","","",""]
[null,null,null,null,null,null,null,null,null,null,null,null,null,null,null,null,null,null,null,"","","","",""]
[null,null,null,null,null,null,null,null,null,null,null,{"$f":"IFERROR(VLOOKUP(K460,$B$7:$E$73,2,FALSE),\"\")","v":""},{"$f":"IFERROR(VLOOKUP(K460,$B$7:$E$73,3,FALSE),\"\")","v":""},{"$f":"IFERROR(VLOOKUP(K460,$B$7:$E$73,4,FALSE),\"\")","v":""},null,null,null,null,null,"","","","",""]
[null,null,null,null,null,null,null,null,null,null,null,"","","",null,null,null,null,null,"","","","",""]
[null,null,null,null,null,null,null,null,null,null,null,"","","",null,null,null,null,null,"","","","",""]
[null,null,null,null,null,null,null,null,null,null,null,"","","",null,null,null,null,null,"","","","",""]
[null,null,null,null,null,null,null,null,null,null,null,"","","",null,null,null,null,null,"","","","",""]
[null,null,null,null,null,null,null,null,null,null,null,"","","",null,null,null,null,null,"","","","",""]
[null,null,null,null,null,null,null,null,null,null,null,"","","",null,null,null,null,null,"","","","",""]
[null,null,null,null,null,null,null,null,null,null,null,"","","",null,null,null,null,null,"","","","",""]
[null,null,null,null,null,null,null,null,null,null,null,null,null,null,null,null,null,null,null,"","","","",""]
[null,null,null,null,null,null,null,null,null,null,null,"Accessoires de mise en œuvre",null,null,null,null,null,null,null,"","","","",""]
[null,null,null,null,null,null,null,null,null,null,{"$f":"IF($H$15=OFFRE!$H$16,'Offre S Compact - ERIA FIT IN'!$B$11,'Offre S Compact - ERIA FIT IN'!$B$7)","v":7694974},{"$f":"IFERROR(VLOOKUP(K470,$B$7:$E$73,2,FALSE),\"\")","v":"SUPPORT AU SOL CAOUTCHOUC 600MM"},{"$f":"IFERROR(VLOOKUP(K470,$B$7:$E$73,3,FALSE),\"\")","v":"EH879"},{"$f":"IFERROR(VLOOKUP(K470,$B$7:$E$73,4,FALSE),\"\")","v":119},1,null,null,null,null,"","","","",""]
[null,null,null,null,null,null,null,null,null,null,{"$f":"+$B$33","v":7746242},"SOUPAPE DIFFERENTIELLE ","HK150",59,1,null,null,null,null,"","","","",""]
[null,null,null,null,null,null,null,null,null,null,{"$f":"+$B$34","v":7746197},"BOUTEILLE DE DECOUPLAGE 25L"," HK147",362,1,null,null,null,null,"","","","",""]
[null,null,null,null,null,null,null,null,null,null,{"$f":"$B$35","v":7746307},"KIT HYDRAULIQUE 2ND CIRCUIT V3V EXTERNE","HK152",440,null,null,null,null,null,"","","","",""]
[null,null,null,null,null,null,null,null,null,null,null,"","","",null,null,null,null,null,"","","","",""]
[null,null,null,null,null,null,null,null,null,null,null,"","","",null,null,null,null,null,"","","","",""]
[null,null,null,null,null,null,null,null,null,null,null,"","","",null,null,null,null,null,"","","","",""]
[null,null,null,null,null,null,null,null,null,null,null,"","","",null,null,null,null,null,"","","","",""]
[null,null,null,null,null,null,null,null,null,null,null,null,null,null,null,null,null,null,null,"","","","",""]
[null,null,null,null,null,null,null,null,null,null,null,"Accessoires de raccordement hydraulique",null,null,null,null,null,null,null,"","","","",""]
[null,null,null,null,null,null,null,null,null,null,{"$f":"$B$18","v":100008841},{"$f":"IFERROR(VLOOKUP(K480,$B$7:$E$73,2,FALSE),\"\")","v":"BALLON TAMPON 80L B 80 T"},{"$f":"IFERROR(VLOOKUP(K480,$B$7:$E$73,3,FALSE),\"\")","v":"EH85"},{"$f":"IFERROR(VLOOKUP(K480,$B$7:$E$73,4,FALSE),\"\")","v":572},1,null,null,null,null,"","","","",""]
[null,null,null,null,null,null,null,null,null,null,{"$f":"$B$19","v":100004415},{"$f":"IFERROR(VLOOKUP(K481,$B$7:$E$73,2,FALSE),\"\")","v":"BALLON TAMPON 160L B 150 T"},{"$f":"IFERROR(VLOOKUP(K481,$B$7:$E$73,3,FALSE),\"\")","v":"EH60"},{"$f":"IFERROR(VLOOKUP(K481,$B$7:$E$73,4,FALSE),\"\")","v":857},null,null,null,null,null,"","","","",""]
[null,null,null,null,null,null,null,null,null,null,null,null,null,null,null,null,null,null,null,"","","","",""]
[null,null,null,null,null,null,null,null,null,null,null,"Accessoires de régulation",null,null,null,null,null,null,null,"","","","",""]
[null,null,null,null,null,null,null,null,null,null,{"$f":"$B$21","v":7624902},{"$f":"IFERROR(VLOOKUP(K484,$B$7:$E$73,2,FALSE),\"\")","v":"KIT CABLAGE PLANCHER CHAUFFANT DIRECT"},{"$f":"IFERROR(VLOOKUP(K484,$B$7:$E$73,3,FALSE),\"\")","v":"HA255"},{"$f":"IFERROR(VLOOKUP(K484,$B$7:$E$73,4,FALSE),\"\")","v":40},null,null,null,null,null,"","","","",""]
[null,null,null,null,null,null,null,null,null,null,{"$f":"$B$22","v":88017859},"THERMOSTAT D'AMBIANCE NON PROGRAMMABLE","AD140",54,null,null,null,null,null,"","","","",""]
[null,null,null,null,null,null,null,null,null,null,{"$f":"$B$23","v":88017904},"THERMOSTAT AMBIANCE PROGRAMMABLE (FILAIRE)","AD191",176,null,null,null,null,null,"","","","",""]
[null,null,null,null,null,null,null,null,null,null,{"$f":"$B$24","v":88017010},"THERMOSTAT D'AMBIANCE PROGRAMMABLE (SANS FILS)","AD192",308,null,null,null,null,null,"","","","",""]
[null,null,null,null,null,null,null,null,null,null,{"$f":"$B$25","v":7684433},"OETROSMART OT ","AD320",269,1,null,null,null,null,"","","","",""]
[null,null,null,null,null,null,null,null,null,null,{"$f":"$B$26","v":7680473},"KIT FLEXIBLES FRIGORIFIQUE ","EH725",285,null,null,null,null,null,"","","","",""]
[null,null,null,null,null,null,null,null,null,null,{"$f":"$B$27","v":7691374},"THERMOSTAT AMBIANCE OETROSMART (R-BUS)","AD323",207,null,null,null,null,null,"","","","",""]
[null,null,null,null,null,null,null,null,null,null,{"$f":"$B$28","v":100019114},"KIT SONDE HYGRO RAFRAICHISSEMENT","HK27",233,null,null,null,null,null,"","","","",""]
[null,null,null,null,null,null,null,null,null,null,{"$f":"$B$29","v":7683828},"KIT CARTE REGULATION 2ND CIRCUIT","EH783",120,null,null,null,null,null,"","","","",""]
[null,null,null,null,null,null,null,null,null,null,{"$f":"$B$30","v":7622433},"KIT SONDE CONDENSATION (0-10V)","HZ64",420,null,null,null,null,null,"","","","",""]
[null,null,null,null,null,null,null,null,null,null,{"$f":"$B$31","v":88017017},"SONDE DEPART v3v","AD199",85,null,null,null,null,null,"","","","",""]
[null,null,null,null,null,null,null,null,null,null,null,"","","",null,null,null,null,null,"","","","",""]
[null,null,null,null,null,null,null,null,null,null,null,"","","",null,null,null,null,null,"","","","",""]
[null,null,null,null,null,null,null,null,null,null,null,"","","",null,null,null,null,null,"","","","",""]

{"sheet":"Offre SV200 - ERIA N DUO ","index":26,"n_rows":491,"n_cols":30,"rows_kept":491,"cut":false,"hidden":true,"merged":[[432,9,490,9],[365,9,423,9],[298,9,356,9],[231,9,289,9],[164,9,222,9],[3,1,3,4],[51,1,51,4],[103,1,103,5],[97,9,155,9],[29,9,87,9]]}
[]
[null,null,"Composition devis ERIA AQUA + V200 (EM/ET - HM/HT)"]
[]
[null,"ACCESSOIRES ET OPTIONS ERIA AQUA + V200 UNIQUEMENT"]
[null,null,null,null,null,null,null,"Gamme",null,null,null,null,"Accessoires de régulation nécessaires pour les circuits indiqués :"]
[null,"Références","Désignation","Colis","Prix",null,null,{"$f":"IF(Chiffrage!$B$18=OFFRE!$B$7,Chiffrage!$B$24,Chiffrage!$B$25)","v":"OENOVIAPAC-C MB (Monobloc)"},null,null,null,null,{"$f":"IF($H$18>1,CONCATENATE($H$18,\" circuits : \",$H$21),CONCATENATE($H$18,\" circuit : \",$H$21))","v":"1 circuit : Vanne"}]
["Supports","Références",null,{"$f":"\"\"","v":""}]
[{"$f":"D8","v":"EH95"},100011222,{"$f":"VLOOKUP($B8,Tarif!A:D,2,FALSE)","v":"SUPPORT MURALE & PLOTS ANTIVIBRATILES POUR  ROE-II AWHP 6-8"},{"$f":"VLOOKUP($B8,Tarif!A:D,3,FALSE)","v":"EH95"},{"$f":"VLOOKUP($B8,Tarif!A:D,4,FALSE)","v":181},null,null,"Modèle",null,null,null,{"$f":"IFERROR(IF(VLOOKUP($H$21,OFFRE!$O$71:$AF$76,4,FALSE)=\"Disponible d'origine\",\"\",VLOOKUP($N$8,$A$7:$E$50,2,FALSE)),\"\")","v":7689751},{"$f":"IFERROR(IF(VLOOKUP($H$21,OFFRE!$O$71:$AF$76,4,FALSE)=\"Disponible d'origine\",\"Disponible d'origine\",VLOOKUP($N$8,$A$7:$E$50,3,FALSE)),\"\")","v":"KIT CARTE DE REGULATION 2nd CIRCUIT (VERSION B)"},{"$f":"IF(OR(VLOOKUP($H$21,OFFRE!$O$71:$AF$76,4,FALSE)=0,VLOOKUP($H$21,OFFRE!$O$71:$AF$76,4,FALSE)=\"Disponible d'origine\"),\"\",VLOOKUP($H$21,OFFRE!$O$71:$AF$76,4,FALSE))","v":"EH862"},{"$f":"IFERROR(IF(VLOOKUP($H$21,OFFRE!$O$71:$AF$76,4,FALSE)=\"Disponible d'origine\",\"\",VLOOKUP($N$8,$A$7:$E$50,5,FALSE)),\"\")","v":113}]
[{"$f":"D9","v":"EH250"},100018409,{"$f":"VLOOKUP($B9,Tarif!A:D,2,FALSE)","v":"SUPPORT MURAL AWHP 11à 27 kW"},{"$f":"VLOOKUP($B9,Tarif!A:D,3,FALSE)","v":"EH250"},{"$f":"VLOOKUP($B9,Tarif!A:D,4,FALSE)","v":181},null,null,{"$f":"IF(Chiffrage!$B$18=OFFRE!$B$7,Chiffrage!$G$24,Chiffrage!$G$25)","v":"OEnoviaPac-C MB 6 MR - E"}]
[{"$f":"D10","v":""},null,null,{"$f":"\"\"","v":""}]
[{"$f":"D11","v":"EH112"},100012533,{"$f":"VLOOKUP($B11,Tarif!A:D,2,FALSE)","v":"SUPPORT POSE AU SOL AWHP"},{"$f":"VLOOKUP($B11,Tarif!A:D,3,FALSE)","v":"EH112"},{"$f":"VLOOKUP($B11,Tarif!A:D,4,FALSE)","v":48},null,null,"Type d'appoint"]
[{"$f":"D12","v":"EH879"},7694974,{"$f":"VLOOKUP($B12,Tarif!A:D,2,FALSE)","v":"SUPPORT AU SOL CAOUTCHOUC 600MM"},{"$f":"VLOOKUP($B12,Tarif!A:D,3,FALSE)","v":"EH879"},{"$f":"VLOOKUP($B12,Tarif!A:D,4,FALSE)","v":119},null,null,{"$f":"IF(Chiffrage!$B$18=OFFRE!$B$7,Chiffrage!$J$24,Chiffrage!$J$25)","v":"Electrique"},null,"type séléction"]
[null,null,null,{"$f":"\"\"","v":""},null,null,null,null,null,{"$f":"Chiffrage!$G$111","v":"Kit complet"}]
["Liaisons frigo",null,null,{"$f":"\"\"","v":""},null,null,null,"Montage"]
[{"$f":"D15","v":"EH978"},7726775,{"$f":"VLOOKUP($B15,Tarif!A:D,2,FALSE)","v":"KIT FLEXIBLES FRIGO L2300 "},{"$f":"VLOOKUP($B15,Tarif!A:D,3,FALSE)","v":"EH978"},{"$f":"VLOOKUP($B15,Tarif!A:D,4,FALSE)","v":365},null,null,{"$f":"OFFRE!$O$23","v":"Au sol"}]
[{"$f":"D16","v":"EH114"},100012535,{"$f":"VLOOKUP($B16,Tarif!A:D,2,FALSE)","v":"LIAISON FRIGORIFIQUE PE 5/8'' 3/8'' - LG 5m"},{"$f":"VLOOKUP($B16,Tarif!A:D,3,FALSE)","v":"EH114"},{"$f":"VLOOKUP($B16,Tarif!A:D,4,FALSE)","v":255}]
[{"$f":"D17","v":"EH115"},100012536,{"$f":"VLOOKUP($B17,Tarif!A:D,2,FALSE)","v":"LIAISON FRIGORIFIQUE PE 5/8'' 3/8'' - LG 10m"},{"$f":"VLOOKUP($B17,Tarif!A:D,3,FALSE)","v":"EH115"},{"$f":"VLOOKUP($B17,Tarif!A:D,4,FALSE)","v":456},null,null,"nb circuit"]
[{"$f":"D18","v":"EH142"},100015476,{"$f":"VLOOKUP($B18,Tarif!A:D,2,FALSE)","v":"LIAISON FRIGORIFIQUE PE 1/2\" 1/4\" - LG 10 m"},{"$f":"VLOOKUP($B18,Tarif!A:D,3,FALSE)","v":"EH142"},{"$f":"VLOOKUP($B18,Tarif!A:D,4,FALSE)","v":255},null,null,{"$f":"OFFRE!$N$23","v":1}]
[{"$f":"D19","v":"EH116"},100012537,{"$f":"VLOOKUP($B19,Tarif!A:D,2,FALSE)","v":"LIAISON FRIGORIFIQUE PE 5/8'' 3/8'' - LG 20m"},{"$f":"VLOOKUP($B19,Tarif!A:D,3,FALSE)","v":"EH116"},{"$f":"VLOOKUP($B19,Tarif!A:D,4,FALSE)","v":823},null,null,null,null,null,null,"Relève électrique",null,null,null,null,null,"Relève hydraulique"]
["BT",null,null,{"$f":"\"\"","v":""},null,null,null,"type circuit"]
[{"$f":"D21","v":"EH85"},100008841,{"$f":"VLOOKUP($B21,Tarif!$A:$D,2,FALSE)","v":"BALLON TAMPON 80L B 80 T"},{"$f":"VLOOKUP($B21,Tarif!$A:$D,3,FALSE)","v":"EH85"},{"$f":"VLOOKUP($B21,Tarif!$A:$D,4,FALSE)","v":572},null,null,{"$f":"OFFRE!$N$26","v":"Vanne"}]
[{"$f":"D22","v":"EH60"},100004415,{"$f":"VLOOKUP($B22,Tarif!$A:$D,2,FALSE)","v":"BALLON TAMPON 160L B 150 T"},{"$f":"VLOOKUP($B22,Tarif!$A:$D,3,FALSE)","v":"EH60"},{"$f":"VLOOKUP($B22,Tarif!$A:$D,4,FALSE)","v":857}]
[null,null,null,{"$f":"\"\"","v":""}]
["Régulation",null,null,{"$f":"\"\"","v":""},null,null,null,null,null,null,{"$f":"OFFRE!$B$36","v":"PAC-C COLONNE-CONF (relève électrique)"},null,null,null,"Qté devis type",null,{"$f":"OFFRE!$B$37","v":"PAC-C COLONNE-CONF (relève hydraulique)"},null,null,null,"Qté devis type"]
[{"$f":"D25","v":"AD140"},88017859,{"$f":"VLOOKUP($B25,Tarif!A:D,2,FALSE)","v":"THERMOSTAT D'AMBIANCE NON PROGRAMMABLE"},{"$f":"VLOOKUP($B25,Tarif!A:D,3,FALSE)","v":"AD140"},{"$f":"VLOOKUP($B25,Tarif!A:D,4,FALSE)","v":54},null,null,null,null,{"$f":"IF($H$9=OFFRE!$E$55,1,0)","v":0},{"$f":"OFFRE!$E$55","v":"PAC-C COLONNE-CONF 4,5 kW MONO - E"},null,null,null,null,{"$f":"IF($H$9=OFFRE!$F$55,1,0)","v":0},{"$f":"OFFRE!$F$55","v":"PAC-C COLONNE-CONF 4,5 kW MONO - H"}]
["AD191",88017904,{"$f":"VLOOKUP($B26,Tarif!A:D,2,FALSE)","v":"THERMOSTAT AMBIANCE PROGRAMMABLE (FILAIRE)"},{"$f":"VLOOKUP($B26,Tarif!A:D,3,FALSE)","v":"AD191"},{"$f":"VLOOKUP($B26,Tarif!A:D,4,FALSE)","v":176},null,"= Nvlles ref avril 2020",null,null,"Appoint",{"$f":"OFFRE!$F$7","v":"Electrique"},null,null,null,null,null,{"$f":"OFFRE!$F$6","v":"Hydraulique par chaudière"}]
["AD192",88017010,{"$f":"VLOOKUP($B27,Tarif!A:D,2,FALSE)","v":"THERMOSTAT D'AMBIANCE PROGRAMMABLE (SANS FILS)"},{"$f":"VLOOKUP($B27,Tarif!A:D,3,FALSE)","v":"AD192"},{"$f":"VLOOKUP($B27,Tarif!A:D,4,FALSE)","v":308}]
["AD323",7691374,{"$f":"VLOOKUP($B28,Tarif!A:D,2,FALSE)","v":"THERMOSTAT AMBIANCE OETROSMART (R-BUS)"},{"$f":"VLOOKUP($B28,Tarif!A:D,3,FALSE)","v":"AD323"},{"$f":"VLOOKUP($B28,Tarif!A:D,4,FALSE)","v":207}]
["HA255",7624902,{"$f":"VLOOKUP($B29,Tarif!A:D,2,FALSE)","v":"KIT CABLAGE PLANCHER CHAUFFANT DIRECT"},{"$f":"VLOOKUP($B29,Tarif!A:D,3,FALSE)","v":"HA255"},{"$f":"VLOOKUP($B29,Tarif!A:D,4,FALSE)","v":40},null,null,null,null,null,null,null,null,null,null,null,null,null,null,null,null,null,null,null,null,"Si 4,5 MR choisi"]
["EH858",7657050,{"$f":"VLOOKUP($B30,Tarif!A:D,2,FALSE)","v":"KIT 2nd CIRCUIT AVEC V3V ET POMPE"},{"$f":"VLOOKUP($B30,Tarif!A:D,3,FALSE)","v":"EH858"},{"$f":"VLOOKUP($B30,Tarif!A:D,4,FALSE)","v":614},null,null,null,null,"4,5 MR",null,{"$f":"IF($J$13=OFFRE!$H$23,\"Kit complet : PAC + accessoires\",\"\")","v":"Kit complet : PAC + accessoires"},null,null,null,null,null,{"$f":"IF($J$13=OFFRE!$H$23,\"Kit complet : PAC + accessoires\",\"\")","v":"Kit complet : PAC + accessoires"},null,null,null,null,null,null,{"$f":"IF($AA39=\"\",0,1)","v":0},{"$f":"IF($J$25=1,IF(K30=\"\",\"\",K30),IF($P$25=1,IF(Q30=\"\",\"\",Q30),\"\"))","v":""},{"$f":"IF($J$25=1,IF(L30=\"\",\"\",L30),IF($P$25=1,IF(R30=\"\",\"\",R30),\"\"))","v":""},{"$f":"IF($J$25=1,IF(M30=\"\",\"\",M30),IF($P$25=1,IF(S30=\"\",\"\",S30),\"\"))","v":""},{"$f":"IF($J$25=1,IF(N30=\"\",\"\",N30),IF($P$25=1,IF(T30=\"\",\"\",T30),\"\"))","v":""},{"$f":"IF($J$25=1,IF(O30=\"\",\"\",O30),IF($P$25=1,IF(U30=\"\",\"\",U30),\"\"))","v":""}]
["EH862",7689751,{"$f":"VLOOKUP($B31,Tarif!A:D,2,FALSE)","v":"KIT CARTE DE REGULATION 2nd CIRCUIT (VERSION B)"},{"$f":"VLOOKUP($B31,Tarif!A:D,3,FALSE)","v":"EH862"},{"$f":"VLOOKUP($B31,Tarif!A:D,4,FALSE)","v":113},null,null,null,null,null,{"$f":"IF($J$13=OFFRE!$H$23,$B$79,\"\")","v":7693006},{"$f":"IFERROR(VLOOKUP(K31,$B$7:$E$102,2,FALSE),\"\")","v":"PAC-C COLONNE-CONF 4.5MR/EM"},{"$f":"IFERROR(VLOOKUP(K31,$B$7:$E$102,3,FALSE),\"\")","v":"-"},{"$f":"IFERROR(VLOOKUP(K31,$B$7:$E$102,4,FALSE),\"\")","v":6165},{"$f":"IF(K31=\"\",\"\",1)","v":1},null,{"$f":"IF($J$13=OFFRE!$H$23,$B$88,\"\")","v":7692998},{"$f":"IFERROR(VLOOKUP(Q31,$B$7:$E$102,2,FALSE),\"\")","v":"PAC-C COLONNE-CONF 4.5MR/H"},{"$f":"IFERROR(VLOOKUP(Q31,$B$7:$E$102,3,FALSE),\"\")","v":"-"},{"$f":"IFERROR(VLOOKUP(Q31,$B$7:$E$102,4,FALSE),\"\")","v":6054},{"$f":"IF(Q31=\"\",\"\",1)","v":1},null,null,null,null,{"$f":"IF($J$25=1,IF(K31=\"\",\"\",K31),IF($P$25=1,IF(Q31=\"\",\"\",Q31),\"\"))","v":""},{"$f":"IF($J$25=1,IF(L31=\"\",\"\",L31),IF($P$25=1,IF(R31=\"\",\"\",R31),\"\"))","v":""},{"$f":"IF($J$25=1,IF(M31=\"\",\"\",M31),IF($P$25=1,IF(S31=\"\",\"\",S31),\"\"))","v":""},{"$f":"IF($J$25=1,IF(N31=\"\",\"\",N31),IF($P$25=1,IF(T31=\"\",\"\",T31),\"\"))","v":""},{"$f":"IF($J$25=1,IF(O31=\"\",\"\",O31),IF($P$25=1,IF(U31=\"\",\"\",U31),\"\"))","v":""}]
[null,null,null,{"$f":"\"\"","v":""},null,null,null,null,null,null,null,null,null,null,null,null,null,null,null,null,null,null,null,null,null,"","","","",""]
["Raf",null,null,{"$f":"\"\"","v":""},null,null,null,null,null,null,null,{"$f":"IF($J$13=OFFRE!$H$24,\"Sélection personnalisée\",\"\")","v":""},null,null,null,null,null,{"$f":"IF($J$13=OFFRE!$H$24,\"Sélection personnalisée\",\"\")","v":""},null,null,null,null,null,null,null,"","","","",""]
[{"$f":"D34","v":"EH859"},7677244,{"$f":"VLOOKUP($B34,Tarif!A:D,2,FALSE)","v":"KIT ISOLATION MODE CLIMATISATION"},{"$f":"VLOOKUP($B34,Tarif!A:D,3,FALSE)","v":"EH859"},{"$f":"VLOOKUP($B34,Tarif!A:D,4,FALSE)","v":103},null,null,null,null,null,{"$f":"IF($J$13=OFFRE!$H$24,$B$64,\"\")","v":""},{"$f":"IFERROR(VLOOKUP(K34,$B$7:$E$102,2,FALSE),\"\")","v":""},{"$f":"IFERROR(VLOOKUP(K34,$B$7:$E$102,3,FALSE),\"\")","v":""},{"$f":"IFERROR(VLOOKUP(K34,$B$7:$E$102,4,FALSE),\"\")","v":""},{"$f":"IF(K34=\"\",\"\",1)","v":""},null,{"$f":"IF($J$13=OFFRE!$H$24,$B$69,\"\")","v":""},{"$f":"IFERROR(VLOOKUP(Q34,$B$7:$E$102,2,FALSE),\"\")","v":""},{"$f":"IFERROR(VLOOKUP(Q34,$B$7:$E$102,3,FALSE),\"\")","v":""},{"$f":"IFERROR(VLOOKUP(Q34,$B$7:$E$102,4,FALSE),\"\")","v":""},{"$f":"IF(Q34=\"\",\"\",1)","v":""},null,null,null,null,"","","","",""]
["EH860",7687189,{"$f":"VLOOKUP($B35,Tarif!A:D,2,FALSE)","v":"KIT POMPE DE RELEVAGE"},{"$f":"VLOOKUP($B35,Tarif!A:D,3,FALSE)","v":"EH860"},{"$f":"VLOOKUP($B35,Tarif!A:D,4,FALSE)","v":158},null,null,null,null,null,{"$f":"IF($J$13=OFFRE!$H$24,$B$55,\"\")","v":""},{"$f":"IFERROR(VLOOKUP(K35,$B$7:$E$102,2,FALSE),\"\")","v":""},{"$f":"IFERROR(VLOOKUP(K35,$B$7:$E$102,3,FALSE),\"\")","v":""},{"$f":"IFERROR(VLOOKUP(K35,$B$7:$E$102,4,FALSE),\"\")","v":""},{"$f":"IF(K35=\"\",\"\",1)","v":""},null,{"$f":"IF($J$13=OFFRE!$H$24,$B$55,\"\")","v":""},{"$f":"IFERROR(VLOOKUP(Q35,$B$7:$E$102,2,FALSE),\"\")","v":""},{"$f":"IFERROR(VLOOKUP(Q35,$B$7:$E$102,3,FALSE),\"\")","v":""},{"$f":"IFERROR(VLOOKUP(Q35,$B$7:$E$102,4,FALSE),\"\")","v":""},{"$f":"IF(Q35=\"\",\"\",1)","v":""},null,null,null,null,"","","","",""]
["HK27",100019114,{"$f":"VLOOKUP($B36,Tarif!A:D,2,FALSE)","v":"KIT SONDE HYGRO RAFRAICHISSEMENT"},{"$f":"VLOOKUP($B36,Tarif!A:D,3,FALSE)","v":"HK27"},{"$f":"VLOOKUP($B36,Tarif!A:D,4,FALSE)","v":233},null,null,null,null,null,{"$f":"IF($J$13=OFFRE!$H$24,$B$73,\"\")","v":""},{"$f":"IFERROR(VLOOKUP(K36,$B$7:$E$102,2,FALSE),\"\")","v":""},{"$f":"IFERROR(VLOOKUP(K36,$B$7:$E$102,3,FALSE),\"\")","v":""},{"$f":"IFERROR(VLOOKUP(K36,$B$7:$E$102,4,FALSE),\"\")","v":""},{"$f":"IF(K36=\"\",\"\",1)","v":""},null,{"$f":"IF($J$13=OFFRE!$H$24,$B$73,\"\")","v":""},{"$f":"IFERROR(VLOOKUP(Q36,$B$7:$E$102,2,FALSE),\"\")","v":""},{"$f":"IFERROR(VLOOKUP(Q36,$B$7:$E$102,3,FALSE),\"\")","v":""},{"$f":"IFERROR(VLOOKUP(Q36,$B$7:$E$102,4,FALSE),\"\")","v":""},{"$f":"IF(Q36=\"\",\"\",1)","v":""},null,null,null,null,"","","","",""]
["EH572",7636899,{"$f":"VLOOKUP($B37,Tarif!A:D,2,FALSE)","v":"KIT SILENCIEUX MODULE EXTERIEUR"},{"$f":"VLOOKUP($B37,Tarif!A:D,3,FALSE)","v":"EH572"},{"$f":"VLOOKUP($B37,Tarif!A:D,4,FALSE)","v":66},null,null,null,null,null,null,{"$f":"IFERROR(VLOOKUP(K37,$B$7:$E$102,2,FALSE),\"\")","v":""},{"$f":"IFERROR(VLOOKUP(K37,$B$7:$E$102,3,FALSE),\"\")","v":""},{"$f":"IFERROR(VLOOKUP(K37,$B$7:$E$102,4,FALSE),\"\")","v":""},{"$f":"IF(K37=\"\",\"\",1)","v":""},null,null,{"$f":"IFERROR(VLOOKUP(Q37,$B$7:$E$102,2,FALSE),\"\")","v":""},{"$f":"IFERROR(VLOOKUP(Q37,$B$7:$E$102,3,FALSE),\"\")","v":""},{"$f":"IFERROR(VLOOKUP(Q37,$B$7:$E$102,4,FALSE),\"\")","v":""},{"$f":"IF(Q37=\"\",\"\",1)","v":""},null,null,null,null,"","","","",""]
["HZ64",7622433,{"$f":"VLOOKUP($B38,Tarif!A:D,2,FALSE)","v":"KIT SONDE CONDENSATION (0-10V)"},{"$f":"VLOOKUP($B38,Tarif!A:D,3,FALSE)","v":"HZ64"},{"$f":"VLOOKUP($B38,Tarif!A:D,4,FALSE)","v":420},null,null,null,null,null,null,null,null,null,{"$f":"IF(K38=\"\",\"\",1)","v":""},null,null,null,null,null,{"$f":"IF(Q38=\"\",\"\",1)","v":""},null,null,null,null,"","","","",""]
["AD199",88017017,{"$f":"VLOOKUP($B39,Tarif!A:D,2,FALSE)","v":"SONDE DEPART v3v"},{"$f":"VLOOKUP($B39,Tarif!A:D,3,FALSE)","v":"AD199"},{"$f":"VLOOKUP($B39,Tarif!A:D,4,FALSE)","v":85},null,null,null,null,null,null,"Accessoires de mise en œuvre",null,null,null,null,null,"Accessoires de mise en œuvre",null,null,null,null,null,null,null,"","","","",""]
[null,null,null,null,null,null,null,null,null,null,{"$f":"IF($H$15=OFFRE!$H$16,'Offre SV200 - ERIA N DUO '!$B$12,'Offre SV200 - ERIA N DUO '!$B$8)","v":7694974},{"$f":"IFERROR(VLOOKUP(K40,$B$7:$E$102,2,FALSE),\"\")","v":"SUPPORT AU SOL CAOUTCHOUC 600MM"},{"$f":"IFERROR(VLOOKUP(K40,$B$7:$E$102,3,FALSE),\"\")","v":"EH879"},{"$f":"IFERROR(VLOOKUP(K40,$B$7:$E$102,4,FALSE),\"\")","v":119},1,null,{"$f":"IF($H$15=OFFRE!$H$16,'Offre SV200 - ERIA N DUO '!$B$12,'Offre SV200 - ERIA N DUO '!$B$8)","v":7694974},{"$f":"IFERROR(VLOOKUP(Q40,$B$7:$E$102,2,FALSE),\"\")","v":"SUPPORT AU SOL CAOUTCHOUC 600MM"},{"$f":"IFERROR(VLOOKUP(Q40,$B$7:$E$102,3,FALSE),\"\")","v":"EH879"},{"$f":"IFERROR(VLOOKUP(Q40,$B$7:$E$102,4,FALSE),\"\")","v":119},1,null,null,null,null,"","","","",""]
["EH862",7689751,{"$f":"VLOOKUP($B41,Tarif!A:D,2,FALSE)","v":"KIT CARTE DE REGULATION 2nd CIRCUIT (VERSION B)"},{"$f":"VLOOKUP($B41,Tarif!A:D,3,FALSE)","v":"EH862"},{"$f":"VLOOKUP($B41,Tarif!A:D,4,FALSE)","v":113},null,null,null,null,null,null,{"$f":"IFERROR(VLOOKUP(K41,$B$7:$E$102,2,FALSE),\"\")","v":""},{"$f":"IFERROR(VLOOKUP(K41,$B$7:$E$102,3,FALSE),\"\")","v":""},{"$f":"IFERROR(VLOOKUP(K41,$B$7:$E$102,4,FALSE),\"\")","v":""},null,null,null,{"$f":"IFERROR(VLOOKUP(Q41,$B$7:$E$102,2,FALSE),\"\")","v":""},{"$f":"IFERROR(VLOOKUP(Q41,$B$7:$E$102,3,FALSE),\"\")","v":""},{"$f":"IFERROR(VLOOKUP(Q41,$B$7:$E$102,4,FALSE),\"\")","v":""},null,null,null,null,null,"","","","",""]
["HK150",7746242,{"$f":"VLOOKUP($B42,Tarif!A:D,2,FALSE)","v":"SOUPAPE DIFFERENTIELLE "},{"$f":"VLOOKUP($B42,Tarif!A:D,3,FALSE)","v":"HK150"},{"$f":"VLOOKUP($B42,Tarif!A:D,4,FALSE)","v":59},null,null,null,null,null,null,null,null,null,null,null,null,null,null,null,null,null,null,null,null,"","","","",""]
[" HK147",7746197,{"$f":"VLOOKUP($B43,Tarif!A:D,2,FALSE)","v":"BOUTEILLE DE DECOUPLAGE 25L"},{"$f":"VLOOKUP($B43,Tarif!A:D,3,FALSE)","v":" HK147"},{"$f":"VLOOKUP($B43,Tarif!A:D,4,FALSE)","v":362},null,null,null,null,null,null,"Liaison frigorifique",null,null,null,null,null,"Liaison frigorifique",null,null,null,null,null,null,null,"","","","",""]
["HK152",7746307,{"$f":"VLOOKUP($B44,Tarif!A:D,2,FALSE)","v":"KIT HYDRAULIQUE 2ND CIRCUIT V3V EXTERNE"},{"$f":"VLOOKUP($B44,Tarif!A:D,3,FALSE)","v":"HK152"},{"$f":"VLOOKUP($B44,Tarif!A:D,4,FALSE)","v":440},null,null,null,null,null,{"$f":"$B$18","v":100015476},{"$f":"IFERROR(VLOOKUP(K44,$B$7:$E$102,2,FALSE),\"\")","v":"LIAISON FRIGORIFIQUE PE 1/2\" 1/4\" - LG 10 m"},{"$f":"IFERROR(VLOOKUP(K44,$B$7:$E$102,3,FALSE),\"\")","v":"EH142"},{"$f":"IFERROR(VLOOKUP(K44,$B$7:$E$102,4,FALSE),\"\")","v":255},1,null,{"$f":"$B$18","v":100015476},{"$f":"IFERROR(VLOOKUP(Q44,$B$7:$E$102,2,FALSE),\"\")","v":"LIAISON FRIGORIFIQUE PE 1/2\" 1/4\" - LG 10 m"},{"$f":"IFERROR(VLOOKUP(Q44,$B$7:$E$102,3,FALSE),\"\")","v":"EH142"},{"$f":"IFERROR(VLOOKUP(Q44,$B$7:$E$102,4,FALSE),\"\")","v":255},1,null,null,null,null,"","","","",""]
["HK154",7746412,{"$f":"VLOOKUP($B45,Tarif!A:D,2,FALSE)","v":"DOSSERET DE RACCORDEMENT V200 DROIT 1 CIRCUIT"},{"$f":"VLOOKUP($B45,Tarif!A:D,3,FALSE)","v":"HK154"},{"$f":"VLOOKUP($B45,Tarif!A:D,4,FALSE)","v":580},null,null,null,null,null,null,{"$f":"IFERROR(VLOOKUP(K45,$B$7:$E$102,2,FALSE),\"\")","v":""},"","",null,null,null,{"$f":"IFERROR(VLOOKUP(Q45,$B$7:$E$102,2,FALSE),\"\")","v":""},{"$f":"IFERROR(VLOOKUP(Q45,$B$7:$E$102,3,FALSE),\"\")","v":""},{"$f":"IFERROR(VLOOKUP(Q45,$B$7:$E$102,4,FALSE),\"\")","v":""},null,null,null,null,null,"","","","",""]
["HK155",7746415,{"$f":"VLOOKUP($B46,Tarif!A:D,2,FALSE)","v":"DOSSERET DE RACCORDEMENT V200 DROIT 2 CIRCUITS"},{"$f":"VLOOKUP($B46,Tarif!A:D,3,FALSE)","v":"HK155"},{"$f":"VLOOKUP($B46,Tarif!A:D,4,FALSE)","v":680},null,null,null,null,null,null,{"$f":"IFERROR(VLOOKUP(K46,$B$7:$E$102,2,FALSE),\"\")","v":""},"","",null,null,null,{"$f":"IFERROR(VLOOKUP(Q46,$B$7:$E$102,2,FALSE),\"\")","v":""},{"$f":"IFERROR(VLOOKUP(Q46,$B$7:$E$102,3,FALSE),\"\")","v":""},{"$f":"IFERROR(VLOOKUP(Q46,$B$7:$E$102,4,FALSE),\"\")","v":""},null,null,null,null,null,"","","","",""]
["HK156",7746417,{"$f":"VLOOKUP($B47,Tarif!A:D,2,FALSE)","v":"DOSSERET DE RACCORDEMENT V200 GAUCHE 1 CIRCUIT"},{"$f":"VLOOKUP($B47,Tarif!A:D,3,FALSE)","v":"HK156"},{"$f":"VLOOKUP($B47,Tarif!A:D,4,FALSE)","v":580},null,null,null,null,null,null,{"$f":"IFERROR(VLOOKUP(K47,$B$7:$E$102,2,FALSE),\"\")","v":""},"","",null,null,null,null,null,null,null,null,null,null,null,"","","","",""]
["HK157",7746419,{"$f":"VLOOKUP($B48,Tarif!A:D,2,FALSE)","v":"DOSSERET DE RACCORDEMENT V200 GAUCHE 2 CIRCUITS"},{"$f":"VLOOKUP($B48,Tarif!A:D,3,FALSE)","v":"HK157"},{"$f":"VLOOKUP($B48,Tarif!A:D,4,FALSE)","v":680},null,null,null,null,null,null,"Accessoires de raccordement hydraulique","","",null,null,null,"Accessoires de raccordement hydraulique",null,null,null,null,null,null,null,"","","","",""]
[null,null,null,null,null,null,null,null,null,null,{"$f":"$B$21","v":100008841},{"$f":"IFERROR(VLOOKUP(K49,$B$7:$E$102,2,FALSE),\"\")","v":"BALLON TAMPON 80L B 80 T"},"EH85",572,1,null,{"$f":"$B$21","v":100008841},{"$f":"IFERROR(VLOOKUP(Q49,$B$7:$E$102,2,FALSE),\"\")","v":"BALLON TAMPON 80L B 80 T"},{"$f":"IFERROR(VLOOKUP(Q49,$B$7:$E$102,3,FALSE),\"\")","v":"EH85"},{"$f":"IFERROR(VLOOKUP(Q49,$B$7:$E$102,4,FALSE),\"\")","v":572},1,null,null,null,null,"","","","",""]
[null,null,null,{"$f":"\"\"","v":""},null,null,null,null,null,null,{"$f":"$B$22","v":100004415},"BALLON TAMPON 160L B 150 T","EH60",857,null,null,{"$f":"$B$22","v":100004415},"BALLON TAMPON 160L B 150 T","EH60",857,null,null,null,null,null,"","","","",""]
[null,null,null,{"$f":"\"\"","v":""},null,null,null,null,null,null,{"$f":"$B$35","v":7687189},"KIT POMPE DE RELEVAGE","EH860",158,null,null,{"$f":"$B$35","v":7687189},"KIT POMPE DE RELEVAGE","EH860",158,null,null,null,null,null,"","","","",""]
[null,"SV200 ou ERIA AQUA + V200 PAC/Unité int.-ext.",null,null,null,null,null,null,null,null,{"$f":"$B$37","v":7636899},"KIT SILENCIEUX MODULE EXTERIEUR","EH572",66,null,null,{"$f":"$B$37","v":7636899},"KIT SILENCIEUX MODULE EXTERIEUR","EH572",66,null,null,null,null,null,"","","","",""]
[null,null,null,{"$f":"\"\"","v":""},null,null,null,null,null,null,{"$f":"$B$39","v":88017017},"SONDE DEPART v3v","AD199",85,null,null,{"$f":"$B$39","v":88017017},"SONDE DEPART v3v","AD199",85,null,null,null,null,null,"","","","",""]
[null,"unité ext.",null,{"$f":"\"\"","v":""},null,null,null,null,null,null,{"$f":"$B$42","v":7746242},"SOUPAPE DIFFERENTIELLE ","HK150",59,1,null,{"$f":"$B$42","v":7746242},"SOUPAPE DIFFERENTIELLE ","HK150",59,1,null,null,null,null,"","","","",""]
[{"$f":"D55","v":"EH616"},7656794,{"$f":"VLOOKUP($B55,Tarif!A:D,2,FALSE)","v":"AWHP 4.5 MR"},{"$f":"VLOOKUP($B55,Tarif!A:D,3,FALSE)","v":"EH616"},{"$f":"VLOOKUP($B55,Tarif!A:D,4,FALSE)","v":1963},null,null,null,null,null,{"$f":"$B$43","v":7746197},"BOUTEILLE DE DECOUPLAGE 25L"," HK147",362,1,null,{"$f":"$B$43","v":7746197},"BOUTEILLE DE DECOUPLAGE 25L"," HK147",362,1,null,null,null,null,"","","","",""]
["EH672",7668016,{"$f":"VLOOKUP($B56,Tarif!A:D,2,FALSE)","v":"AWHP 6 MR-3"},{"$f":"VLOOKUP($B56,Tarif!A:D,3,FALSE)","v":"EH672"},{"$f":"VLOOKUP($B56,Tarif!A:D,4,FALSE)","v":2366},null,null,null,null,null,{"$f":"$B$44","v":7746307},"KIT HYDRAULIQUE 2ND CIRCUIT V3V EXTERNE","HK152",440,null,null,{"$f":"$B$44","v":7746307},"KIT HYDRAULIQUE 2ND CIRCUIT V3V EXTERNE","HK152",440,null,null,null,null,null,"","","","",""]
["EH381",7609926,{"$f":"VLOOKUP($B57,Tarif!A:D,2,FALSE)","v":"AWHP 8 MR-2 "},{"$f":"VLOOKUP($B57,Tarif!A:D,3,FALSE)","v":"EH381"},{"$f":"VLOOKUP($B57,Tarif!A:D,4,FALSE)","v":3170},null,null,null,null,null,{"$f":"IF($H$18=1,$B$45,$B$46)","v":7746412},"DOSSERET DE RACCORDEMENT V200 DROIT 1 CIRCUIT","HK154",580,null,null,{"$f":"IF($H$18=1,$B$45,$B$46)","v":7746412},"DOSSERET DE RACCORDEMENT V200 DROIT 1 CIRCUIT","HK154",580,null,null,null,null,null,"","","","",""]
["EH382",7609927,{"$f":"VLOOKUP($B58,Tarif!A:D,2,FALSE)","v":"AWHP 11 MR-2 "},{"$f":"VLOOKUP($B58,Tarif!A:D,3,FALSE)","v":"EH382"},{"$f":"VLOOKUP($B58,Tarif!A:D,4,FALSE)","v":4335},null,null,null,null,null,{"$f":"IF($H$18=1,$B$47,$B$48)","v":7746417},"DOSSERET DE RACCORDEMENT V200 GAUCHE 1 CIRCUIT","HK156",580,null,null,{"$f":"IF($H$18=1,$B$47,$B$48)","v":7746417},"DOSSERET DE RACCORDEMENT V200 GAUCHE 1 CIRCUIT","HK156",580,null,null,null,null,null,"","","","",""]
["EH383",7609928,{"$f":"VLOOKUP($B59,Tarif!A:D,2,FALSE)","v":"AWHP 11 TR-2 "},{"$f":"VLOOKUP($B59,Tarif!A:D,3,FALSE)","v":"EH383"},{"$f":"VLOOKUP($B59,Tarif!A:D,4,FALSE)","v":4666},null,null,null,null,null,null,null,null,null,null,null,null,null,null,null,null,null,null,null,null,"","","","",""]
["EH384",7609929,{"$f":"VLOOKUP($B60,Tarif!A:D,2,FALSE)","v":"AWHP 16 MR-2 "},{"$f":"VLOOKUP($B60,Tarif!A:D,3,FALSE)","v":"EH384"},{"$f":"VLOOKUP($B60,Tarif!A:D,4,FALSE)","v":5476},null,null,null,null,null,null,"Kit de fonction réversible",null,null,null,null,null,"Kit de fonction réversible",null,null,null,null,null,null,null,"","","","",""]
["EH385",7609930,{"$f":"VLOOKUP($B61,Tarif!A:D,2,FALSE)","v":"AWHP 16 TR-2 "},{"$f":"VLOOKUP($B61,Tarif!A:D,3,FALSE)","v":"EH385"},{"$f":"VLOOKUP($B61,Tarif!A:D,4,FALSE)","v":5922},null,null,null,null,null,{"$f":"$B$34","v":7677244},{"$f":"IFERROR(VLOOKUP(K61,$B$7:$E$102,2,FALSE),\"\")","v":"KIT ISOLATION MODE CLIMATISATION"},{"$f":"IFERROR(VLOOKUP(K61,$B$7:$E$102,3,FALSE),\"\")","v":"EH859"},{"$f":"IFERROR(VLOOKUP(K61,$B$7:$E$102,4,FALSE),\"\")","v":103},null,null,{"$f":"$B$34","v":7677244},{"$f":"IFERROR(VLOOKUP(Q61,$B$7:$E$102,2,FALSE),\"\")","v":"KIT ISOLATION MODE CLIMATISATION"},{"$f":"IFERROR(VLOOKUP(Q61,$B$7:$E$102,3,FALSE),\"\")","v":"EH859"},{"$f":"IFERROR(VLOOKUP(Q61,$B$7:$E$102,4,FALSE),\"\")","v":103},null,null,null,null,null,"","","","",""]
[null,null,null,{"$f":"\"\"","v":""},null,null,null,null,null,null,{"$f":"$B$36","v":100019114},"KIT SONDE HYGRO RAFRAICHISSEMENT","HK27",233,null,null,{"$f":"$B$36","v":100019114},"KIT SONDE HYGRO RAFRAICHISSEMENT","HK27",233,null,null,null,null,null,"","","","",""]
[null,"unité int. Élec",null,{"$f":"\"\"","v":""},null,null,null,null,null,null,{"$f":"$B$38","v":7622433},"KIT SONDE CONDENSATION (0-10V)","HZ64",420,null,null,{"$f":"$B$38","v":7622433},"KIT SONDE CONDENSATION (0-10V)","HZ64",420,null,null,null,null,null,"","","","",""]
[{"$f":"D64","v":"HK102"},7744888,{"$f":"VLOOKUP($B64,Tarif!A:D,2,FALSE)","v":"MHC-V200/H 4-8 "},{"$f":"VLOOKUP($B64,Tarif!A:D,3,FALSE)","v":"HK102"},{"$f":"VLOOKUP($B64,Tarif!A:D,4,FALSE)","v":4027},null,null,null,null,null,null,"","","",null,null,null,"","","",null,null,null,null,null,"","","","",""]
[{"$f":"D65","v":"HK103"},7744889,{"$f":"VLOOKUP($B65,Tarif!A:D,2,FALSE)","v":"MHC-V200/E 4-8 "},{"$f":"VLOOKUP($B65,Tarif!A:D,3,FALSE)","v":"HK103"},{"$f":"VLOOKUP($B65,Tarif!A:D,4,FALSE)","v":4138},null,null,null,null,null,null,"","","",null,null,null,"","","",null,null,null,null,null,"","","","",""]
[null,null,null,{"$f":"\"\"","v":""},null,null,null,null,null,null,null,"","","",null,null,null,"","","",null,null,null,null,null,"","","","",""]
[null,null,null,{"$f":"\"\"","v":""},null,null,null,null,null,null,null,"","","",null,null,null,"","","",null,null,null,null,null,"","","","",""]
[null,"unité int. Hydrau",null,{"$f":"\"\"","v":""},null,null,null,null,null,null,null,"","","",null,null,null,"","","",null,null,null,null,null,"","","","",""]
[{"$f":"D69","v":"HK104"},7744890,{"$f":"VLOOKUP($B69,Tarif!A:D,2,FALSE)","v":"MHC-V200/H 11-16 "},{"$f":"VLOOKUP($B69,Tarif!A:D,3,FALSE)","v":"HK104"},{"$f":"VLOOKUP($B69,Tarif!A:D,4,FALSE)","v":4924},null,null,null,null,null,null,null,null,null,null,null,null,null,null,null,null,null,null,null,null,"","","","",""]
[{"$f":"D70","v":"HK105"},7744891,{"$f":"VLOOKUP($B70,Tarif!A:D,2,FALSE)","v":"MHC-V200/E 11-16 "},{"$f":"VLOOKUP($B70,Tarif!A:D,3,FALSE)","v":"HK105"},{"$f":"VLOOKUP($B70,Tarif!A:D,4,FALSE)","v":5036},null,null,null,null,null,null,null,null,null,null,null,null,null,null,null,null,null,null,null,null,"","","","",""]
[null,null,null,{"$f":"\"\"","v":""},null,null,null,null,null,null,null,{"$f":"IFERROR(VLOOKUP(K71,$B$7:$E$102,2,FALSE),\"\")","v":""},{"$f":"IFERROR(VLOOKUP(K71,$B$7:$E$102,3,FALSE),\"\")","v":""},{"$f":"IFERROR(VLOOKUP(K71,$B$7:$E$102,4,FALSE),\"\")","v":""},null,null,null,{"$f":"IFERROR(VLOOKUP(Q71,$B$7:$E$102,2,FALSE),\"\")","v":""},{"$f":"IFERROR(VLOOKUP(Q71,$B$7:$E$102,3,FALSE),\"\")","v":""},{"$f":"IFERROR(VLOOKUP(Q71,$B$7:$E$102,4,FALSE),\"\")","v":""},null,null,null,null,null,"","","","",""]
[null,"Adaptateur frigo",null,{"$f":"\"\"","v":""},null,null,null,null,null,null,null,{"$f":"IFERROR(VLOOKUP(K72,$B$7:$E$102,2,FALSE),\"\")","v":""},{"$f":"IFERROR(VLOOKUP(K72,$B$7:$E$102,3,FALSE),\"\")","v":""},{"$f":"IFERROR(VLOOKUP(K72,$B$7:$E$102,4,FALSE),\"\")","v":""},null,null,null,{"$f":"IFERROR(VLOOKUP(Q72,$B$7:$E$102,2,FALSE),\"\")","v":""},{"$f":"IFERROR(VLOOKUP(Q72,$B$7:$E$102,3,FALSE),\"\")","v":""},{"$f":"IFERROR(VLOOKUP(Q72,$B$7:$E$102,4,FALSE),\"\")","v":""},null,null,null,null,null,"","","","",""]
[{"$f":"D73","v":"EH146"},100015480,{"$f":"VLOOKUP($B73,Tarif!$A:$D,2,FALSE)","v":"RACCORD D'ADAPTATION FRIGO POUR 4 kW ET 6 kW"},{"$f":"VLOOKUP($B73,Tarif!$A:$D,3,FALSE)","v":"EH146"},{"$f":"VLOOKUP($B73,Tarif!$A:$D,4,FALSE)","v":64},null,null,null,null,null,null,null,null,null,null,null,null,null,null,null,null,null,null,null,null,"","","","",""]
[null,null,null,{"$f":"\"\"","v":""},null,null,null,null,null,null,null,"Accessoires de régulation",null,null,null,null,null,"Accessoires de régulation",null,null,null,null,null,null,null,"","","","",""]
[null,null,null,{"$f":"\"\"","v":""},null,null,null,null,null,null,{"$f":"$B$25","v":88017859},{"$f":"IFERROR(VLOOKUP(K75,$B$7:$E$102,2,FALSE),\"\")","v":"THERMOSTAT D'AMBIANCE NON PROGRAMMABLE"},{"$f":"IFERROR(VLOOKUP(K75,$B$7:$E$102,3,FALSE),\"\")","v":"AD140"},{"$f":"IFERROR(VLOOKUP(K75,$B$7:$E$102,4,FALSE),\"\")","v":54},null,null,{"$f":"$B$25","v":88017859},{"$f":"IFERROR(VLOOKUP(Q75,$B$7:$E$102,2,FALSE),\"\")","v":"THERMOSTAT D'AMBIANCE NON PROGRAMMABLE"},{"$f":"IFERROR(VLOOKUP(Q75,$B$7:$E$102,3,FALSE),\"\")","v":"AD140"},{"$f":"IFERROR(VLOOKUP(Q75,$B$7:$E$102,4,FALSE),\"\")","v":54},null,null,null,null,null,"","","","",""]
[null,null,null,{"$f":"\"\"","v":""},null,null,null,null,null,null,{"$f":"$B$26","v":88017904},"THERMOSTAT AMBIANCE PROGRAMMABLE (FILAIRE)","AD191",176,null,null,{"$f":"$B$26","v":88017904},"THERMOSTAT AMBIANCE PROGRAMMABLE (FILAIRE)","AD191",176,null,null,null,null,null,"","","","",""]
[null,null,null,{"$f":"\"\"","v":""},null,null,null,null,null,null,{"$f":"$B$27","v":88017010},"THERMOSTAT D'AMBIANCE PROGRAMMABLE (SANS FILS)","AD192",308,null,null,{"$f":"$B$27","v":88017010},"THERMOSTAT D'AMBIANCE PROGRAMMABLE (SANS FILS)","AD192",308,null,null,null,null,null,"","","","",""]
[null,"PAC EM / ET",null,{"$f":"\"\"","v":""},null,null,null,null,null,null,{"$f":"$B$28","v":7691374},"THERMOSTAT AMBIANCE OETROSMART (R-BUS)","AD323",207,{"$f":"$H$18","v":1},null,{"$f":"$B$28","v":7691374},"THERMOSTAT AMBIANCE OETROSMART (R-BUS)","AD323",207,{"$f":"$H$18","v":1},null,null,null,null,"","","","",""]
[null,7693006,{"$f":"VLOOKUP($B79,Tarif!A:D,2,FALSE)","v":"PAC-C COLONNE-CONF 4.5MR/EM"},"-",{"$f":"VLOOKUP($B79,Tarif!A:D,4,FALSE)","v":6165},null,null,null,null,null,{"$f":"$B$29","v":7624902},"KIT CABLAGE PLANCHER CHAUFFANT DIRECT","HA255",40,null,null,{"$f":"$B$29","v":7624902},"KIT CABLAGE PLANCHER CHAUFFANT DIRECT","HA255",40,null,null,null,null,null,"","","","",""]
[null,7693008,{"$f":"VLOOKUP($B80,Tarif!A:D,2,FALSE)","v":"PAC-C COLONNE-CONF 6MR/EM"},"-",{"$f":"VLOOKUP($B80,Tarif!A:D,4,FALSE)","v":6568},null,null,null,null,null,{"$f":"$B$30","v":7657050},"KIT 2nd CIRCUIT AVEC V3V ET POMPE","EH858",614,null,null,{"$f":"$B$30","v":7657050},"KIT 2nd CIRCUIT AVEC V3V ET POMPE","EH858",614,null,null,null,null,null,"","","","",""]
[null,7693010,{"$f":"VLOOKUP($B81,Tarif!A:D,2,FALSE)","v":"PAC-C COLONNE-CONF 8MR/EM"},"-",{"$f":"VLOOKUP($B81,Tarif!A:D,4,FALSE)","v":7308},null,null,null,null,null,{"$f":"$B$31","v":7689751},"KIT CARTE DE REGULATION 2nd CIRCUIT (VERSION B)","EH862",113,null,null,{"$f":"$B$31","v":7689751},"KIT CARTE DE REGULATION 2nd CIRCUIT (VERSION B)","EH862",113,null,null,null,null,null,"","","","",""]
[null,7693012,{"$f":"VLOOKUP($B82,Tarif!A:D,2,FALSE)","v":"PAC-C COLONNE-CONF 11MR/EM"},"-",{"$f":"VLOOKUP($B82,Tarif!A:D,4,FALSE)","v":9371},null,null,null,null,null,null,"","","",null,null,null,"","","",null,null,null,null,null,"","","","",""]
[null,7693014,{"$f":"VLOOKUP($B83,Tarif!A:D,2,FALSE)","v":"PAC-C COLONNE-CONF 11TR/ET"},"-",{"$f":"VLOOKUP($B83,Tarif!A:D,4,FALSE)","v":9702},null,null,null,null,null,null,"","","",null,null,null,"","","",null,null,null,null,null,"","","","",""]
[null,7693017,{"$f":"VLOOKUP($B84,Tarif!A:D,2,FALSE)","v":"PAC-C COLONNE-CONF 16MR/EM"},"-",{"$f":"VLOOKUP($B84,Tarif!A:D,4,FALSE)","v":10512},null,null,null,null,null,null,"","","",null,null,null,"","","",null,null,null,null,null,"","","","",""]
[null,7693019,{"$f":"VLOOKUP($B85,Tarif!A:D,2,FALSE)","v":"PAC-C COLONNE-CONF 16TR/ET"},"-",{"$f":"VLOOKUP($B85,Tarif!A:D,4,FALSE)","v":10958},null,null,null,null,null,null,"","","",null,null,null,"","","",null,null,null,null,null,"","","","",""]
[null,null,null,{"$f":"\"\"","v":""},null,null,null,null,null,null,null,"","","",null,null,null,"","","",null,null,null,null,null,"","","","",""]
[null,"PAC HM / HT",null,{"$f":"\"\"","v":""},null,null,null,null,null,null,null,"","","",null,null,null,"","","",null,null,null,null,null,"","","","",""]
[null,7692998,{"$f":"VLOOKUP($B88,Tarif!A:D,2,FALSE)","v":"PAC-C COLONNE-CONF 4.5MR/H"},"-",{"$f":"VLOOKUP($B88,Tarif!A:D,4,FALSE)","v":6054},null,null,null,null,null,null,"","","",null,null,null,"","","",null,null,null,null,null,"","","","",""]
[null,7693007,{"$f":"VLOOKUP($B89,Tarif!A:D,2,FALSE)","v":"PAC-C COLONNE-CONF 6MR/H"},"-",{"$f":"VLOOKUP($B89,Tarif!A:D,4,FALSE)","v":6457}]
[null,7693009,{"$f":"VLOOKUP($B90,Tarif!A:D,2,FALSE)","v":"PAC-C COLONNE-CONF 8MR/H"},"-",{"$f":"VLOOKUP($B90,Tarif!A:D,4,FALSE)","v":7197}]
[null,7693011,{"$f":"VLOOKUP($B91,Tarif!A:D,2,FALSE)","v":"PAC-C COLONNE-CONF 11MR/H"},"-",{"$f":"VLOOKUP($B91,Tarif!A:D,4,FALSE)","v":9259}]
[null,7693013,{"$f":"VLOOKUP($B92,Tarif!A:D,2,FALSE)","v":"PAC-C COLONNE-CONF 11TR/HT"},"-",{"$f":"VLOOKUP($B92,Tarif!A:D,4,FALSE)","v":9590},null,null,null,null,null,{"$f":"$K$24","v":"PAC-C COLONNE-CONF (relève électrique)"},null,null,null,null,null,{"$f":"$Q$24","v":"PAC-C COLONNE-CONF (relève hydraulique)"}]
[null,7693016,{"$f":"VLOOKUP($B93,Tarif!A:D,2,FALSE)","v":"PAC-C COLONNE-CONF 16MR/H"},"-",{"$f":"VLOOKUP($B93,Tarif!A:D,4,FALSE)","v":10400},null,null,null,null,{"$f":"IF($H$9=OFFRE!$E$56,1,0)","v":0},{"$f":"OFFRE!$E$56","v":"PAC-C COLONNE-CONF 6 kW MONO - E"},null,null,null,null,{"$f":"IF($H$9=OFFRE!$F$56,1,0)","v":0},{"$f":"OFFRE!$F$56","v":"PAC-C COLONNE-CONF 6 kW MONO - H"}]
[null,7693018,{"$f":"VLOOKUP($B94,Tarif!A:D,2,FALSE)","v":"PAC-C COLONNE-CONF 16TR/HT"},"-",{"$f":"VLOOKUP($B94,Tarif!A:D,4,FALSE)","v":10846},null,null,null,null,"Appoint",{"$f":"OFFRE!$F$7","v":"Electrique"},null,null,null,null,null,{"$f":"OFFRE!$F$6","v":"Hydraulique par chaudière"}]
[]
[]
[null,7746412,{"$f":"VLOOKUP($B97,Tarif!A:D,2,FALSE)","v":"DOSSERET DE RACCORDEMENT V200 DROIT 1 CIRCUIT"},"-",{"$f":"VLOOKUP($B97,Tarif!A:D,4,FALSE)","v":580},null,null,null,null,null,null,null,null,null,null,null,null,null,null,null,null,null,null,null,null,"Si 6 MR choisi"]
[null,7746415,{"$f":"VLOOKUP($B98,Tarif!A:D,2,FALSE)","v":"DOSSERET DE RACCORDEMENT V200 DROIT 2 CIRCUITS"},"-",{"$f":"VLOOKUP($B98,Tarif!A:D,4,FALSE)","v":680},null,null,null,null,"6 MR",null,{"$f":"IF($J$13=OFFRE!$H$23,\"Kit complet : PAC + accessoires\",\"\")","v":"Kit complet : PAC + accessoires"},null,null,null,null,null,{"$f":"IF($J$13=OFFRE!$H$23,\"Kit complet : PAC + accessoires\",\"\")","v":"Kit complet : PAC + accessoires"},null,null,null,null,null,null,{"$f":"IF($AA107=\"\",0,1)","v":0},{"$f":"IF($J$93=1,IF(K98=\"\",\"\",K98),IF($P$93=1,IF(Q98=\"\",\"\",Q98),\"\"))","v":""},{"$f":"IF($J$93=1,IF(L98=\"\",\"\",L98),IF($P$93=1,IF(R98=\"\",\"\",R98),\"\"))","v":""},{"$f":"IF($J$93=1,IF(M98=\"\",\"\",M98),IF($P$93=1,IF(S98=\"\",\"\",S98),\"\"))","v":""},{"$f":"IF($J$93=1,IF(N98=\"\",\"\",N98),IF($P$93=1,IF(T98=\"\",\"\",T98),\"\"))","v":""},{"$f":"IF($J$93=1,IF(O98=\"\",\"\",O98),IF($P$93=1,IF(U98=\"\",\"\",U98),\"\"))","v":""}]
[null,7746417,{"$f":"VLOOKUP($B99,Tarif!A:D,2,FALSE)","v":"DOSSERET DE RACCORDEMENT V200 GAUCHE 1 CIRCUIT"},"-",{"$f":"VLOOKUP($B99,Tarif!A:D,4,FALSE)","v":580},null,null,null,null,null,{"$f":"IF($J$13=OFFRE!$H$23,$B$80,\"\")","v":7693008},{"$f":"IFERROR(VLOOKUP(K99,$B$7:$E$102,2,FALSE),\"\")","v":"PAC-C COLONNE-CONF 6MR/EM"},{"$f":"IFERROR(VLOOKUP(K99,$B$7:$E$102,3,FALSE),\"\")","v":"-"},{"$f":"IFERROR(VLOOKUP(K99,$B$7:$E$102,4,FALSE),\"\")","v":6568},{"$f":"IF(K99=\"\",\"\",1)","v":1},null,{"$f":"IF($J$13=OFFRE!$H$23,$B$89,\"\")","v":7693007},{"$f":"IFERROR(VLOOKUP(Q99,$B$7:$E$102,2,FALSE),\"\")","v":"PAC-C COLONNE-CONF 6MR/H"},{"$f":"IFERROR(VLOOKUP(Q99,$B$7:$E$102,3,FALSE),\"\")","v":"-"},{"$f":"IFERROR(VLOOKUP(Q99,$B$7:$E$102,4,FALSE),\"\")","v":6457},{"$f":"IF(Q99=\"\",\"\",1)","v":1},null,null,null,null,{"$f":"IF($J$93=1,IF(K99=\"\",\"\",K99),IF($P$93=1,IF(Q99=\"\",\"\",Q99),\"\"))","v":""},{"$f":"IF($J$93=1,IF(L99=\"\",\"\",L99),IF($P$93=1,IF(R99=\"\",\"\",R99),\"\"))","v":""},{"$f":"IF($J$93=1,IF(M99=\"\",\"\",M99),IF($P$93=1,IF(S99=\"\",\"\",S99),\"\"))","v":""},{"$f":"IF($J$93=1,IF(N99=\"\",\"\",N99),IF($P$93=1,IF(T99=\"\",\"\",T99),\"\"))","v":""},{"$f":"IF($J$93=1,IF(O99=\"\",\"\",O99),IF($P$93=1,IF(U99=\"\",\"\",U99),\"\"))","v":""}]
[null,7746419,{"$f":"VLOOKUP($B100,Tarif!A:D,2,FALSE)","v":"DOSSERET DE RACCORDEMENT V200 GAUCHE 2 CIRCUITS"},"-",{"$f":"VLOOKUP($B100,Tarif!A:D,4,FALSE)","v":680},null,null,null,null,null,null,null,null,null,null,null,null,null,null,null,null,null,null,null,null,"","","","",""]
[null,null,null,null,null,null,null,null,null,null,null,{"$f":"IF($J$13=OFFRE!$H$24,\"Sélection personnalisée\",\"\")","v":""},null,null,null,null,null,{"$f":"IF($J$13=OFFRE!$H$24,\"Sélection personnalisée\",\"\")","v":""},null,null,null,null,null,null,null,"","","","",""]
[null,null,null,null,null,null,null,null,null,null,{"$f":"IF($J$13=OFFRE!$H$24,$B$64,\"\")","v":""},{"$f":"IFERROR(VLOOKUP(K102,$B$7:$E$102,2,FALSE),\"\")","v":""},{"$f":"IFERROR(VLOOKUP(K102,$B$7:$E$102,3,FALSE),\"\")","v":""},{"$f":"IFERROR(VLOOKUP(K102,$B$7:$E$102,4,FALSE),\"\")","v":""},{"$f":"IF(K102=\"\",\"\",1)","v":""},null,{"$f":"IF($J$13=OFFRE!$H$24,$B$69,\"\")","v":""},{"$f":"IFERROR(VLOOKUP(Q102,$B$7:$E$102,2,FALSE),\"\")","v":""},{"$f":"IFERROR(VLOOKUP(Q102,$B$7:$E$102,3,FALSE),\"\")","v":""},{"$f":"IFERROR(VLOOKUP(Q102,$B$7:$E$102,4,FALSE),\"\")","v":""},{"$f":"IF(Q102=\"\",\"\",1)","v":""},null,null,null,null,"","","","",""]
[null,null,null,null,null,"Qté pour devis type",null,null,null,null,{"$f":"IF($J$13=OFFRE!$H$24,$B$56,\"\")","v":""},{"$f":"IFERROR(VLOOKUP(K103,$B$7:$E$102,2,FALSE),\"\")","v":""},{"$f":"IFERROR(VLOOKUP(K103,$B$7:$E$102,3,FALSE),\"\")","v":""},{"$f":"IFERROR(VLOOKUP(K103,$B$7:$E$102,4,FALSE),\"\")","v":""},{"$f":"IF(K103=\"\",\"\",1)","v":""},null,{"$f":"IF($J$13=OFFRE!$H$24,$B$56,\"\")","v":""},{"$f":"IFERROR(VLOOKUP(Q103,$B$7:$E$102,2,FALSE),\"\")","v":""},{"$f":"IFERROR(VLOOKUP(Q103,$B$7:$E$102,3,FALSE),\"\")","v":""},{"$f":"IFERROR(VLOOKUP(Q103,$B$7:$E$102,4,FALSE),\"\")","v":""},{"$f":"IF(Q103=\"\",\"\",1)","v":""},null,null,null,null,"","","","",""]
[null,"Devis",null,null,null,null,null,null,null,null,{"$f":"IF($J$13=OFFRE!$H$24,$B$73,\"\")","v":""},{"$f":"IFERROR(VLOOKUP(K104,$B$7:$E$102,2,FALSE),\"\")","v":""},{"$f":"IFERROR(VLOOKUP(K104,$B$7:$E$102,3,FALSE),\"\")","v":""},{"$f":"IFERROR(VLOOKUP(K104,$B$7:$E$102,4,FALSE),\"\")","v":""},{"$f":"IF(K104=\"\",\"\",1)","v":""},null,{"$f":"IF($J$13=OFFRE!$H$24,$B$73,\"\")","v":""},{"$f":"IFERROR(VLOOKUP(Q104,$B$7:$E$102,2,FALSE),\"\")","v":""},{"$f":"IFERROR(VLOOKUP(Q104,$B$7:$E$102,3,FALSE),\"\")","v":""},{"$f":"IFERROR(VLOOKUP(Q104,$B$7:$E$102,4,FALSE),\"\")","v":""},{"$f":"IF(Q104=\"\",\"\",1)","v":""},null,null,null,null,"","","","",""]
[null,{"$f":"IF($Y$98=1,Z98,IF($Y$165=1,Z165,IF($Y$232=1,Z232,IF($Y$299=1,Z299,IF($Y$366=1,Z366,IF($Y$433=1,Z433,IF($Y$30=1,Z30,\"\")))))))","v":""},"","","","",null,null,null,null,null,{"$f":"IFERROR(VLOOKUP(K105,$B$7:$E$102,2,FALSE),\"\")","v":""},{"$f":"IFERROR(VLOOKUP(K105,$B$7:$E$102,3,FALSE),\"\")","v":""},{"$f":"IFERROR(VLOOKUP(K105,$B$7:$E$102,4,FALSE),\"\")","v":""},{"$f":"IF(K105=\"\",\"\",1)","v":""},null,null,{"$f":"IFERROR(VLOOKUP(Q105,$B$7:$E$102,2,FALSE),\"\")","v":""},{"$f":"IFERROR(VLOOKUP(Q105,$B$7:$E$102,3,FALSE),\"\")","v":""},{"$f":"IFERROR(VLOOKUP(Q105,$B$7:$E$102,4,FALSE),\"\")","v":""},{"$f":"IF(Q105=\"\",\"\",1)","v":""},null,null,null,null,"","","","",""]
[null,"","","","","",null,null,null,null,null,null,null,null,{"$f":"IF(K106=\"\",\"\",1)","v":""},null,null,null,null,null,{"$f":"IF(Q106=\"\",\"\",1)","v":""},null,null,null,null,"","","","",""]
[null,{"$f":"IF($Y$98=1,Z100,IF($Y$165=1,Z167,IF($Y$232=1,Z234,IF($Y$299=1,Z301,IF($Y$366=1,Z368,IF($Y$433=1,Z435,IF($Y$30=1,Z32,\"\")))))))","v":""},{"$f":"IF($Y$98=1,AA100,IF($Y$165=1,AA167,IF($Y$232=1,AA234,IF($Y$299=1,AA301,IF($Y$366=1,AA368,IF($Y$433=1,AA435,IF($Y$30=1,AA32,\"\")))))))","v":""},{"$f":"IF($Y$98=1,AB100,IF($Y$165=1,AB167,IF($Y$232=1,AB234,IF($Y$299=1,AB301,IF($Y$366=1,AB368,IF($Y$433=1,AB435,IF($Y$30=1,AB32,\"\")))))))","v":""},{"$f":"IF($Y$98=1,AC100,IF($Y$165=1,AC167,IF($Y$232=1,AC234,IF($Y$299=1,AC301,IF($Y$366=1,AC368,IF($Y$433=1,AC435,IF($Y$30=1,AC32,\"\")))))))","v":""},{"$f":"IF($Y$98=1,AD100,IF($Y$165=1,AD167,IF($Y$232=1,AD234,IF($Y$299=1,AD301,IF($Y$366=1,AD368,IF($Y$433=1,AD435,IF($Y$30=1,AD32,\"\")))))))","v":""},null,null,null,null,null,"Accessoires de mise en œuvre",null,null,null,null,null,"Accessoires de mise en œuvre",null,null,null,null,null,null,null,"","","","",""]
[null,"","","","","",null,null,null,null,{"$f":"IF($H$15=OFFRE!$H$16,'Offre SV200 - ERIA N DUO '!$B$12,'Offre SV200 - ERIA N DUO '!$B$8)","v":7694974},{"$f":"IFERROR(VLOOKUP(K108,$B$7:$E$102,2,FALSE),\"\")","v":"SUPPORT AU SOL CAOUTCHOUC 600MM"},{"$f":"IFERROR(VLOOKUP(K108,$B$7:$E$102,3,FALSE),\"\")","v":"EH879"},{"$f":"IFERROR(VLOOKUP(K108,$B$7:$E$102,4,FALSE),\"\")","v":119},1,null,{"$f":"IF($H$15=OFFRE!$H$16,'Offre SV200 - ERIA N DUO '!$B$12,'Offre SV200 - ERIA N DUO '!$B$8)","v":7694974},{"$f":"IFERROR(VLOOKUP(Q108,$B$7:$E$102,2,FALSE),\"\")","v":"SUPPORT AU SOL CAOUTCHOUC 600MM"},{"$f":"IFERROR(VLOOKUP(Q108,$B$7:$E$102,3,FALSE),\"\")","v":"EH879"},{"$f":"IFERROR(VLOOKUP(Q108,$B$7:$E$102,4,FALSE),\"\")","v":119},1,null,null,null,null,"","","","",""]
[null,"","","","","",null,null,null,null,null,{"$f":"IFERROR(VLOOKUP(K109,$B$7:$E$102,2,FALSE),\"\")","v":""},{"$f":"IFERROR(VLOOKUP(K109,$B$7:$E$102,3,FALSE),\"\")","v":""},{"$f":"IFERROR(VLOOKUP(K109,$B$7:$E$102,4,FALSE),\"\")","v":""},null,null,null,{"$f":"IFERROR(VLOOKUP(Q109,$B$7:$E$102,2,FALSE),\"\")","v":""},{"$f":"IFERROR(VLOOKUP(Q109,$B$7:$E$102,3,FALSE),\"\")","v":""},{"$f":"IFERROR(VLOOKUP(Q109,$B$7:$E$102,4,FALSE),\"\")","v":""},null,null,null,null,null,"","","","",""]
[null,"","","","","",null,null,null,null,null,null,null,null,null,null,null,null,null,null,null,null,null,null,null,"","","","",""]
[null,"","","","","",null,null,null,null,null,"Liaison frigorifique",null,null,null,null,null,"Liaison frigorifique",null,null,null,null,null,null,null,"","","","",""]
[null,"","","","","",null,null,null,null,{"$f":"$B$18","v":100015476},{"$f":"IFERROR(VLOOKUP(K112,$B$7:$E$102,2,FALSE),\"\")","v":"LIAISON FRIGORIFIQUE PE 1/2\" 1/4\" - LG 10 m"},{"$f":"IFERROR(VLOOKUP(K112,$B$7:$E$102,3,FALSE),\"\")","v":"EH142"},{"$f":"IFERROR(VLOOKUP(K112,$B$7:$E$102,4,FALSE),\"\")","v":255},1,null,{"$f":"$B$18","v":100015476},{"$f":"IFERROR(VLOOKUP(Q112,$B$7:$E$102,2,FALSE),\"\")","v":"LIAISON FRIGORIFIQUE PE 1/2\" 1/4\" - LG 10 m"},{"$f":"IFERROR(VLOOKUP(Q112,$B$7:$E$102,3,FALSE),\"\")","v":"EH142"},{"$f":"IFERROR(VLOOKUP(Q112,$B$7:$E$102,4,FALSE),\"\")","v":255},1,null,null,null,null,"","","","",""]
[null,"","","","","",null,null,null,null,null,{"$f":"IFERROR(VLOOKUP(K113,$B$7:$E$102,2,FALSE),\"\")","v":""},{"$f":"IFERROR(VLOOKUP(K113,$B$7:$E$102,3,FALSE),\"\")","v":""},{"$f":"IFERROR(VLOOKUP(K113,$B$7:$E$102,4,FALSE),\"\")","v":""},null,null,null,{"$f":"IFERROR(VLOOKUP(Q113,$B$7:$E$102,2,FALSE),\"\")","v":""},{"$f":"IFERROR(VLOOKUP(Q113,$B$7:$E$102,3,FALSE),\"\")","v":""},{"$f":"IFERROR(VLOOKUP(Q113,$B$7:$E$102,4,FALSE),\"\")","v":""},null,null,null,null,null,"","","","",""]
[null,"","","","","",null,null,null,null,null,{"$f":"IFERROR(VLOOKUP(K114,$B$7:$E$102,2,FALSE),\"\")","v":""},{"$f":"IFERROR(VLOOKUP(K114,$B$7:$E$102,3,FALSE),\"\")","v":""},{"$f":"IFERROR(VLOOKUP(K114,$B$7:$E$102,4,FALSE),\"\")","v":""},null,null,null,{"$f":"IFERROR(VLOOKUP(Q114,$B$7:$E$102,2,FALSE),\"\")","v":""},{"$f":"IFERROR(VLOOKUP(Q114,$B$7:$E$102,3,FALSE),\"\")","v":""},{"$f":"IFERROR(VLOOKUP(Q114,$B$7:$E$102,4,FALSE),\"\")","v":""},null,null,null,null,null,"","","","",""]
[null,"","","","","",null,null,null,null,null,null,null,null,null,null,null,null,null,null,null,null,null,null,null,"","","","",""]
[null,"","","","","",null,null,null,null,null,"Accessoires de raccordement hydraulique",null,null,null,null,null,"Accessoires de raccordement hydraulique",null,null,null,null,null,null,null,"","","","",""]
[null,"","","","","",null,null,null,null,{"$f":"$B$21","v":100008841},{"$f":"IFERROR(VLOOKUP(K117,$B$7:$E$102,2,FALSE),\"\")","v":"BALLON TAMPON 80L B 80 T"},{"$f":"IFERROR(VLOOKUP(K117,$B$7:$E$102,3,FALSE),\"\")","v":"EH85"},{"$f":"IFERROR(VLOOKUP(K117,$B$7:$E$102,4,FALSE),\"\")","v":572},1,null,{"$f":"$B$21","v":100008841},{"$f":"IFERROR(VLOOKUP(Q117,$B$7:$E$102,2,FALSE),\"\")","v":"BALLON TAMPON 80L B 80 T"},{"$f":"IFERROR(VLOOKUP(Q117,$B$7:$E$102,3,FALSE),\"\")","v":"EH85"},{"$f":"IFERROR(VLOOKUP(Q117,$B$7:$E$102,4,FALSE),\"\")","v":572},1,null,null,null,null,"","","","",""]
[null,"","","","","",null,null,null,null,{"$f":"$B$22","v":100004415},"BALLON TAMPON 160L B 150 T","EH60",857,null,null,{"$f":"$B$22","v":100004415},"BALLON TAMPON 160L B 150 T","EH60",857,null,null,null,null,null,"","","","",""]
[null,"","","","","",null,null,null,null,{"$f":"$B$35","v":7687189},"KIT POMPE DE RELEVAGE","EH860",158,null,null,{"$f":"$B$35","v":7687189},"KIT POMPE DE RELEVAGE","EH860",158,null,null,null,null,null,"","","","",""]
[null,"","","","","",null,null,null,null,{"$f":"$B$37","v":7636899},"KIT SILENCIEUX MODULE EXTERIEUR","EH572",66,null,null,{"$f":"$B$37","v":7636899},"KIT SILENCIEUX MODULE EXTERIEUR","EH572",66,null,null,null,null,null,"","","","",""]
[null,"","","","","",null,null,null,null,{"$f":"$B$39","v":88017017},"SONDE DEPART v3v","AD199",85,null,null,{"$f":"$B$39","v":88017017},"SONDE DEPART v3v","AD199",85,null,null,null,null,null,"","","","",""]
[null,"","","","","",null,null,null,null,{"$f":"$B$42","v":7746242},"SOUPAPE DIFFERENTIELLE ","HK150",59,1,null,{"$f":"$B$42","v":7746242},"SOUPAPE DIFFERENTIELLE ","HK150",59,1,null,null,null,null,"","","","",""]
[null,"","","","","",null,null,null,null,{"$f":"$B$43","v":7746197},"BOUTEILLE DE DECOUPLAGE 25L"," HK147",362,1,null,{"$f":"$B$43","v":7746197},"BOUTEILLE DE DECOUPLAGE 25L"," HK147",362,1,null,null,null,null,"","","","",""]
[null,"","","","","",null,null,null,null,{"$f":"$B$44","v":7746307},"KIT HYDRAULIQUE 2ND CIRCUIT V3V EXTERNE","HK152",440,null,null,{"$f":"$B$44","v":7746307},"KIT HYDRAULIQUE 2ND CIRCUIT V3V EXTERNE","HK152",440,null,null,null,null,null,"","","","",""]
[null,"","","","","",null,null,null,null,{"$f":"IF($H$18=1,$B$45,$B$46)","v":7746412},"DOSSERET DE RACCORDEMENT V200 DROIT 1 CIRCUIT","HK154",580,null,null,{"$f":"IF($H$18=1,$B$45,$B$46)","v":7746412},"DOSSERET DE RACCORDEMENT V200 DROIT 1 CIRCUIT","HK154",580,null,null,null,null,null,"","","","",""]
[null,"","","","","",null,null,null,null,{"$f":"IF($H$18=1,$B$47,$B$48)","v":7746417},"DOSSERET DE RACCORDEMENT V200 GAUCHE 1 CIRCUIT","HK156",580,null,null,{"$f":"IF($H$18=1,$B$47,$B$48)","v":7746417},"DOSSERET DE RACCORDEMENT V200 GAUCHE 1 CIRCUIT","HK156",580,null,null,null,null,null,"","","","",""]
[null,"","","","","",null,null,null,null,null,null,null,null,null,null,null,null,null,null,null,null,null,null,null,"","","","",""]
[null,"","","","","",null,null,null,null,null,"Kit de fonction réversible",null,null,null,null,null,"Kit de fonction réversible",null,null,null,null,null,null,null,"","","","",""]
[null,"","","","","",null,null,null,null,{"$f":"$B$34","v":7677244},{"$f":"IFERROR(VLOOKUP(K129,$B$7:$E$102,2,FALSE),\"\")","v":"KIT ISOLATION MODE CLIMATISATION"},{"$f":"IFERROR(VLOOKUP(K129,$B$7:$E$102,3,FALSE),\"\")","v":"EH859"},{"$f":"IFERROR(VLOOKUP(K129,$B$7:$E$102,4,FALSE),\"\")","v":103},null,null,{"$f":"$B$34","v":7677244},{"$f":"IFERROR(VLOOKUP(Q129,$B$7:$E$102,2,FALSE),\"\")","v":"KIT ISOLATION MODE CLIMATISATION"},{"$f":"IFERROR(VLOOKUP(Q129,$B$7:$E$102,3,FALSE),\"\")","v":"EH859"},{"$f":"IFERROR(VLOOKUP(Q129,$B$7:$E$102,4,FALSE),\"\")","v":103},null,null,null,null,null,"","","","",""]
[null,"","","","","",null,null,null,null,{"$f":"$B$36","v":100019114},"KIT SONDE HYGRO RAFRAICHISSEMENT","HK27",233,null,null,{"$f":"$B$36","v":100019114},"KIT SONDE HYGRO RAFRAICHISSEMENT","HK27",233,null,null,null,null,null,"","","","",""]
[null,"","","","","",null,null,null,null,{"$f":"$B$38","v":7622433},"KIT SONDE CONDENSATION (0-10V)","HZ64",420,null,null,{"$f":"$B$38","v":7622433},"KIT SONDE CONDENSATION (0-10V)","HZ64",420,null,null,null,null,null,"","","","",""]
[null,"","","","","",null,null,null,null,null,"","","",null,null,null,"","","",null,null,null,null,null,"","","","",""]
[null,"","","","","",null,null,null,null,null,"","","",null,null,null,"","","",null,null,null,null,null,"","","","",""]
[null,"","","","","",null,null,null,null,null,"","","",null,null,null,"","","",null,null,null,null,null,"","","","",""]
[null,"","","","","",null,null,null,null,null,"","","",null,null,null,"","","",null,null,null,null,null,"","","","",""]
[null,"","","","","",null,null,null,null,null,"","","",null,null,null,"","","",null,null,null,null,null,"","","","",""]
[null,"","","","","",null,null,null,null,null,null,null,null,null,null,null,null,null,null,null,null,null,null,null,"","","","",""]
[null,"","","","","",null,null,null,null,null,null,null,null,null,null,null,null,null,null,null,null,null,null,null,"","","","",""]
[null,"","","","","",null,null,null,null,null,{"$f":"IFERROR(VLOOKUP(K139,$B$7:$E$102,2,FALSE),\"\")","v":""},{"$f":"IFERROR(VLOOKUP(K139,$B$7:$E$102,3,FALSE),\"\")","v":""},{"$f":"IFERROR(VLOOKUP(K139,$B$7:$E$102,4,FALSE),\"\")","v":""},null,null,null,{"$f":"IFERROR(VLOOKUP(Q139,$B$7:$E$102,2,FALSE),\"\")","v":""},{"$f":"IFERROR(VLOOKUP(Q139,$B$7:$E$102,3,FALSE),\"\")","v":""},{"$f":"IFERROR(VLOOKUP(Q139,$B$7:$E$102,4,FALSE),\"\")","v":""},null,null,null,null,null,"","","","",""]
[null,"","","","","",null,null,null,null,null,{"$f":"IFERROR(VLOOKUP(K140,$B$7:$E$102,2,FALSE),\"\")","v":""},{"$f":"IFERROR(VLOOKUP(K140,$B$7:$E$102,3,FALSE),\"\")","v":""},{"$f":"IFERROR(VLOOKUP(K140,$B$7:$E$102,4,FALSE),\"\")","v":""},null,null,null,{"$f":"IFERROR(VLOOKUP(Q140,$B$7:$E$102,2,FALSE),\"\")","v":""},{"$f":"IFERROR(VLOOKUP(Q140,$B$7:$E$102,3,FALSE),\"\")","v":""},{"$f":"IFERROR(VLOOKUP(Q140,$B$7:$E$102,4,FALSE),\"\")","v":""},null,null,null,null,null,"","","","",""]
[null,"","","","","",null,null,null,null,null,null,null,null,null,null,null,null,null,null,null,null,null,null,null,"","","","",""]
[null,"","","","","",null,null,null,null,null,"Accessoires de régulation",null,null,null,null,null,"Accessoires de régulation",null,null,null,null,null,null,null,"","","","",""]
[null,"","","","","",null,null,null,null,{"$f":"$B$25","v":88017859},{"$f":"IFERROR(VLOOKUP(K143,$B$7:$E$102,2,FALSE),\"\")","v":"THERMOSTAT D'AMBIANCE NON PROGRAMMABLE"},{"$f":"IFERROR(VLOOKUP(K143,$B$7:$E$102,3,FALSE),\"\")","v":"AD140"},{"$f":"IFERROR(VLOOKUP(K143,$B$7:$E$102,4,FALSE),\"\")","v":54},null,null,{"$f":"$B$25","v":88017859},{"$f":"IFERROR(VLOOKUP(Q143,$B$7:$E$102,2,FALSE),\"\")","v":"THERMOSTAT D'AMBIANCE NON PROGRAMMABLE"},{"$f":"IFERROR(VLOOKUP(Q143,$B$7:$E$102,3,FALSE),\"\")","v":"AD140"},{"$f":"IFERROR(VLOOKUP(Q143,$B$7:$E$102,4,FALSE),\"\")","v":54},null,null,null,null,null,"","","","",""]
[null,"","","","","",null,null,null,null,{"$f":"$B$26","v":88017904},"THERMOSTAT AMBIANCE PROGRAMMABLE (FILAIRE)","AD191",176,null,null,{"$f":"$B$26","v":88017904},"THERMOSTAT AMBIANCE PROGRAMMABLE (FILAIRE)","AD191",176,null,null,null,null,null,"","","","",""]
[null,"","","","","",null,null,null,null,{"$f":"$B$27","v":88017010},"THERMOSTAT D'AMBIANCE PROGRAMMABLE (SANS FILS)","AD192",308,null,null,{"$f":"$B$27","v":88017010},"THERMOSTAT D'AMBIANCE PROGRAMMABLE (SANS FILS)","AD192",308,null,null,null,null,null,"","","","",""]
[null,"","","","","",null,null,null,null,{"$f":"$B$28","v":7691374},"THERMOSTAT AMBIANCE OETROSMART (R-BUS)","AD323",207,{"$f":"$H$18","v":1},null,{"$f":"$B$28","v":7691374},"THERMOSTAT AMBIANCE OETROSMART (R-BUS)","AD323",207,{"$f":"$H$18","v":1},null,null,null,null,"","","","",""]
[null,"","","","","",null,null,null,null,{"$f":"$B$29","v":7624902},"KIT CABLAGE PLANCHER CHAUFFANT DIRECT","HA255",40,null,null,{"$f":"$B$29","v":7624902},"KIT CABLAGE PLANCHER CHAUFFANT DIRECT","HA255",40,null,null,null,null,null,"","","","",""]
[null,"","","","","",null,null,null,null,{"$f":"$B$30","v":7657050},"KIT 2nd CIRCUIT AVEC V3V ET POMPE","EH858",614,null,null,{"$f":"$B$30","v":7657050},"KIT 2nd CIRCUIT AVEC V3V ET POMPE","EH858",614,null,null,null,null,null,"","","","",""]
[null,"","","","","",null,null,null,null,{"$f":"$B$31","v":7689751},"KIT CARTE DE REGULATION 2nd CIRCUIT (VERSION B)","EH862",113,null,null,{"$f":"$B$31","v":7689751},"KIT CARTE DE REGULATION 2nd CIRCUIT (VERSION B)","EH862",113,null,null,null,null,null,"","","","",""]
[null,"","","","","",null,null,null,null,null,"","","",null,null,null,"","","",null,null,null,null,null,"","","","",""]
[null,"","","","","",null,null,null,null,null,"","","",null,null,null,"","","",null,null,null,null,null,"","","","",""]
[null,"","","","","",null,null,null,null,null,"","","",null,null,null,"","","",null,null,null,null,null,"","","","",""]
[null,"","","","","",null,null,null,null,null,"","","",null,null,null,"","","",null,null,null,null,null,"","","","",""]
[null,"","","","","",null,null,null,null,null,"","","",null,null,null,"","","",null,null,null,null,null,"","","","",""]
[null,"","","","","",null,null,null,null,null,"","","",null,null,null,"","","",null,null,null,null,null,"","","","",""]
[null,"","","","","",null,null,null,null,null,"","","",null,null,null,"","","",null,null,null,null,null,"","","","",""]
[null,{"$f":"IF($Y$98=1,Z150,IF($Y$165=1,Z217,IF($Y$232=1,Z284,IF($Y$299=1,Z351,IF($Y$366=1,Z418,IF($Y$433=1,Z485,IF($Y$30=1,Z82,\"\")))))))","v":""},{"$f":"IF($Y$98=1,AA150,IF($Y$165=1,AA217,IF($Y$232=1,AA284,IF($Y$299=1,AA351,IF($Y$366=1,AA418,IF($Y$433=1,AA485,IF($Y$30=1,AA82,\"\")))))))","v":""},{"$f":"IF($Y$98=1,AB150,IF($Y$165=1,AB217,IF($Y$232=1,AB284,IF($Y$299=1,AB351,IF($Y$366=1,AB418,IF($Y$433=1,AB485,IF($Y$30=1,AB82,\"\")))))))","v":""},{"$f":"IF($Y$98=1,AC150,IF($Y$165=1,AC217,IF($Y$232=1,AC284,IF($Y$299=1,AC351,IF($Y$366=1,AC418,IF($Y$433=1,AC485,IF($Y$30=1,AC82,\"\")))))))","v":""},{"$f":"IF($Y$98=1,AD150,IF($Y$165=1,AD217,IF($Y$232=1,AD284,IF($Y$299=1,AD351,IF($Y$366=1,AD418,IF($Y$433=1,AD485,IF($Y$30=1,AD82,\"\")))))))","v":""}]
[null,"","","","",""]
[null,"","","","","",null,null,null,null,{"$f":"$K$24","v":"PAC-C COLONNE-CONF (relève électrique)"},null,null,null,null,null,{"$f":"$Q$24","v":"PAC-C COLONNE-CONF (relève hydraulique)"}]
[null,"","","","","",null,null,null,{"$f":"IF($H$9=OFFRE!$E$57,1,0)","v":0},{"$f":"OFFRE!$E$57","v":"PAC-C COLONNE-CONF 8 kW MONO - E"},null,null,null,null,{"$f":"IF($H$9=OFFRE!$F$57,1,0)","v":0},{"$f":"OFFRE!$F$57","v":"PAC-C COLONNE-CONF 8 kW MONO - H"}]
[null,"","","","","",null,null,null,"Appoint",{"$f":"OFFRE!$F$7","v":"Electrique"},null,null,null,null,null,{"$f":"OFFRE!$F$6","v":"Hydraulique par chaudière"}]
[null,"","","","",""]
[null,"","","","",""]
[null,{"$f":"\"\"","v":""},{"$f":"M5","v":"Accessoires de régulation nécessaires pour les circuits indiqués :"},{"$f":"\"\"","v":""},{"$f":"\"\"","v":""},{"$f":"\"\"","v":""},null,null,null,null,null,null,null,null,null,null,null,null,null,null,null,null,null,null,null,"Si 8 MR choisi"]
[null,{"$f":"\"\"","v":""},{"$f":"M6","v":"1 circuit : Vanne"},{"$f":"\"\"","v":""},{"$f":"\"\"","v":""},{"$f":"\"\"","v":""},null,null,null,"8 MR",null,{"$f":"IF($J$13=OFFRE!$H$23,\"Kit complet : PAC + accessoires\",\"\")","v":"Kit complet : PAC + accessoires"},null,null,null,null,null,{"$f":"IF($J$13=OFFRE!$H$23,\"Kit complet : PAC + accessoires\",\"\")","v":"Kit complet : PAC + accessoires"},null,null,null,null,null,null,{"$f":"IF($AA174=\"\",0,1)","v":0},{"$f":"IF($J$160=1,IF(K165=\"\",\"\",K165),IF($P$160=1,IF(Q165=\"\",\"\",Q165),\"\"))","v":""},{"$f":"IF($J$160=1,IF(L165=\"\",\"\",L165),IF($P$160=1,IF(R165=\"\",\"\",R165),\"\"))","v":""},{"$f":"IF($J$160=1,IF(M165=\"\",\"\",M165),IF($P$160=1,IF(S165=\"\",\"\",S165),\"\"))","v":""},{"$f":"IF($J$160=1,IF(N165=\"\",\"\",N165),IF($P$160=1,IF(T165=\"\",\"\",T165),\"\"))","v":""},{"$f":"IF($J$160=1,IF(O165=\"\",\"\",O165),IF($P$160=1,IF(U165=\"\",\"\",U165),\"\"))","v":""}]
[null,{"$f":"\"\"","v":""},{"$f":"\"\"","v":""},{"$f":"\"\"","v":""},{"$f":"\"\"","v":""},{"$f":"\"\"","v":""},null,null,null,null,{"$f":"IF($J$13=OFFRE!$H$23,$B$81,\"\")","v":7693010},{"$f":"IFERROR(VLOOKUP(K166,$B$7:$E$102,2,FALSE),\"\")","v":"PAC-C COLONNE-CONF 8MR/EM"},{"$f":"IFERROR(VLOOKUP(K166,$B$7:$E$102,3,FALSE),\"\")","v":"-"},{"$f":"IFERROR(VLOOKUP(K166,$B$7:$E$102,4,FALSE),\"\")","v":7308},{"$f":"IF(K166=\"\",\"\",1)","v":1},null,{"$f":"IF($J$13=OFFRE!$H$23,$B$90,\"\")","v":7693009},{"$f":"IFERROR(VLOOKUP(Q166,$B$7:$E$102,2,FALSE),\"\")","v":"PAC-C COLONNE-CONF 8MR/H"},{"$f":"IFERROR(VLOOKUP(Q166,$B$7:$E$102,3,FALSE),\"\")","v":"-"},{"$f":"IFERROR(VLOOKUP(Q166,$B$7:$E$102,4,FALSE),\"\")","v":7197},{"$f":"IF(Q166=\"\",\"\",1)","v":1},null,null,null,null,{"$f":"IF($J$160=1,IF(K166=\"\",\"\",K166),IF($P$160=1,IF(Q166=\"\",\"\",Q166),\"\"))","v":""},{"$f":"IF($J$160=1,IF(L166=\"\",\"\",L166),IF($P$160=1,IF(R166=\"\",\"\",R166),\"\"))","v":""},{"$f":"IF($J$160=1,IF(M166=\"\",\"\",M166),IF($P$160=1,IF(S166=\"\",\"\",S166),\"\"))","v":""},{"$f":"IF($J$160=1,IF(N166=\"\",\"\",N166),IF($P$160=1,IF(T166=\"\",\"\",T166),\"\"))","v":""},{"$f":"IF($J$160=1,IF(O166=\"\",\"\",O166),IF($P$160=1,IF(U166=\"\",\"\",U166),\"\"))","v":""}]
[null,{"$f":"L8","v":7689751},{"$f":"M8","v":"KIT CARTE DE REGULATION 2nd CIRCUIT (VERSION B)"},{"$f":"N8","v":"EH862"},{"$f":"O8","v":113},{"$f":"IF(B167<>\"\",1,\"\")","v":1},null,null,null,null,null,null,null,null,null,null,null,null,null,null,null,null,null,null,null,"","","","",""]
[null,{"$f":"\"\"","v":""},{"$f":"\"\"","v":""},{"$f":"\"\"","v":""},{"$f":"\"\"","v":""},{"$f":"\"\"","v":""},null,null,null,null,null,{"$f":"IF($J$13=OFFRE!$H$24,\"Sélection personnalisée\",\"\")","v":""},null,null,null,null,null,{"$f":"IF($J$13=OFFRE!$H$24,\"Sélection personnalisée\",\"\")","v":""},null,null,null,null,null,null,null,"","","","",""]
[null,{"$f":"\"\"","v":""},{"$f":"\"\"","v":""},{"$f":"\"\"","v":""},{"$f":"\"\"","v":""},{"$f":"\"\"","v":""},null,null,null,null,{"$f":"IF($J$13=OFFRE!$H$24,$B$64,\"\")","v":""},{"$f":"IFERROR(VLOOKUP(K169,$B$7:$E$102,2,FALSE),\"\")","v":""},{"$f":"IFERROR(VLOOKUP(K169,$B$7:$E$102,3,FALSE),\"\")","v":""},{"$f":"IFERROR(VLOOKUP(K169,$B$7:$E$102,4,FALSE),\"\")","v":""},{"$f":"IF(K169=\"\",\"\",1)","v":""},null,{"$f":"IF($J$13=OFFRE!$H$24,$B$69,\"\")","v":""},{"$f":"IFERROR(VLOOKUP(Q169,$B$7:$E$102,2,FALSE),\"\")","v":""},{"$f":"IFERROR(VLOOKUP(Q169,$B$7:$E$102,3,FALSE),\"\")","v":""},{"$f":"IFERROR(VLOOKUP(Q169,$B$7:$E$102,4,FALSE),\"\")","v":""},{"$f":"IF(Q169=\"\",\"\",1)","v":""},null,null,null,null,"","","","",""]
[null,{"$f":"\"\"","v":""},{"$f":"IF($B$171=\"\",\"\",\"Accessoires hydrauliques nécessaires pour les circuits indiqués :\")","v":"Accessoires hydrauliques nécessaires pour les circuits indiqués :"},{"$f":"\"\"","v":""},{"$f":"\"\"","v":""},{"$f":"\"\"","v":""},null,null,null,null,{"$f":"IF($J$13=OFFRE!$H$24,$B$57,\"\")","v":""},{"$f":"IFERROR(VLOOKUP(K170,$B$7:$E$102,2,FALSE),\"\")","v":""},{"$f":"IFERROR(VLOOKUP(K170,$B$7:$E$102,3,FALSE),\"\")","v":""},{"$f":"IFERROR(VLOOKUP(K170,$B$7:$E$102,4,FALSE),\"\")","v":""},{"$f":"IF(K170=\"\",\"\",1)","v":""},null,{"$f":"IF($J$13=OFFRE!$H$24,$B$57,\"\")","v":""},{"$f":"IFERROR(VLOOKUP(Q170,$B$7:$E$102,2,FALSE),\"\")","v":""},{"$f":"IFERROR(VLOOKUP(Q170,$B$7:$E$102,3,FALSE),\"\")","v":""},{"$f":"IFERROR(VLOOKUP(Q170,$B$7:$E$102,4,FALSE),\"\")","v":""},{"$f":"IF(Q170=\"\",\"\",1)","v":""},null,null,null,null,"","","","",""]
[null,{"$f":"IF(OR($H$21=OFFRE!H39,$H$21=OFFRE!$H$40),'Offre SV200 - ERIA N DUO '!$B$30,\"\")","v":7657050},{"$f":"IF($B171=\"\",\"\",VLOOKUP($B171,$B$7:$E$51,2,FALSE))","v":"KIT 2nd CIRCUIT AVEC V3V ET POMPE"},{"$f":"IF($B171=\"\",\"\",VLOOKUP($B171,$B$7:$E$51,3,FALSE))","v":"EH858"},{"$f":"IF($B171=\"\",\"\",VLOOKUP($B171,$B$7:$E$51,4,FALSE))","v":614},{"$f":"IF($B$172=\"\",\"\",1)","v":""},null,null,null,null,null,{"$f":"IFERROR(VLOOKUP(K171,$B$7:$E$102,2,FALSE),\"\")","v":""},{"$f":"IFERROR(VLOOKUP(K171,$B$7:$E$102,3,FALSE),\"\")","v":""},{"$f":"IFERROR(VLOOKUP(K171,$B$7:$E$102,4,FALSE),\"\")","v":""},{"$f":"IF(K171=\"\",\"\",1)","v":""},null,null,{"$f":"IFERROR(VLOOKUP(Q171,$B$7:$E$102,2,FALSE),\"\")","v":""},{"$f":"IFERROR(VLOOKUP(Q171,$B$7:$E$102,3,FALSE),\"\")","v":""},{"$f":"IFERROR(VLOOKUP(Q171,$B$7:$E$102,4,FALSE),\"\")","v":""},{"$f":"IF(Q171=\"\",\"\",1)","v":""},null,null,null,null,"","","","",""]
[null,{"$f":"\"\"","v":""},{"$f":"\"\"","v":""},{"$f":"\"\"","v":""},{"$f":"\"\"","v":""},{"$f":"\"\"","v":""},null,null,null,null,null,{"$f":"IFERROR(VLOOKUP(K172,$B$7:$E$102,2,FALSE),\"\")","v":""},{"$f":"IFERROR(VLOOKUP(K172,$B$7:$E$102,3,FALSE),\"\")","v":""},{"$f":"IFERROR(VLOOKUP(K172,$B$7:$E$102,4,FALSE),\"\")","v":""},{"$f":"IF(K172=\"\",\"\",1)","v":""},null,null,{"$f":"IFERROR(VLOOKUP(Q172,$B$7:$E$102,2,FALSE),\"\")","v":""},{"$f":"IFERROR(VLOOKUP(Q172,$B$7:$E$102,3,FALSE),\"\")","v":""},{"$f":"IFERROR(VLOOKUP(Q172,$B$7:$E$102,4,FALSE),\"\")","v":""},{"$f":"IF(Q172=\"\",\"\",1)","v":""},null,null,null,null,"","","","",""]
[null,{"$f":"\"\"","v":""},{"$f":"\"\"","v":""},{"$f":"\"\"","v":""},{"$f":"\"\"","v":""},{"$f":"\"\"","v":""},null,null,null,null,null,null,null,null,{"$f":"IF(K173=\"\",\"\",1)","v":""},null,null,null,null,null,{"$f":"IF(Q173=\"\",\"\",1)","v":""},null,null,null,null,"","","","",""]
[null,{"$f":"\"\"","v":""},{"$f":"\"\"","v":""},{"$f":"\"\"","v":""},{"$f":"\"\"","v":""},{"$f":"\"\"","v":""},null,null,null,null,null,"Accessoires de mise en œuvre",null,null,null,null,null,"Accessoires de mise en œuvre",null,null,null,null,null,null,null,"","","","",""]
[null,{"$f":"\"\"","v":""},{"$f":"\"\"","v":""},{"$f":"\"\"","v":""},{"$f":"\"\"","v":""},{"$f":"\"\"","v":""},null,null,null,null,{"$f":"IF($H$15=OFFRE!$H$16,'Offre SV200 - ERIA N DUO '!$B$12,'Offre SV200 - ERIA N DUO '!$B$8)","v":7694974},{"$f":"IFERROR(VLOOKUP(K175,$B$7:$E$102,2,FALSE),\"\")","v":"SUPPORT AU SOL CAOUTCHOUC 600MM"},{"$f":"IFERROR(VLOOKUP(K175,$B$7:$E$102,3,FALSE),\"\")","v":"EH879"},{"$f":"IFERROR(VLOOKUP(K175,$B$7:$E$102,4,FALSE),\"\")","v":119},1,null,{"$f":"IF($H$15=OFFRE!$H$16,'Offre SV200 - ERIA N DUO '!$B$12,'Offre SV200 - ERIA N DUO '!$B$8)","v":7694974},{"$f":"IFERROR(VLOOKUP(Q175,$B$7:$E$102,2,FALSE),\"\")","v":"SUPPORT AU SOL CAOUTCHOUC 600MM"},{"$f":"IFERROR(VLOOKUP(Q175,$B$7:$E$102,3,FALSE),\"\")","v":"EH879"},{"$f":"IFERROR(VLOOKUP(Q175,$B$7:$E$102,4,FALSE),\"\")","v":119},1,null,null,null,null,"","","","",""]
[null,{"$f":"\"\"","v":""},{"$f":"\"\"","v":""},{"$f":"\"\"","v":""},{"$f":"\"\"","v":""},{"$f":"\"\"","v":""},null,null,null,null,null,{"$f":"IFERROR(VLOOKUP(K176,$B$7:$E$102,2,FALSE),\"\")","v":""},{"$f":"IFERROR(VLOOKUP(K176,$B$7:$E$102,3,FALSE),\"\")","v":""},{"$f":"IFERROR(VLOOKUP(K176,$B$7:$E$102,4,FALSE),\"\")","v":""},null,null,null,{"$f":"IFERROR(VLOOKUP(Q176,$B$7:$E$102,2,FALSE),\"\")","v":""},{"$f":"IFERROR(VLOOKUP(Q176,$B$7:$E$102,3,FALSE),\"\")","v":""},{"$f":"IFERROR(VLOOKUP(Q176,$B$7:$E$102,4,FALSE),\"\")","v":""},null,null,null,null,null,"","","","",""]
[null,null,null,null,null,null,null,null,null,null,null,null,null,null,null,null,null,null,null,null,null,null,null,null,null,"","","","",""]
[null,null,null,null,null,null,null,null,null,null,null,"Liaison frigorifique",null,null,null,null,null,"Liaison frigorifique",null,null,null,null,null,null,null,"","","","",""]
[null,null,null,null,null,null,null,null,null,null,{"$f":"$B$15","v":7726775},{"$f":"IFERROR(VLOOKUP(K179,$B$7:$E$102,2,FALSE),\"\")","v":"KIT FLEXIBLES FRIGO L2300 "},{"$f":"IFERROR(VLOOKUP(K179,$B$7:$E$102,3,FALSE),\"\")","v":"EH978"},{"$f":"IFERROR(VLOOKUP(K179,$B$7:$E$102,4,FALSE),\"\")","v":365},1,null,{"$f":"$B$15","v":7726775},{"$f":"IFERROR(VLOOKUP(Q179,$B$7:$E$102,2,FALSE),\"\")","v":"KIT FLEXIBLES FRIGO L2300 "},{"$f":"IFERROR(VLOOKUP(Q179,$B$7:$E$102,3,FALSE),\"\")","v":"EH978"},{"$f":"IFERROR(VLOOKUP(Q179,$B$7:$E$102,4,FALSE),\"\")","v":365},1,null,null,null,null,"","","","",""]
[null,null,null,null,null,null,null,null,null,null,{"$f":"$B$16","v":100012535},{"$f":"IFERROR(VLOOKUP(K180,$B$7:$E$102,2,FALSE),\"\")","v":"LIAISON FRIGORIFIQUE PE 5/8'' 3/8'' - LG 5m"},{"$f":"IFERROR(VLOOKUP(K180,$B$7:$E$102,3,FALSE),\"\")","v":"EH114"},{"$f":"IFERROR(VLOOKUP(K180,$B$7:$E$102,4,FALSE),\"\")","v":255},null,null,{"$f":"$B$16","v":100012535},{"$f":"IFERROR(VLOOKUP(Q180,$B$7:$E$102,2,FALSE),\"\")","v":"LIAISON FRIGORIFIQUE PE 5/8'' 3/8'' - LG 5m"},{"$f":"IFERROR(VLOOKUP(Q180,$B$7:$E$102,3,FALSE),\"\")","v":"EH114"},{"$f":"IFERROR(VLOOKUP(Q180,$B$7:$E$102,4,FALSE),\"\")","v":255},null,null,null,null,null,"","","","",""]
[null,null,null,null,null,null,null,null,null,null,{"$f":"$B$17","v":100012536},{"$f":"IFERROR(VLOOKUP(K181,$B$7:$E$102,2,FALSE),\"\")","v":"LIAISON FRIGORIFIQUE PE 5/8'' 3/8'' - LG 10m"},{"$f":"IFERROR(VLOOKUP(K181,$B$7:$E$102,3,FALSE),\"\")","v":"EH115"},{"$f":"IFERROR(VLOOKUP(K181,$B$7:$E$102,4,FALSE),\"\")","v":456},null,null,{"$f":"$B$17","v":100012536},{"$f":"IFERROR(VLOOKUP(Q181,$B$7:$E$102,2,FALSE),\"\")","v":"LIAISON FRIGORIFIQUE PE 5/8'' 3/8'' - LG 10m"},{"$f":"IFERROR(VLOOKUP(Q181,$B$7:$E$102,3,FALSE),\"\")","v":"EH115"},{"$f":"IFERROR(VLOOKUP(Q181,$B$7:$E$102,4,FALSE),\"\")","v":456},null,null,null,null,null,"","","","",""]
[null,null,null,null,null,null,null,null,null,null,{"$f":"$B$19","v":100012537},{"$f":"IFERROR(VLOOKUP(K182,$B$7:$E$102,2,FALSE),\"\")","v":"LIAISON FRIGORIFIQUE PE 5/8'' 3/8'' - LG 20m"},{"$f":"IFERROR(VLOOKUP(K182,$B$7:$E$102,3,FALSE),\"\")","v":"EH116"},{"$f":"IFERROR(VLOOKUP(K182,$B$7:$E$102,4,FALSE),\"\")","v":823},null,null,{"$f":"$B$19","v":100012537},{"$f":"IFERROR(VLOOKUP(Q182,$B$7:$E$102,2,FALSE),\"\")","v":"LIAISON FRIGORIFIQUE PE 5/8'' 3/8'' - LG 20m"},{"$f":"IFERROR(VLOOKUP(Q182,$B$7:$E$102,3,FALSE),\"\")","v":"EH116"},{"$f":"IFERROR(VLOOKUP(Q182,$B$7:$E$102,4,FALSE),\"\")","v":823},null,null,null,null,null,"","","","",""]
[null,null,null,null,null,null,null,null,null,null,null,"Accessoires de raccordement hydraulique",null,null,null,null,null,"Accessoires de raccordement hydraulique",null,null,null,null,null,null,null,"","","","",""]
[null,null,null,null,null,null,null,null,null,null,{"$f":"$B$21","v":100008841},{"$f":"IFERROR(VLOOKUP(K184,$B$7:$E$102,2,FALSE),\"\")","v":"BALLON TAMPON 80L B 80 T"},{"$f":"IFERROR(VLOOKUP(K184,$B$7:$E$102,3,FALSE),\"\")","v":"EH85"},{"$f":"IFERROR(VLOOKUP(K184,$B$7:$E$102,4,FALSE),\"\")","v":572},1,null,{"$f":"$B$21","v":100008841},{"$f":"IFERROR(VLOOKUP(Q184,$B$7:$E$102,2,FALSE),\"\")","v":"BALLON TAMPON 80L B 80 T"},{"$f":"IFERROR(VLOOKUP(Q184,$B$7:$E$102,3,FALSE),\"\")","v":"EH85"},{"$f":"IFERROR(VLOOKUP(Q184,$B$7:$E$102,4,FALSE),\"\")","v":572},1,null,null,null,null,"","","","",""]
[null,null,null,null,null,null,null,null,null,null,{"$f":"$B$22","v":100004415},"BALLON TAMPON 160L B 150 T","EH60",857,null,null,{"$f":"$B$22","v":100004415},"BALLON TAMPON 160L B 150 T","EH60",857,null,null,null,null,null,"","","","",""]
[null,null,null,null,null,null,null,null,null,null,{"$f":"$B$35","v":7687189},"KIT POMPE DE RELEVAGE","EH860",158,null,null,{"$f":"$B$35","v":7687189},"KIT POMPE DE RELEVAGE","EH860",158,null,null,null,null,null,"","","","",""]
[null,null,null,null,null,null,null,null,null,null,{"$f":"$B$37","v":7636899},"KIT SILENCIEUX MODULE EXTERIEUR","EH572",66,null,null,{"$f":"$B$37","v":7636899},"KIT SILENCIEUX MODULE EXTERIEUR","EH572",66,null,null,null,null,null,"","","","",""]
[null,null,null,null,null,null,null,null,null,null,{"$f":"$B$39","v":88017017},"SONDE DEPART v3v","AD199",85,null,null,{"$f":"$B$39","v":88017017},"SONDE DEPART v3v","AD199",85,null,null,null,null,null,"","","","",""]
[null,null,null,null,null,null,null,null,null,null,{"$f":"$B$42","v":7746242},"SOUPAPE DIFFERENTIELLE ","HK150",59,1,null,{"$f":"$B$42","v":7746242},"SOUPAPE DIFFERENTIELLE ","HK150",59,1,null,null,null,null,"","","","",""]
[null,null,null,null,null,null,null,null,null,null,{"$f":"$B$43","v":7746197},"BOUTEILLE DE DECOUPLAGE 25L"," HK147",362,1,null,{"$f":"$B$43","v":7746197},"BOUTEILLE DE DECOUPLAGE 25L"," HK147",362,1,null,null,null,null,"","","","",""]
[null,null,null,null,null,null,null,null,null,null,{"$f":"$B$44","v":7746307},"KIT HYDRAULIQUE 2ND CIRCUIT V3V EXTERNE","HK152",440,null,null,{"$f":"$B$44","v":7746307},"KIT HYDRAULIQUE 2ND CIRCUIT V3V EXTERNE","HK152",440,null,null,null,null,null,"","","","",""]
[null,null,null,null,null,null,null,null,null,null,{"$f":"IF($H$18=1,$B$45,$B$46)","v":7746412},"DOSSERET DE RACCORDEMENT V200 DROIT 1 CIRCUIT","HK154",580,null,null,{"$f":"IF($H$18=1,$B$45,$B$46)","v":7746412},"DOSSERET DE RACCORDEMENT V200 DROIT 1 CIRCUIT","HK154",580,null,null,null,null,null,"","","","",""]
[null,null,null,null,null,null,null,null,null,null,{"$f":"IF($H$18=1,$B$47,$B$48)","v":7746417},"DOSSERET DE RACCORDEMENT V200 GAUCHE 1 CIRCUIT","HK156",580,null,null,{"$f":"IF($H$18=1,$B$47,$B$48)","v":7746417},"DOSSERET DE RACCORDEMENT V200 GAUCHE 1 CIRCUIT","HK156",580,null,null,null,null,null,"","","","",""]
[null,null,null,null,null,null,null,null,null,null,null,null,null,null,null,null,null,null,null,null,null,null,null,null,null,"","","","",""]
[null,null,null,null,null,null,null,null,null,null,null,"Kit de fonction réversible",null,null,null,null,null,"Kit de fonction réversible",null,null,null,null,null,null,null,"","","","",""]
[null,null,null,null,null,null,null,null,null,null,{"$f":"$B$34","v":7677244},{"$f":"IFERROR(VLOOKUP(K196,$B$7:$E$102,2,FALSE),\"\")","v":"KIT ISOLATION MODE CLIMATISATION"},{"$f":"IFERROR(VLOOKUP(K196,$B$7:$E$102,3,FALSE),\"\")","v":"EH859"},{"$f":"IFERROR(VLOOKUP(K196,$B$7:$E$102,4,FALSE),\"\")","v":103},null,null,{"$f":"$B$34","v":7677244},{"$f":"IFERROR(VLOOKUP(Q196,$B$7:$E$102,2,FALSE),\"\")","v":"KIT ISOLATION MODE CLIMATISATION"},{"$f":"IFERROR(VLOOKUP(Q196,$B$7:$E$102,3,FALSE),\"\")","v":"EH859"},{"$f":"IFERROR(VLOOKUP(Q196,$B$7:$E$102,4,FALSE),\"\")","v":103},null,null,null,null,null,"","","","",""]
[null,null,null,null,null,null,null,null,null,null,{"$f":"$B$36","v":100019114},"KIT SONDE HYGRO RAFRAICHISSEMENT","HK27",233,null,null,{"$f":"$B$36","v":100019114},"KIT SONDE HYGRO RAFRAICHISSEMENT","HK27",233,null,null,null,null,null,"","","","",""]
[null,null,null,null,null,null,null,null,null,null,{"$f":"$B$38","v":7622433},"KIT SONDE CONDENSATION (0-10V)","HZ64",420,null,null,{"$f":"$B$38","v":7622433},"KIT SONDE CONDENSATION (0-10V)","HZ64",420,null,null,null,null,null,"","","","",""]
[null,null,null,null,null,null,null,null,null,null,null,"","","",null,null,null,"","","",null,null,null,null,null,"","","","",""]
[null,null,null,null,null,null,null,null,null,null,null,"","","",null,null,null,"","","",null,null,null,null,null,"","","","",""]
[null,null,null,null,null,null,null,null,null,null,null,"","","",null,null,null,"","","",null,null,null,null,null,"","","","",""]
[null,null,null,null,null,null,null,null,null,null,null,"","","",null,null,null,"","","",null,null,null,null,null,"","","","",""]
[null,null,null,null,null,null,null,null,null,null,null,"","","",null,null,null,"","","",null,null,null,null,null,"","","","",""]
[null,null,null,null,null,null,null,null,null,null,null,null,null,null,null,null,null,null,null,null,null,null,null,null,null,"","","","",""]
[null,null,null,null,null,null,null,null,null,null,null,null,null,null,null,null,null,null,null,null,null,null,null,null,null,"","","","",""]
[null,null,null,null,null,null,null,null,null,null,null,{"$f":"IFERROR(VLOOKUP(K206,$B$7:$E$102,2,FALSE),\"\")","v":""},{"$f":"IFERROR(VLOOKUP(K206,$B$7:$E$102,3,FALSE),\"\")","v":""},{"$f":"IFERROR(VLOOKUP(K206,$B$7:$E$102,4,FALSE),\"\")","v":""},null,null,null,{"$f":"IFERROR(VLOOKUP(Q206,$B$7:$E$102,2,FALSE),\"\")","v":""},{"$f":"IFERROR(VLOOKUP(Q206,$B$7:$E$102,3,FALSE),\"\")","v":""},{"$f":"IFERROR(VLOOKUP(Q206,$B$7:$E$102,4,FALSE),\"\")","v":""},null,null,null,null,null,"","","","",""]
[null,null,null,null,null,null,null,null,null,null,null,{"$f":"IFERROR(VLOOKUP(K207,$B$7:$E$102,2,FALSE),\"\")","v":""},{"$f":"IFERROR(VLOOKUP(K207,$B$7:$E$102,3,FALSE),\"\")","v":""},{"$f":"IFERROR(VLOOKUP(K207,$B$7:$E$102,4,FALSE),\"\")","v":""},null,null,null,{"$f":"IFERROR(VLOOKUP(Q207,$B$7:$E$102,2,FALSE),\"\")","v":""},{"$f":"IFERROR(VLOOKUP(Q207,$B$7:$E$102,3,FALSE),\"\")","v":""},{"$f":"IFERROR(VLOOKUP(Q207,$B$7:$E$102,4,FALSE),\"\")","v":""},null,null,null,null,null,"","","","",""]
[null,null,null,null,null,null,null,null,null,null,null,null,null,null,null,null,null,null,null,null,null,null,null,null,null,"","","","",""]
[null,null,null,null,null,null,null,null,null,null,null,"Accessoires de régulation",null,null,null,null,null,"Accessoires de régulation",null,null,null,null,null,null,null,"","","","",""]
[null,null,null,null,null,null,null,null,null,null,{"$f":"$B$25","v":88017859},{"$f":"IFERROR(VLOOKUP(K210,$B$7:$E$102,2,FALSE),\"\")","v":"THERMOSTAT D'AMBIANCE NON PROGRAMMABLE"},{"$f":"IFERROR(VLOOKUP(K210,$B$7:$E$102,3,FALSE),\"\")","v":"AD140"},{"$f":"IFERROR(VLOOKUP(K210,$B$7:$E$102,4,FALSE),\"\")","v":54},null,null,{"$f":"$B$25","v":88017859},{"$f":"IFERROR(VLOOKUP(Q210,$B$7:$E$102,2,FALSE),\"\")","v":"THERMOSTAT D'AMBIANCE NON PROGRAMMABLE"},{"$f":"IFERROR(VLOOKUP(Q210,$B$7:$E$102,3,FALSE),\"\")","v":"AD140"},{"$f":"IFERROR(VLOOKUP(Q210,$B$7:$E$102,4,FALSE),\"\")","v":54},null,null,null,null,null,"","","","",""]
[null,null,null,null,null,null,null,null,null,null,{"$f":"$B$26","v":88017904},"THERMOSTAT AMBIANCE PROGRAMMABLE (FILAIRE)","AD191",176,null,null,{"$f":"$B$26","v":88017904},"THERMOSTAT AMBIANCE PROGRAMMABLE (FILAIRE)","AD191",176,null,null,null,null,null,"","","","",""]
[null,null,null,null,null,null,null,null,null,null,{"$f":"$B$27","v":88017010},"THERMOSTAT D'AMBIANCE PROGRAMMABLE (SANS FILS)","AD192",308,null,null,{"$f":"$B$27","v":88017010},"THERMOSTAT D'AMBIANCE PROGRAMMABLE (SANS FILS)","AD192",308,null,null,null,null,null,"","","","",""]
[null,null,null,null,null,null,null,null,null,null,{"$f":"$B$28","v":7691374},"THERMOSTAT AMBIANCE OETROSMART (R-BUS)","AD323",207,{"$f":"$H$18","v":1},null,{"$f":"$B$28","v":7691374},"THERMOSTAT AMBIANCE OETROSMART (R-BUS)","AD323",207,{"$f":"$H$18","v":1},null,null,null,null,"","","","",""]
[null,null,null,null,null,null,null,null,null,null,{"$f":"$B$29","v":7624902},"KIT CABLAGE PLANCHER CHAUFFANT DIRECT","HA255",40,null,null,{"$f":"$B$29","v":7624902},"KIT CABLAGE PLANCHER CHAUFFANT DIRECT","HA255",40,null,null,null,null,null,"","","","",""]
[null,null,null,null,null,null,null,null,null,null,{"$f":"$B$30","v":7657050},"KIT 2nd CIRCUIT AVEC V3V ET POMPE","EH858",614,null,null,{"$f":"$B$30","v":7657050},"KIT 2nd CIRCUIT AVEC V3V ET POMPE","EH858",614,null,null,null,null,null,"","","","",""]
[null,null,null,null,null,null,null,null,null,null,{"$f":"$B$31","v":7689751},"KIT CARTE DE REGULATION 2nd CIRCUIT (VERSION B)","EH862",113,null,null,{"$f":"$B$31","v":7689751},"KIT CARTE DE REGULATION 2nd CIRCUIT (VERSION B)","EH862",113,null,null,null,null,null,"","","","",""]
[null,null,null,null,null,null,null,null,null,null,null,"","","",null,null,null,"","","",null,null,null,null,null,"","","","",""]
[null,null,null,null,null,null,null,null,null,null,null,"","","",null,null,null,"","","",null,null,null,null,null,"","","","",""]
[null,null,null,null,null,null,null,null,null,null,null,"","","",null,null,null,"","","",null,null,null,null,null,"","","","",""]
[null,null,null,null,null,null,null,null,null,null,null,"","","",null,null,null,"","","",null,null,null,null,null,"","","","",""]
[null,null,null,null,null,null,null,null,null,null,null,"","","",null,null,null,"","","",null,null,null,null,null,"","","","",""]
[null,null,null,null,null,null,null,null,null,null,null,"","","",null,null,null,"","","",null,null,null,null,null,"","","","",""]
[null,null,null,null,null,null,null,null,null,null,null,"","","",null,null,null,"","","",null,null,null,null,null,"","","","",""]
[]
[]
[null,null,null,null,null,null,null,null,null,null,{"$f":"$K$24","v":"PAC-C COLONNE-CONF (relève électrique)"},null,null,null,null,null,{"$f":"$Q$24","v":"PAC-C COLONNE-CONF (relève hydraulique)"}]
[null,null,null,null,null,null,null,null,null,{"$f":"IF($H$9=OFFRE!$E$58,1,0)","v":0},{"$f":"OFFRE!$E$58","v":"PAC-C COLONNE-CONF 11 kW MONO - E"},null,null,null,null,{"$f":"IF($H$9=OFFRE!$F$58,1,0)","v":0},{"$f":"OFFRE!$F$58","v":"PAC-C COLONNE-CONF 11 kW MONO - H"}]
[null,null,null,null,null,null,null,null,null,"Appoint",{"$f":"OFFRE!$F$7","v":"Electrique"},null,null,null,null,null,{"$f":"OFFRE!$F$6","v":"Hydraulique par chaudière"}]
[]
[]
[null,null,null,null,null,null,null,null,null,null,null,null,null,null,null,null,null,null,null,null,null,null,null,null,null,"Si 11 MR choisi"]
[null,null,null,null,null,null,null,null,null,"11 MR",null,{"$f":"IF($J$13=OFFRE!$H$23,\"Kit complet : PAC + accessoires\",\"\")","v":"Kit complet : PAC + accessoires"},null,null,null,null,null,{"$f":"IF($J$13=OFFRE!$H$23,\"Kit complet : PAC + accessoires\",\"\")","v":"Kit complet : PAC + accessoires"},null,null,null,null,null,null,{"$f":"IF($AA241=\"\",0,1)","v":0},{"$f":"IF($J$227=1,IF(K232=\"\",\"\",K232),IF($P$227=1,IF(Q232=\"\",\"\",Q232),\"\"))","v":""},{"$f":"IF($J$227=1,IF(L232=\"\",\"\",L232),IF($P$227=1,IF(R232=\"\",\"\",R232),\"\"))","v":""},{"$f":"IF($J$227=1,IF(M232=\"\",\"\",M232),IF($P$227=1,IF(S232=\"\",\"\",S232),\"\"))","v":""},{"$f":"IF($J$227=1,IF(N232=\"\",\"\",N232),IF($P$227=1,IF(T232=\"\",\"\",T232),\"\"))","v":""},{"$f":"IF($J$227=1,IF(O232=\"\",\"\",O232),IF($P$227=1,IF(U232=\"\",\"\",U232),\"\"))","v":""}]
[null,null,null,null,null,null,null,null,null,null,{"$f":"IF($J$13=OFFRE!$H$23,$B$82,\"\")","v":7693012},{"$f":"IFERROR(VLOOKUP(K233,$B$7:$E$102,2,FALSE),\"\")","v":"PAC-C COLONNE-CONF 11MR/EM"},{"$f":"IFERROR(VLOOKUP(K233,$B$7:$E$102,3,FALSE),\"\")","v":"-"},{"$f":"IFERROR(VLOOKUP(K233,$B$7:$E$102,4,FALSE),\"\")","v":9371},{"$f":"IF(K233=\"\",\"\",1)","v":1},null,{"$f":"IF($J$13=OFFRE!$H$23,$B$91,\"\")","v":7693011},{"$f":"IFERROR(VLOOKUP(Q233,$B$7:$E$102,2,FALSE),\"\")","v":"PAC-C COLONNE-CONF 11MR/H"},{"$f":"IFERROR(VLOOKUP(Q233,$B$7:$E$102,3,FALSE),\"\")","v":"-"},{"$f":"IFERROR(VLOOKUP(Q233,$B$7:$E$102,4,FALSE),\"\")","v":9259},{"$f":"IF(Q233=\"\",\"\",1)","v":1},null,null,null,null,{"$f":"IF($J$227=1,IF(K233=\"\",\"\",K233),IF($P$227=1,IF(Q233=\"\",\"\",Q233),\"\"))","v":""},{"$f":"IF($J$227=1,IF(L233=\"\",\"\",L233),IF($P$227=1,IF(R233=\"\",\"\",R233),\"\"))","v":""},{"$f":"IF($J$227=1,IF(M233=\"\",\"\",M233),IF($P$227=1,IF(S233=\"\",\"\",S233),\"\"))","v":""},{"$f":"IF($J$227=1,IF(N233=\"\",\"\",N233),IF($P$227=1,IF(T233=\"\",\"\",T233),\"\"))","v":""},{"$f":"IF($J$227=1,IF(O233=\"\",\"\",O233),IF($P$227=1,IF(U233=\"\",\"\",U233),\"\"))","v":""}]
[null,null,null,null,null,null,null,null,null,null,null,null,null,null,null,null,null,null,null,null,null,null,null,null,null,"","","","",""]
[null,null,null,null,null,null,null,null,null,null,null,{"$f":"IF($J$13=OFFRE!$H$24,\"Sélection personnalisée\",\"\")","v":""},null,null,null,null,null,{"$f":"IF($J$13=OFFRE!$H$24,\"Sélection personnalisée\",\"\")","v":""},null,null,null,null,null,null,null,"","","","",""]
[null,null,null,null,null,null,null,null,null,null,{"$f":"IF($J$13=OFFRE!$H$24,$B$65,\"\")","v":""},{"$f":"IFERROR(VLOOKUP(K236,$B$7:$E$102,2,FALSE),\"\")","v":""},{"$f":"IFERROR(VLOOKUP(K236,$B$7:$E$102,3,FALSE),\"\")","v":""},{"$f":"IFERROR(VLOOKUP(K236,$B$7:$E$102,4,FALSE),\"\")","v":""},{"$f":"IF(K236=\"\",\"\",1)","v":""},null,{"$f":"IF($J$13=OFFRE!$H$24,$B$70,\"\")","v":""},{"$f":"IFERROR(VLOOKUP(Q236,$B$7:$E$102,2,FALSE),\"\")","v":""},{"$f":"IFERROR(VLOOKUP(Q236,$B$7:$E$102,3,FALSE),\"\")","v":""},{"$f":"IFERROR(VLOOKUP(Q236,$B$7:$E$102,4,FALSE),\"\")","v":""},{"$f":"IF(Q236=\"\",\"\",1)","v":""},null,null,null,null,"","","","",""]
[null,null,null,null,null,null,null,null,null,null,{"$f":"IF($J$13=OFFRE!$H$24,$B$58,\"\")","v":""},{"$f":"IFERROR(VLOOKUP(K237,$B$7:$E$102,2,FALSE),\"\")","v":""},{"$f":"IFERROR(VLOOKUP(K237,$B$7:$E$102,3,FALSE),\"\")","v":""},{"$f":"IFERROR(VLOOKUP(K237,$B$7:$E$102,4,FALSE),\"\")","v":""},{"$f":"IF(K237=\"\",\"\",1)","v":""},null,{"$f":"IF($J$13=OFFRE!$H$24,$B$58,\"\")","v":""},{"$f":"IFERROR(VLOOKUP(Q237,$B$7:$E$102,2,FALSE),\"\")","v":""},{"$f":"IFERROR(VLOOKUP(Q237,$B$7:$E$102,3,FALSE),\"\")","v":""},{"$f":"IFERROR(VLOOKUP(Q237,$B$7:$E$102,4,FALSE),\"\")","v":""},{"$f":"IF(Q237=\"\",\"\",1)","v":""},null,null,null,null,"","","","",""]
[null,null,null,null,null,null,null,null,null,null,null,{"$f":"IFERROR(VLOOKUP(K238,$B$7:$E$102,2,FALSE),\"\")","v":""},{"$f":"IFERROR(VLOOKUP(K238,$B$7:$E$102,3,FALSE),\"\")","v":""},{"$f":"IFERROR(VLOOKUP(K238,$B$7:$E$102,4,FALSE),\"\")","v":""},{"$f":"IF(K238=\"\",\"\",1)","v":""},null,null,{"$f":"IFERROR(VLOOKUP(Q238,$B$7:$E$102,2,FALSE),\"\")","v":""},{"$f":"IFERROR(VLOOKUP(Q238,$B$7:$E$102,3,FALSE),\"\")","v":""},{"$f":"IFERROR(VLOOKUP(Q238,$B$7:$E$102,4,FALSE),\"\")","v":""},{"$f":"IF(Q238=\"\",\"\",1)","v":""},null,null,null,null,"","","","",""]
[null,null,null,null,null,null,null,null,null,null,null,{"$f":"IFERROR(VLOOKUP(K239,$B$7:$E$102,2,FALSE),\"\")","v":""},{"$f":"IFERROR(VLOOKUP(K239,$B$7:$E$102,3,FALSE),\"\")","v":""},{"$f":"IFERROR(VLOOKUP(K239,$B$7:$E$102,4,FALSE),\"\")","v":""},{"$f":"IF(K239=\"\",\"\",1)","v":""},null,null,{"$f":"IFERROR(VLOOKUP(Q239,$B$7:$E$102,2,FALSE),\"\")","v":""},{"$f":"IFERROR(VLOOKUP(Q239,$B$7:$E$102,3,FALSE),\"\")","v":""},{"$f":"IFERROR(VLOOKUP(Q239,$B$7:$E$102,4,FALSE),\"\")","v":""},{"$f":"IF(Q239=\"\",\"\",1)","v":""},null,null,null,null,"","","","",""]
[null,null,null,null,null,null,null,null,null,null,null,null,null,null,{"$f":"IF(K240=\"\",\"\",1)","v":""},null,null,null,null,null,{"$f":"IF(Q240=\"\",\"\",1)","v":""},null,null,null,null,"","","","",""]
[null,null,null,null,null,null,null,null,null,null,null,"Accessoires de mise en œuvre",null,null,null,null,null,"Accessoires de mise en œuvre",null,null,null,null,null,null,null,"","","","",""]
[null,null,null,null,null,null,null,null,null,null,{"$f":"IF($H$15=OFFRE!$H$16,'Offre SV200 - ERIA N DUO '!$B$12,'Offre SV200 - ERIA N DUO '!$B$9)","v":7694974},{"$f":"IFERROR(VLOOKUP(K242,$B$7:$E$102,2,FALSE),\"\")","v":"SUPPORT AU SOL CAOUTCHOUC 600MM"},{"$f":"IFERROR(VLOOKUP(K242,$B$7:$E$102,3,FALSE),\"\")","v":"EH879"},{"$f":"IFERROR(VLOOKUP(K242,$B$7:$E$102,4,FALSE),\"\")","v":119},1,null,{"$f":"IF($H$15=OFFRE!$H$16,'Offre SV200 - ERIA N DUO '!$B$12,'Offre SV200 - ERIA N DUO '!$B$9)","v":7694974},{"$f":"IFERROR(VLOOKUP(Q242,$B$7:$E$102,2,FALSE),\"\")","v":"SUPPORT AU SOL CAOUTCHOUC 600MM"},{"$f":"IFERROR(VLOOKUP(Q242,$B$7:$E$102,3,FALSE),\"\")","v":"EH879"},{"$f":"IFERROR(VLOOKUP(Q242,$B$7:$E$102,4,FALSE),\"\")","v":119},1,null,null,null,null,"","","","",""]
[null,null,null,null,null,null,null,null,null,null,null,{"$f":"IFERROR(VLOOKUP(K243,$B$7:$E$102,2,FALSE),\"\")","v":""},{"$f":"IFERROR(VLOOKUP(K243,$B$7:$E$102,3,FALSE),\"\")","v":""},{"$f":"IFERROR(VLOOKUP(K243,$B$7:$E$102,4,FALSE),\"\")","v":""},null,null,null,{"$f":"IFERROR(VLOOKUP(Q243,$B$7:$E$102,2,FALSE),\"\")","v":""},{"$f":"IFERROR(VLOOKUP(Q243,$B$7:$E$102,3,FALSE),\"\")","v":""},{"$f":"IFERROR(VLOOKUP(Q243,$B$7:$E$102,4,FALSE),\"\")","v":""},null,null,null,null,null,"","","","",""]
[null,null,null,null,null,null,null,null,null,null,null,null,null,null,null,null,null,null,null,null,null,null,null,null,null,"","","","",""]
[null,null,null,null,null,null,null,null,null,null,null,"Liaison frigorifique",null,null,null,null,null,"Liaison frigorifique",null,null,null,null,null,null,null,"","","","",""]
[null,null,null,null,null,null,null,null,null,null,{"$f":"$B$15","v":7726775},{"$f":"IFERROR(VLOOKUP(K246,$B$7:$E$102,2,FALSE),\"\")","v":"KIT FLEXIBLES FRIGO L2300 "},{"$f":"IFERROR(VLOOKUP(K246,$B$7:$E$102,3,FALSE),\"\")","v":"EH978"},{"$f":"IFERROR(VLOOKUP(K246,$B$7:$E$102,4,FALSE),\"\")","v":365},1,null,{"$f":"$B$15","v":7726775},{"$f":"IFERROR(VLOOKUP(Q246,$B$7:$E$102,2,FALSE),\"\")","v":"KIT FLEXIBLES FRIGO L2300 "},{"$f":"IFERROR(VLOOKUP(Q246,$B$7:$E$102,3,FALSE),\"\")","v":"EH978"},{"$f":"IFERROR(VLOOKUP(Q246,$B$7:$E$102,4,FALSE),\"\")","v":365},1,null,null,null,null,"","","","",""]
[null,null,null,null,null,null,null,null,null,null,{"$f":"$B$16","v":100012535},{"$f":"IFERROR(VLOOKUP(K247,$B$7:$E$102,2,FALSE),\"\")","v":"LIAISON FRIGORIFIQUE PE 5/8'' 3/8'' - LG 5m"},{"$f":"IFERROR(VLOOKUP(K247,$B$7:$E$102,3,FALSE),\"\")","v":"EH114"},{"$f":"IFERROR(VLOOKUP(K247,$B$7:$E$102,4,FALSE),\"\")","v":255},null,null,{"$f":"$B$16","v":100012535},{"$f":"IFERROR(VLOOKUP(Q247,$B$7:$E$102,2,FALSE),\"\")","v":"LIAISON FRIGORIFIQUE PE 5/8'' 3/8'' - LG 5m"},{"$f":"IFERROR(VLOOKUP(Q247,$B$7:$E$102,3,FALSE),\"\")","v":"EH114"},{"$f":"IFERROR(VLOOKUP(Q247,$B$7:$E$102,4,FALSE),\"\")","v":255},null,null,null,null,null,"","","","",""]
[null,null,null,null,null,null,null,null,null,null,{"$f":"$B$17","v":100012536},{"$f":"IFERROR(VLOOKUP(K248,$B$7:$E$102,2,FALSE),\"\")","v":"LIAISON FRIGORIFIQUE PE 5/8'' 3/8'' - LG 10m"},{"$f":"IFERROR(VLOOKUP(K248,$B$7:$E$102,3,FALSE),\"\")","v":"EH115"},{"$f":"IFERROR(VLOOKUP(K248,$B$7:$E$102,4,FALSE),\"\")","v":456},null,null,{"$f":"$B$17","v":100012536},{"$f":"IFERROR(VLOOKUP(Q248,$B$7:$E$102,2,FALSE),\"\")","v":"LIAISON FRIGORIFIQUE PE 5/8'' 3/8'' - LG 10m"},{"$f":"IFERROR(VLOOKUP(Q248,$B$7:$E$102,3,FALSE),\"\")","v":"EH115"},{"$f":"IFERROR(VLOOKUP(Q248,$B$7:$E$102,4,FALSE),\"\")","v":456},null,null,null,null,null,"","","","",""]
[null,null,null,null,null,null,null,null,null,null,{"$f":"$B$19","v":100012537},{"$f":"IFERROR(VLOOKUP(K249,$B$7:$E$102,2,FALSE),\"\")","v":"LIAISON FRIGORIFIQUE PE 5/8'' 3/8'' - LG 20m"},{"$f":"IFERROR(VLOOKUP(K249,$B$7:$E$102,3,FALSE),\"\")","v":"EH116"},{"$f":"IFERROR(VLOOKUP(K249,$B$7:$E$102,4,FALSE),\"\")","v":823},null,null,{"$f":"$B$19","v":100012537},null,null,null,null,null,null,null,null,"","","","",""]
[null,null,null,null,null,null,null,null,null,null,null,"Accessoires de raccordement hydraulique",null,null,null,null,null,"Accessoires de raccordement hydraulique",null,null,null,null,null,null,null,"","","","",""]
[null,null,null,null,null,null,null,null,null,null,{"$f":"$B$21","v":100008841},{"$f":"IFERROR(VLOOKUP(K251,$B$7:$E$102,2,FALSE),\"\")","v":"BALLON TAMPON 80L B 80 T"},{"$f":"IFERROR(VLOOKUP(K251,$B$7:$E$102,3,FALSE),\"\")","v":"EH85"},{"$f":"IFERROR(VLOOKUP(K251,$B$7:$E$102,4,FALSE),\"\")","v":572},1,null,{"$f":"$B$21","v":100008841},{"$f":"IFERROR(VLOOKUP(Q251,$B$7:$E$102,2,FALSE),\"\")","v":"BALLON TAMPON 80L B 80 T"},{"$f":"IFERROR(VLOOKUP(Q251,$B$7:$E$102,3,FALSE),\"\")","v":"EH85"},{"$f":"IFERROR(VLOOKUP(Q251,$B$7:$E$102,4,FALSE),\"\")","v":572},1,null,null,null,null,"","","","",""]
[null,null,null,null,null,null,null,null,null,null,{"$f":"$B$22","v":100004415},"BALLON TAMPON 160L B 150 T","EH60",857,null,null,{"$f":"$B$22","v":100004415},"BALLON TAMPON 160L B 150 T","EH60",857,null,null,null,null,null,"","","","",""]
[null,null,null,null,null,null,null,null,null,null,{"$f":"$B$35","v":7687189},"KIT POMPE DE RELEVAGE","EH860",158,null,null,{"$f":"$B$35","v":7687189},"KIT POMPE DE RELEVAGE","EH860",158,null,null,null,null,null,"","","","",""]
[null,null,null,null,null,null,null,null,null,null,{"$f":"$B$37","v":7636899},"KIT SILENCIEUX MODULE EXTERIEUR","EH572",66,null,null,{"$f":"$B$37","v":7636899},"KIT SILENCIEUX MODULE EXTERIEUR","EH572",66,null,null,null,null,null,"","","","",""]
[null,null,null,null,null,null,null,null,null,null,{"$f":"$B$39","v":88017017},"SONDE DEPART v3v","AD199",85,null,null,{"$f":"$B$39","v":88017017},"SONDE DEPART v3v","AD199",85,null,null,null,null,null,"","","","",""]
[null,null,null,null,null,null,null,null,null,null,{"$f":"$B$42","v":7746242},"SOUPAPE DIFFERENTIELLE ","HK150",59,1,null,{"$f":"$B$42","v":7746242},"SOUPAPE DIFFERENTIELLE ","HK150",59,1,null,null,null,null,"","","","",""]
[null,null,null,null,null,null,null,null,null,null,{"$f":"$B$43","v":7746197},"BOUTEILLE DE DECOUPLAGE 25L"," HK147",362,1,null,{"$f":"$B$43","v":7746197},"BOUTEILLE DE DECOUPLAGE 25L"," HK147",362,1,null,null,null,null,"","","","",""]
[null,null,null,null,null,null,null,null,null,null,{"$f":"$B$44","v":7746307},"KIT HYDRAULIQUE 2ND CIRCUIT V3V EXTERNE","HK152",440,null,null,{"$f":"$B$44","v":7746307},"KIT HYDRAULIQUE 2ND CIRCUIT V3V EXTERNE","HK152",440,null,null,null,null,null,"","","","",""]
[null,null,null,null,null,null,null,null,null,null,{"$f":"IF($H$18=1,$B$45,$B$46)","v":7746412},"DOSSERET DE RACCORDEMENT V200 DROIT 1 CIRCUIT","HK154",580,null,null,{"$f":"IF($H$18=1,$B$45,$B$46)","v":7746412},"DOSSERET DE RACCORDEMENT V200 DROIT 1 CIRCUIT","HK154",580,null,null,null,null,null,"","","","",""]
[null,null,null,null,null,null,null,null,null,null,{"$f":"IF($H$18=1,$B$47,$B$48)","v":7746417},"DOSSERET DE RACCORDEMENT V200 GAUCHE 1 CIRCUIT","HK156",580,null,null,{"$f":"IF($H$18=1,$B$47,$B$48)","v":7746417},"DOSSERET DE RACCORDEMENT V200 GAUCHE 1 CIRCUIT","HK156",580,null,null,null,null,null,"","","","",""]
[null,null,null,null,null,null,null,null,null,null,null,null,null,null,null,null,null,null,null,null,null,null,null,null,null,"","","","",""]
[null,null,null,null,null,null,null,null,null,null,null,"Kit de fonction réversible",null,null,null,null,null,"Kit de fonction réversible",null,null,null,null,null,null,null,"","","","",""]
[null,null,null,null,null,null,null,null,null,null,{"$f":"$B$34","v":7677244},{"$f":"IFERROR(VLOOKUP(K263,$B$7:$E$102,2,FALSE),\"\")","v":"KIT ISOLATION MODE CLIMATISATION"},{"$f":"IFERROR(VLOOKUP(K263,$B$7:$E$102,3,FALSE),\"\")","v":"EH859"},{"$f":"IFERROR(VLOOKUP(K263,$B$7:$E$102,4,FALSE),\"\")","v":103},null,null,{"$f":"$B$34","v":7677244},{"$f":"IFERROR(VLOOKUP(Q263,$B$7:$E$102,2,FALSE),\"\")","v":"KIT ISOLATION MODE CLIMATISATION"},{"$f":"IFERROR(VLOOKUP(Q263,$B$7:$E$102,3,FALSE),\"\")","v":"EH859"},{"$f":"IFERROR(VLOOKUP(Q263,$B$7:$E$102,4,FALSE),\"\")","v":103},null,null,null,null,null,"","","","",""]
[null,null,null,null,null,null,null,null,null,null,{"$f":"$B$36","v":100019114},"KIT SONDE HYGRO RAFRAICHISSEMENT","HK27",233,null,null,{"$f":"$B$36","v":100019114},"KIT SONDE HYGRO RAFRAICHISSEMENT","HK27",233,null,null,null,null,null,"","","","",""]
[null,null,null,null,null,null,null,null,null,null,{"$f":"$B$38","v":7622433},"KIT SONDE CONDENSATION (0-10V)","HZ64",420,null,null,{"$f":"$B$38","v":7622433},"KIT SONDE CONDENSATION (0-10V)","HZ64",420,null,null,null,null,null,"","","","",""]
[null,null,null,null,null,null,null,null,null,null,null,"","","",null,null,null,"","","",null,null,null,null,null,"","","","",""]
[null,null,null,null,null,null,null,null,null,null,null,"","","",null,null,null,"","","",null,null,null,null,null,"","","","",""]
[null,null,null,null,null,null,null,null,null,null,null,"","","",null,null,null,"","","",null,null,null,null,null,"","","","",""]
[null,null,null,null,null,null,null,null,null,null,null,"","","",null,null,null,"","","",null,null,null,null,null,"","","","",""]
[null,null,null,null,null,null,null,null,null,null,null,"","","",null,null,null,"","","",null,null,null,null,null,"","","","",""]
[null,null,null,null,null,null,null,null,null,null,null,null,null,null,null,null,null,null,null,null,null,null,null,null,null,"","","","",""]
[null,null,null,null,null,null,null,null,null,null,null,null,null,null,null,null,null,null,null,null,null,null,null,null,null,"","","","",""]
[null,null,null,null,null,null,null,null,null,null,null,{"$f":"IFERROR(VLOOKUP(K273,$B$7:$E$102,2,FALSE),\"\")","v":""},{"$f":"IFERROR(VLOOKUP(K273,$B$7:$E$102,3,FALSE),\"\")","v":""},{"$f":"IFERROR(VLOOKUP(K273,$B$7:$E$102,4,FALSE),\"\")","v":""},null,null,null,{"$f":"IFERROR(VLOOKUP(Q273,$B$7:$E$102,2,FALSE),\"\")","v":""},{"$f":"IFERROR(VLOOKUP(Q273,$B$7:$E$102,3,FALSE),\"\")","v":""},{"$f":"IFERROR(VLOOKUP(Q273,$B$7:$E$102,4,FALSE),\"\")","v":""},null,null,null,null,null,"","","","",""]
[null,null,null,null,null,null,null,null,null,null,null,{"$f":"IFERROR(VLOOKUP(K274,$B$7:$E$102,2,FALSE),\"\")","v":""},{"$f":"IFERROR(VLOOKUP(K274,$B$7:$E$102,3,FALSE),\"\")","v":""},{"$f":"IFERROR(VLOOKUP(K274,$B$7:$E$102,4,FALSE),\"\")","v":""},null,null,null,{"$f":"IFERROR(VLOOKUP(Q274,$B$7:$E$102,2,FALSE),\"\")","v":""},{"$f":"IFERROR(VLOOKUP(Q274,$B$7:$E$102,3,FALSE),\"\")","v":""},{"$f":"IFERROR(VLOOKUP(Q274,$B$7:$E$102,4,FALSE),\"\")","v":""},null,null,null,null,null,"","","","",""]
[null,null,null,null,null,null,null,null,null,null,null,null,null,null,null,null,null,null,null,null,null,null,null,null,null,"","","","",""]
[null,null,null,null,null,null,null,null,null,null,null,"Accessoires de régulation",null,null,null,null,null,"Accessoires de régulation",null,null,null,null,null,null,null,"","","","",""]
[null,null,null,null,null,null,null,null,null,null,{"$f":"$B$25","v":88017859},{"$f":"IFERROR(VLOOKUP(K277,$B$7:$E$102,2,FALSE),\"\")","v":"THERMOSTAT D'AMBIANCE NON PROGRAMMABLE"},{"$f":"IFERROR(VLOOKUP(K277,$B$7:$E$102,3,FALSE),\"\")","v":"AD140"},{"$f":"IFERROR(VLOOKUP(K277,$B$7:$E$102,4,FALSE),\"\")","v":54},null,null,{"$f":"$B$25","v":88017859},{"$f":"IFERROR(VLOOKUP(Q277,$B$7:$E$102,2,FALSE),\"\")","v":"THERMOSTAT D'AMBIANCE NON PROGRAMMABLE"},{"$f":"IFERROR(VLOOKUP(Q277,$B$7:$E$102,3,FALSE),\"\")","v":"AD140"},{"$f":"IFERROR(VLOOKUP(Q277,$B$7:$E$102,4,FALSE),\"\")","v":54},null,null,null,null,null,"","","","",""]
[null,null,null,null,null,null,null,null,null,null,{"$f":"$B$26","v":88017904},"THERMOSTAT AMBIANCE PROGRAMMABLE (FILAIRE)","AD191",176,null,null,{"$f":"$B$26","v":88017904},"THERMOSTAT AMBIANCE PROGRAMMABLE (FILAIRE)","AD191",176,null,null,null,null,null,"","","","",""]
[null,null,null,null,null,null,null,null,null,null,{"$f":"$B$27","v":88017010},"THERMOSTAT D'AMBIANCE PROGRAMMABLE (SANS FILS)","AD192",308,null,null,{"$f":"$B$27","v":88017010},"THERMOSTAT D'AMBIANCE PROGRAMMABLE (SANS FILS)","AD192",308,null,null,null,null,null,"","","","",""]
[null,null,null,null,null,null,null,null,null,null,{"$f":"$B$28","v":7691374},"THERMOSTAT AMBIANCE OETROSMART (R-BUS)","AD323",207,{"$f":"$H$18","v":1},null,{"$f":"$B$28","v":7691374},"THERMOSTAT AMBIANCE OETROSMART (R-BUS)","AD323",207,{"$f":"$H$18","v":1},null,null,null,null,"","","","",""]
[null,null,null,null,null,null,null,null,null,null,{"$f":"$B$29","v":7624902},"KIT CABLAGE PLANCHER CHAUFFANT DIRECT","HA255",40,null,null,{"$f":"$B$29","v":7624902},"KIT CABLAGE PLANCHER CHAUFFANT DIRECT","HA255",40,null,null,null,null,null,"","","","",""]
[null,null,null,null,null,null,null,null,null,null,{"$f":"$B$30","v":7657050},"KIT 2nd CIRCUIT AVEC V3V ET POMPE","EH858",614,null,null,{"$f":"$B$30","v":7657050},"KIT 2nd CIRCUIT AVEC V3V ET POMPE","EH858",614,null,null,null,null,null,"","","","",""]
[null,null,null,null,null,null,null,null,null,null,{"$f":"$B$31","v":7689751},"KIT CARTE DE REGULATION 2nd CIRCUIT (VERSION B)","EH862",113,null,null,{"$f":"$B$31","v":7689751},"KIT CARTE DE REGULATION 2nd CIRCUIT (VERSION B)","EH862",113,null,null,null,null,null,"","","","",""]
[null,null,null,null,null,null,null,null,null,null,null,"","","",null,null,null,"","","",null,null,null,null,null,"","","","",""]
[null,null,null,null,null,null,null,null,null,null,null,"","","",null,null,null,"","","",null,null,null,null,null,"","","","",""]
[null,null,null,null,null,null,null,null,null,null,null,"","","",null,null,null,"","","",null,null,null,null,null,"","","","",""]
[null,null,null,null,null,null,null,null,null,null,null,"","","",null,null,null,"","","",null,null,null,null,null,"","","","",""]
[null,null,null,null,null,null,null,null,null,null,null,"","","",null,null,null,"","","",null,null,null,null,null,"","","","",""]
[null,null,null,null,null,null,null,null,null,null,null,"","","",null,null,null,"","","",null,null,null,null,null,"","","","",""]
[null,null,null,null,null,null,null,null,null,null,null,"","","",null,null,null,"","","",null,null,null,null,null,"","","","",""]
[]
[]
[null,null,null,null,null,null,null,null,null,null,{"$f":"$K$24","v":"PAC-C COLONNE-CONF (relève électrique)"},null,null,null,null,null,{"$f":"$Q$24","v":"PAC-C COLONNE-CONF (relève hydraulique)"}]
[null,null,null,null,null,null,null,null,null,{"$f":"IF($H$9=OFFRE!$E$59,1,0)","v":0},{"$f":"OFFRE!$E$59","v":"PAC-C COLONNE-CONF 11 kW TRI - E"},null,null,null,null,{"$f":"IF($H$9=OFFRE!$F$59,1,0)","v":0},{"$f":"OFFRE!$F$59","v":"PAC-C COLONNE-CONF 11 kW TRI - H"}]
[null,null,null,null,null,null,null,null,null,"Appoint",{"$f":"OFFRE!$F$7","v":"Electrique"},null,null,null,null,null,{"$f":"OFFRE!$F$6","v":"Hydraulique par chaudière"}]
[]
[]
[null,null,null,null,null,null,null,null,null,null,null,null,null,null,null,null,null,null,null,null,null,null,null,null,null,"Si 11 TR choisi"]
[null,null,null,null,null,null,null,null,null,"11 TR",null,{"$f":"IF($J$13=OFFRE!$H$23,\"Kit complet : PAC + accessoires\",\"\")","v":"Kit complet : PAC + accessoires"},null,null,null,null,null,{"$f":"IF($J$13=OFFRE!$H$23,\"Kit complet : PAC + accessoires\",\"\")","v":"Kit complet : PAC + accessoires"},null,null,null,null,null,null,{"$f":"IF($AA308=\"\",0,1)","v":0},{"$f":"IF($J$294=1,IF(K299=\"\",\"\",K299),IF($P$294=1,IF(Q299=\"\",\"\",Q299),\"\"))","v":""},{"$f":"IF($J$294=1,IF(L299=\"\",\"\",L299),IF($P$294=1,IF(R299=\"\",\"\",R299),\"\"))","v":""},{"$f":"IF($J$294=1,IF(M299=\"\",\"\",M299),IF($P$294=1,IF(S299=\"\",\"\",S299),\"\"))","v":""},{"$f":"IF($J$294=1,IF(N299=\"\",\"\",N299),IF($P$294=1,IF(T299=\"\",\"\",T299),\"\"))","v":""},{"$f":"IF($J$294=1,IF(O299=\"\",\"\",O299),IF($P$294=1,IF(U299=\"\",\"\",U299),\"\"))","v":""}]
[null,null,null,null,null,null,null,null,null,null,{"$f":"IF($J$13=OFFRE!$H$23,$B$83,\"\")","v":7693014},{"$f":"IFERROR(VLOOKUP(K300,$B$7:$E$102,2,FALSE),\"\")","v":"PAC-C COLONNE-CONF 11TR/ET"},{"$f":"IFERROR(VLOOKUP(K300,$B$7:$E$102,3,FALSE),\"\")","v":"-"},{"$f":"IFERROR(VLOOKUP(K300,$B$7:$E$102,4,FALSE),\"\")","v":9702},{"$f":"IF(K300=\"\",\"\",1)","v":1},null,{"$f":"IF($J$13=OFFRE!$H$23,$B$92,\"\")","v":7693013},{"$f":"IFERROR(VLOOKUP(Q300,$B$7:$E$102,2,FALSE),\"\")","v":"PAC-C COLONNE-CONF 11TR/HT"},{"$f":"IFERROR(VLOOKUP(Q300,$B$7:$E$102,3,FALSE),\"\")","v":"-"},{"$f":"IFERROR(VLOOKUP(Q300,$B$7:$E$102,4,FALSE),\"\")","v":9590},{"$f":"IF(Q300=\"\",\"\",1)","v":1},null,null,null,null,{"$f":"IF($J$294=1,IF(K300=\"\",\"\",K300),IF($P$294=1,IF(Q300=\"\",\"\",Q300),\"\"))","v":""},{"$f":"IF($J$294=1,IF(L300=\"\",\"\",L300),IF($P$294=1,IF(R300=\"\",\"\",R300),\"\"))","v":""},{"$f":"IF($J$294=1,IF(M300=\"\",\"\",M300),IF($P$294=1,IF(S300=\"\",\"\",S300),\"\"))","v":""},{"$f":"IF($J$294=1,IF(N300=\"\",\"\",N300),IF($P$294=1,IF(T300=\"\",\"\",T300),\"\"))","v":""},{"$f":"IF($J$294=1,IF(O300=\"\",\"\",O300),IF($P$294=1,IF(U300=\"\",\"\",U300),\"\"))","v":""}]
[null,null,null,null,null,null,null,null,null,null,null,null,null,null,null,null,null,null,null,null,null,null,null,null,null,"","","","",""]
[null,null,null,null,null,null,null,null,null,null,null,{"$f":"IF($J$13=OFFRE!$H$24,\"Sélection personnalisée\",\"\")","v":""},null,null,null,null,null,{"$f":"IF($J$13=OFFRE!$H$24,\"Sélection personnalisée\",\"\")","v":""},null,null,null,null,null,null,null,"","","","",""]
[null,null,null,null,null,null,null,null,null,null,{"$f":"IF($J$13=OFFRE!$H$24,$B$65,\"\")","v":""},{"$f":"IFERROR(VLOOKUP(K303,$B$7:$E$102,2,FALSE),\"\")","v":""},{"$f":"IFERROR(VLOOKUP(K303,$B$7:$E$102,3,FALSE),\"\")","v":""},{"$f":"IFERROR(VLOOKUP(K303,$B$7:$E$102,4,FALSE),\"\")","v":""},{"$f":"IF(K303=\"\",\"\",1)","v":""},null,{"$f":"IF($J$13=OFFRE!$H$24,$B$70,\"\")","v":""},{"$f":"IFERROR(VLOOKUP(Q303,$B$7:$E$102,2,FALSE),\"\")","v":""},{"$f":"IFERROR(VLOOKUP(Q303,$B$7:$E$102,3,FALSE),\"\")","v":""},{"$f":"IFERROR(VLOOKUP(Q303,$B$7:$E$102,4,FALSE),\"\")","v":""},{"$f":"IF(Q303=\"\",\"\",1)","v":""},null,null,null,null,"","","","",""]
[null,null,null,null,null,null,null,null,null,null,{"$f":"IF($J$13=OFFRE!$H$24,$B$59,\"\")","v":""},{"$f":"IFERROR(VLOOKUP(K304,$B$7:$E$102,2,FALSE),\"\")","v":""},{"$f":"IFERROR(VLOOKUP(K304,$B$7:$E$102,3,FALSE),\"\")","v":""},{"$f":"IFERROR(VLOOKUP(K304,$B$7:$E$102,4,FALSE),\"\")","v":""},{"$f":"IF(K304=\"\",\"\",1)","v":""},null,{"$f":"IF($J$13=OFFRE!$H$24,$B$59,\"\")","v":""},{"$f":"IFERROR(VLOOKUP(Q304,$B$7:$E$102,2,FALSE),\"\")","v":""},{"$f":"IFERROR(VLOOKUP(Q304,$B$7:$E$102,3,FALSE),\"\")","v":""},{"$f":"IFERROR(VLOOKUP(Q304,$B$7:$E$102,4,FALSE),\"\")","v":""},{"$f":"IF(Q304=\"\",\"\",1)","v":""},null,null,null,null,"","","","",""]
[null,null,null,null,null,null,null,null,null,null,null,{"$f":"IFERROR(VLOOKUP(K305,$B$7:$E$102,2,FALSE),\"\")","v":""},{"$f":"IFERROR(VLOOKUP(K305,$B$7:$E$102,3,FALSE),\"\")","v":""},{"$f":"IFERROR(VLOOKUP(K305,$B$7:$E$102,4,FALSE),\"\")","v":""},{"$f":"IF(K305=\"\",\"\",1)","v":""},null,null,{"$f":"IFERROR(VLOOKUP(Q305,$B$7:$E$102,2,FALSE),\"\")","v":""},{"$f":"IFERROR(VLOOKUP(Q305,$B$7:$E$102,3,FALSE),\"\")","v":""},{"$f":"IFERROR(VLOOKUP(Q305,$B$7:$E$102,4,FALSE),\"\")","v":""},{"$f":"IF(Q305=\"\",\"\",1)","v":""},null,null,null,null,"","","","",""]
[null,null,null,null,null,null,null,null,null,null,null,{"$f":"IFERROR(VLOOKUP(K306,$B$7:$E$102,2,FALSE),\"\")","v":""},{"$f":"IFERROR(VLOOKUP(K306,$B$7:$E$102,3,FALSE),\"\")","v":""},{"$f":"IFERROR(VLOOKUP(K306,$B$7:$E$102,4,FALSE),\"\")","v":""},{"$f":"IF(K306=\"\",\"\",1)","v":""},null,null,{"$f":"IFERROR(VLOOKUP(Q306,$B$7:$E$102,2,FALSE),\"\")","v":""},{"$f":"IFERROR(VLOOKUP(Q306,$B$7:$E$102,3,FALSE),\"\")","v":""},{"$f":"IFERROR(VLOOKUP(Q306,$B$7:$E$102,4,FALSE),\"\")","v":""},{"$f":"IF(Q306=\"\",\"\",1)","v":""},null,null,null,null,"","","","",""]
[null,null,null,null,null,null,null,null,null,null,null,null,null,null,{"$f":"IF(K307=\"\",\"\",1)","v":""},null,null,null,null,null,{"$f":"IF(Q307=\"\",\"\",1)","v":""},null,null,null,null,"","","","",""]
[null,null,null,null,null,null,null,null,null,null,null,"Accessoires de mise en œuvre",null,null,null,null,null,"Accessoires de mise en œuvre",null,null,null,null,null,null,null,"","","","",""]
[null,null,null,null,null,null,null,null,null,null,{"$f":"IF($H$15=OFFRE!$H$16,'Offre SV200 - ERIA N DUO '!$B$12,'Offre SV200 - ERIA N DUO '!$B$9)","v":7694974},{"$f":"IFERROR(VLOOKUP(K309,$B$7:$E$102,2,FALSE),\"\")","v":"SUPPORT AU SOL CAOUTCHOUC 600MM"},{"$f":"IFERROR(VLOOKUP(K309,$B$7:$E$102,3,FALSE),\"\")","v":"EH879"},{"$f":"IFERROR(VLOOKUP(K309,$B$7:$E$102,4,FALSE),\"\")","v":119},1,null,{"$f":"IF($H$15=OFFRE!$H$16,'Offre SV200 - ERIA N DUO '!$B$12,'Offre SV200 - ERIA N DUO '!$B$9)","v":7694974},{"$f":"IFERROR(VLOOKUP(Q309,$B$7:$E$102,2,FALSE),\"\")","v":"SUPPORT AU SOL CAOUTCHOUC 600MM"},{"$f":"IFERROR(VLOOKUP(Q309,$B$7:$E$102,3,FALSE),\"\")","v":"EH879"},{"$f":"IFERROR(VLOOKUP(Q309,$B$7:$E$102,4,FALSE),\"\")","v":119},1,null,null,null,null,"","","","",""]
[null,null,null,null,null,null,null,null,null,null,null,{"$f":"IFERROR(VLOOKUP(K310,$B$7:$E$102,2,FALSE),\"\")","v":""},{"$f":"IFERROR(VLOOKUP(K310,$B$7:$E$102,3,FALSE),\"\")","v":""},{"$f":"IFERROR(VLOOKUP(K310,$B$7:$E$102,4,FALSE),\"\")","v":""},null,null,null,{"$f":"IFERROR(VLOOKUP(Q310,$B$7:$E$102,2,FALSE),\"\")","v":""},{"$f":"IFERROR(VLOOKUP(Q310,$B$7:$E$102,3,FALSE),\"\")","v":""},{"$f":"IFERROR(VLOOKUP(Q310,$B$7:$E$102,4,FALSE),\"\")","v":""},null,null,null,null,null,"","","","",""]
[null,null,null,null,null,null,null,null,null,null,null,null,null,null,null,null,null,null,null,null,null,null,null,null,null,"","","","",""]
[null,null,null,null,null,null,null,null,null,null,null,"Liaison frigorifique",null,null,null,null,null,"Liaison frigorifique",null,null,null,null,null,null,null,"","","","",""]
[null,null,null,null,null,null,null,null,null,null,{"$f":"$B$15","v":7726775},{"$f":"IFERROR(VLOOKUP(K313,$B$7:$E$102,2,FALSE),\"\")","v":"KIT FLEXIBLES FRIGO L2300 "},{"$f":"IFERROR(VLOOKUP(K313,$B$7:$E$102,3,FALSE),\"\")","v":"EH978"},{"$f":"IFERROR(VLOOKUP(K313,$B$7:$E$102,4,FALSE),\"\")","v":365},1,null,{"$f":"$B$15","v":7726775},{"$f":"IFERROR(VLOOKUP(Q313,$B$7:$E$102,2,FALSE),\"\")","v":"KIT FLEXIBLES FRIGO L2300 "},{"$f":"IFERROR(VLOOKUP(Q313,$B$7:$E$102,3,FALSE),\"\")","v":"EH978"},{"$f":"IFERROR(VLOOKUP(Q313,$B$7:$E$102,4,FALSE),\"\")","v":365},1,null,null,null,null,"","","","",""]
[null,null,null,null,null,null,null,null,null,null,{"$f":"$B$16","v":100012535},{"$f":"IFERROR(VLOOKUP(K314,$B$7:$E$102,2,FALSE),\"\")","v":"LIAISON FRIGORIFIQUE PE 5/8'' 3/8'' - LG 5m"},{"$f":"IFERROR(VLOOKUP(K314,$B$7:$E$102,3,FALSE),\"\")","v":"EH114"},{"$f":"IFERROR(VLOOKUP(K314,$B$7:$E$102,4,FALSE),\"\")","v":255},null,null,{"$f":"$B$16","v":100012535},{"$f":"IFERROR(VLOOKUP(Q314,$B$7:$E$102,2,FALSE),\"\")","v":"LIAISON FRIGORIFIQUE PE 5/8'' 3/8'' - LG 5m"},{"$f":"IFERROR(VLOOKUP(Q314,$B$7:$E$102,3,FALSE),\"\")","v":"EH114"},{"$f":"IFERROR(VLOOKUP(Q314,$B$7:$E$102,4,FALSE),\"\")","v":255},null,null,null,null,null,"","","","",""]
[null,null,null,null,null,null,null,null,null,null,{"$f":"$B$17","v":100012536},{"$f":"IFERROR(VLOOKUP(K315,$B$7:$E$102,2,FALSE),\"\")","v":"LIAISON FRIGORIFIQUE PE 5/8'' 3/8'' - LG 10m"},{"$f":"IFERROR(VLOOKUP(K315,$B$7:$E$102,3,FALSE),\"\")","v":"EH115"},{"$f":"IFERROR(VLOOKUP(K315,$B$7:$E$102,4,FALSE),\"\")","v":456},null,null,{"$f":"$B$17","v":100012536},{"$f":"IFERROR(VLOOKUP(Q315,$B$7:$E$102,2,FALSE),\"\")","v":"LIAISON FRIGORIFIQUE PE 5/8'' 3/8'' - LG 10m"},{"$f":"IFERROR(VLOOKUP(Q315,$B$7:$E$102,3,FALSE),\"\")","v":"EH115"},{"$f":"IFERROR(VLOOKUP(Q315,$B$7:$E$102,4,FALSE),\"\")","v":456},null,null,null,null,null,"","","","",""]
[null,null,null,null,null,null,null,null,null,null,{"$f":"$B$19","v":100012537},{"$f":"IFERROR(VLOOKUP(K316,$B$7:$E$102,2,FALSE),\"\")","v":"LIAISON FRIGORIFIQUE PE 5/8'' 3/8'' - LG 20m"},{"$f":"IFERROR(VLOOKUP(K316,$B$7:$E$102,3,FALSE),\"\")","v":"EH116"},{"$f":"IFERROR(VLOOKUP(K316,$B$7:$E$102,4,FALSE),\"\")","v":823},null,null,{"$f":"$B$19","v":100012537},{"$f":"IFERROR(VLOOKUP(Q316,$B$7:$E$102,2,FALSE),\"\")","v":"LIAISON FRIGORIFIQUE PE 5/8'' 3/8'' - LG 20m"},{"$f":"IFERROR(VLOOKUP(Q316,$B$7:$E$102,3,FALSE),\"\")","v":"EH116"},{"$f":"IFERROR(VLOOKUP(Q316,$B$7:$E$102,4,FALSE),\"\")","v":823},null,null,null,null,null,"","","","",""]
[null,null,null,null,null,null,null,null,null,null,null,"Accessoires de raccordement hydraulique",null,null,null,null,null,"Accessoires de raccordement hydraulique",null,null,null,null,null,null,null,"","","","",""]
[null,null,null,null,null,null,null,null,null,null,{"$f":"$B$21","v":100008841},{"$f":"IFERROR(VLOOKUP(K318,$B$7:$E$102,2,FALSE),\"\")","v":"BALLON TAMPON 80L B 80 T"},{"$f":"IFERROR(VLOOKUP(K318,$B$7:$E$102,3,FALSE),\"\")","v":"EH85"},{"$f":"IFERROR(VLOOKUP(K318,$B$7:$E$102,4,FALSE),\"\")","v":572},1,null,{"$f":"$B$21","v":100008841},{"$f":"IFERROR(VLOOKUP(Q318,$B$7:$E$102,2,FALSE),\"\")","v":"BALLON TAMPON 80L B 80 T"},{"$f":"IFERROR(VLOOKUP(Q318,$B$7:$E$102,3,FALSE),\"\")","v":"EH85"},{"$f":"IFERROR(VLOOKUP(Q318,$B$7:$E$102,4,FALSE),\"\")","v":572},1,null,null,null,null,"","","","",""]
[null,null,null,null,null,null,null,null,null,null,{"$f":"$B$22","v":100004415},"BALLON TAMPON 160L B 150 T","EH60",857,null,null,{"$f":"$B$22","v":100004415},"BALLON TAMPON 160L B 150 T","EH60",857,null,null,null,null,null,"","","","",""]
[null,null,null,null,null,null,null,null,null,null,{"$f":"$B$35","v":7687189},"KIT POMPE DE RELEVAGE","EH860",158,null,null,{"$f":"$B$35","v":7687189},"KIT POMPE DE RELEVAGE","EH860",158,null,null,null,null,null,"","","","",""]
[null,null,null,null,null,null,null,null,null,null,{"$f":"$B$37","v":7636899},"KIT SILENCIEUX MODULE EXTERIEUR","EH572",66,null,null,{"$f":"$B$37","v":7636899},"KIT SILENCIEUX MODULE EXTERIEUR","EH572",66,null,null,null,null,null,"","","","",""]
[null,null,null,null,null,null,null,null,null,null,{"$f":"$B$39","v":88017017},"SONDE DEPART v3v","AD199",85,null,null,{"$f":"$B$39","v":88017017},"SONDE DEPART v3v","AD199",85,null,null,null,null,null,"","","","",""]
[null,null,null,null,null,null,null,null,null,null,{"$f":"$B$42","v":7746242},"SOUPAPE DIFFERENTIELLE ","HK150",59,1,null,{"$f":"$B$42","v":7746242},"SOUPAPE DIFFERENTIELLE ","HK150",59,1,null,null,null,null,"","","","",""]
[null,null,null,null,null,null,null,null,null,null,{"$f":"$B$43","v":7746197},"BOUTEILLE DE DECOUPLAGE 25L"," HK147",362,1,null,{"$f":"$B$43","v":7746197},"BOUTEILLE DE DECOUPLAGE 25L"," HK147",362,1,null,null,null,null,"","","","",""]
[null,null,null,null,null,null,null,null,null,null,{"$f":"$B$44","v":7746307},"KIT HYDRAULIQUE 2ND CIRCUIT V3V EXTERNE","HK152",440,null,null,{"$f":"$B$44","v":7746307},"KIT HYDRAULIQUE 2ND CIRCUIT V3V EXTERNE","HK152",440,null,null,null,null,null,"","","","",""]
[null,null,null,null,null,null,null,null,null,null,{"$f":"IF($H$18=1,$B$45,$B$46)","v":7746412},"DOSSERET DE RACCORDEMENT V200 DROIT 1 CIRCUIT","HK154",580,null,null,{"$f":"IF($H$18=1,$B$45,$B$46)","v":7746412},"DOSSERET DE RACCORDEMENT V200 DROIT 1 CIRCUIT","HK154",580,null,null,null,null,null,"","","","",""]
[null,null,null,null,null,null,null,null,null,null,{"$f":"IF($H$18=1,$B$47,$B$48)","v":7746417},"DOSSERET DE RACCORDEMENT V200 GAUCHE 1 CIRCUIT","HK156",580,null,null,{"$f":"IF($H$18=1,$B$47,$B$48)","v":7746417},"DOSSERET DE RACCORDEMENT V200 GAUCHE 1 CIRCUIT","HK156",580,null,null,null,null,null,"","","","",""]
[null,null,null,null,null,null,null,null,null,null,null,null,null,null,null,null,null,null,null,null,null,null,null,null,null,"","","","",""]
[null,null,null,null,null,null,null,null,null,null,null,"Kit de fonction réversible",null,null,null,null,null,"Kit de fonction réversible",null,null,null,null,null,null,null,"","","","",""]
[null,null,null,null,null,null,null,null,null,null,{"$f":"$B$34","v":7677244},{"$f":"IFERROR(VLOOKUP(K330,$B$7:$E$102,2,FALSE),\"\")","v":"KIT ISOLATION MODE CLIMATISATION"},{"$f":"IFERROR(VLOOKUP(K330,$B$7:$E$102,3,FALSE),\"\")","v":"EH859"},{"$f":"IFERROR(VLOOKUP(K330,$B$7:$E$102,4,FALSE),\"\")","v":103},null,null,{"$f":"$B$34","v":7677244},{"$f":"IFERROR(VLOOKUP(Q330,$B$7:$E$102,2,FALSE),\"\")","v":"KIT ISOLATION MODE CLIMATISATION"},{"$f":"IFERROR(VLOOKUP(Q330,$B$7:$E$102,3,FALSE),\"\")","v":"EH859"},{"$f":"IFERROR(VLOOKUP(Q330,$B$7:$E$102,4,FALSE),\"\")","v":103},null,null,null,null,null,"","","","",""]
[null,null,null,null,null,null,null,null,null,null,{"$f":"$B$36","v":100019114},"KIT SONDE HYGRO RAFRAICHISSEMENT","HK27",233,null,null,{"$f":"$B$36","v":100019114},"KIT SONDE HYGRO RAFRAICHISSEMENT","HK27",233,null,null,null,null,null,"","","","",""]
[null,null,null,null,null,null,null,null,null,null,{"$f":"$B$38","v":7622433},"KIT SONDE CONDENSATION (0-10V)","HZ64",420,null,null,{"$f":"$B$38","v":7622433},"KIT SONDE CONDENSATION (0-10V)","HZ64",420,null,null,null,null,null,"","","","",""]
[null,null,null,null,null,null,null,null,null,null,null,"","","",null,null,null,"","","",null,null,null,null,null,"","","","",""]
[null,null,null,null,null,null,null,null,null,null,null,"","","",null,null,null,"","","",null,null,null,null,null,"","","","",""]
[null,null,null,null,null,null,null,null,null,null,null,"","","",null,null,null,"","","",null,null,null,null,null,"","","","",""]
[null,null,null,null,null,null,null,null,null,null,null,"","","",null,null,null,"","","",null,null,null,null,null,"","","","",""]
[null,null,null,null,null,null,null,null,null,null,null,"","","",null,null,null,"","","",null,null,null,null,null,"","","","",""]
[null,null,null,null,null,null,null,null,null,null,null,null,null,null,null,null,null,null,null,null,null,null,null,null,null,"","","","",""]
[null,null,null,null,null,null,null,null,null,null,null,null,null,null,null,null,null,null,null,null,null,null,null,null,null,"","","","",""]
[null,null,null,null,null,null,null,null,null,null,null,{"$f":"IFERROR(VLOOKUP(K340,$B$7:$E$102,2,FALSE),\"\")","v":""},{"$f":"IFERROR(VLOOKUP(K340,$B$7:$E$102,3,FALSE),\"\")","v":""},{"$f":"IFERROR(VLOOKUP(K340,$B$7:$E$102,4,FALSE),\"\")","v":""},null,null,null,{"$f":"IFERROR(VLOOKUP(Q340,$B$7:$E$102,2,FALSE),\"\")","v":""},{"$f":"IFERROR(VLOOKUP(Q340,$B$7:$E$102,3,FALSE),\"\")","v":""},{"$f":"IFERROR(VLOOKUP(Q340,$B$7:$E$102,4,FALSE),\"\")","v":""},null,null,null,null,null,"","","","",""]
[null,null,null,null,null,null,null,null,null,null,null,{"$f":"IFERROR(VLOOKUP(K341,$B$7:$E$102,2,FALSE),\"\")","v":""},{"$f":"IFERROR(VLOOKUP(K341,$B$7:$E$102,3,FALSE),\"\")","v":""},{"$f":"IFERROR(VLOOKUP(K341,$B$7:$E$102,4,FALSE),\"\")","v":""},null,null,null,{"$f":"IFERROR(VLOOKUP(Q341,$B$7:$E$102,2,FALSE),\"\")","v":""},{"$f":"IFERROR(VLOOKUP(Q341,$B$7:$E$102,3,FALSE),\"\")","v":""},{"$f":"IFERROR(VLOOKUP(Q341,$B$7:$E$102,4,FALSE),\"\")","v":""},null,null,null,null,null,"","","","",""]
[null,null,null,null,null,null,null,null,null,null,null,null,null,null,null,null,null,null,null,null,null,null,null,null,null,"","","","",""]
[null,null,null,null,null,null,null,null,null,null,null,"Accessoires de régulation",null,null,null,null,null,"Accessoires de régulation",null,null,null,null,null,null,null,"","","","",""]
[null,null,null,null,null,null,null,null,null,null,{"$f":"$B$25","v":88017859},{"$f":"IFERROR(VLOOKUP(K344,$B$7:$E$102,2,FALSE),\"\")","v":"THERMOSTAT D'AMBIANCE NON PROGRAMMABLE"},{"$f":"IFERROR(VLOOKUP(K344,$B$7:$E$102,3,FALSE),\"\")","v":"AD140"},{"$f":"IFERROR(VLOOKUP(K344,$B$7:$E$102,4,FALSE),\"\")","v":54},null,null,{"$f":"$B$25","v":88017859},{"$f":"IFERROR(VLOOKUP(Q344,$B$7:$E$102,2,FALSE),\"\")","v":"THERMOSTAT D'AMBIANCE NON PROGRAMMABLE"},{"$f":"IFERROR(VLOOKUP(Q344,$B$7:$E$102,3,FALSE),\"\")","v":"AD140"},{"$f":"IFERROR(VLOOKUP(Q344,$B$7:$E$102,4,FALSE),\"\")","v":54},null,null,null,null,null,"","","","",""]
[null,null,null,null,null,null,null,null,null,null,{"$f":"$B$26","v":88017904},"THERMOSTAT AMBIANCE PROGRAMMABLE (FILAIRE)","AD191",176,null,null,{"$f":"$B$26","v":88017904},"THERMOSTAT AMBIANCE PROGRAMMABLE (FILAIRE)","AD191",176,null,null,null,null,null,"","","","",""]
[null,null,null,null,null,null,null,null,null,null,{"$f":"$B$27","v":88017010},"THERMOSTAT D'AMBIANCE PROGRAMMABLE (SANS FILS)","AD192",308,null,null,{"$f":"$B$27","v":88017010},"THERMOSTAT D'AMBIANCE PROGRAMMABLE (SANS FILS)","AD192",308,null,null,null,null,null,"","","","",""]
[null,null,null,null,null,null,null,null,null,null,{"$f":"$B$28","v":7691374},"THERMOSTAT AMBIANCE OETROSMART (R-BUS)","AD323",207,{"$f":"$H$18","v":1},null,{"$f":"$B$28","v":7691374},"THERMOSTAT AMBIANCE OETROSMART (R-BUS)","AD323",207,{"$f":"$H$18","v":1},null,null,null,null,"","","","",""]
[null,null,null,null,null,null,null,null,null,null,{"$f":"$B$29","v":7624902},"KIT CABLAGE PLANCHER CHAUFFANT DIRECT","HA255",40,null,null,{"$f":"$B$29","v":7624902},"KIT CABLAGE PLANCHER CHAUFFANT DIRECT","HA255",40,null,null,null,null,null,"","","","",""]
[null,null,null,null,null,null,null,null,null,null,{"$f":"$B$30","v":7657050},"KIT 2nd CIRCUIT AVEC V3V ET POMPE","EH858",614,null,null,{"$f":"$B$30","v":7657050},"KIT 2nd CIRCUIT AVEC V3V ET POMPE","EH858",614,null,null,null,null,null,"","","","",""]
[null,null,null,null,null,null,null,null,null,null,{"$f":"$B$31","v":7689751},"KIT CARTE DE REGULATION 2nd CIRCUIT (VERSION B)","EH862",113,null,null,{"$f":"$B$31","v":7689751},"KIT CARTE DE REGULATION 2nd CIRCUIT (VERSION B)","EH862",113,null,null,null,null,null,"","","","",""]
[null,null,null,null,null,null,null,null,null,null,null,"","","",null,null,null,"","","",null,null,null,null,null,"","","","",""]
[null,null,null,null,null,null,null,null,null,null,null,"","","",null,null,null,"","","",null,null,null,null,null,"","","","",""]
[null,null,null,null,null,null,null,null,null,null,null,"","","",null,null,null,"","","",null,null,null,null,null,"","","","",""]
[null,null,null,null,null,null,null,null,null,null,null,"","","",null,null,null,"","","",null,null,null,null,null,"","","","",""]
[null,null,null,null,null,null,null,null,null,null,null,"","","",null,null,null,"","","",null,null,null,null,null,"","","","",""]
[null,null,null,null,null,null,null,null,null,null,null,"","","",null,null,null,"","","",null,null,null,null,null,"","","","",""]
[null,null,null,null,null,null,null,null,null,null,null,"","","",null,null,null,"","","",null,null,null,null,null,"","","","",""]
[]
[]
[null,null,null,null,null,null,null,null,null,null,{"$f":"$K$24","v":"PAC-C COLONNE-CONF (relève électrique)"},null,null,null,null,null,{"$f":"$Q$24","v":"PAC-C COLONNE-CONF (relève hydraulique)"}]
[null,null,null,null,null,null,null,null,null,{"$f":"IF($H$9=OFFRE!$E$60,1,0)","v":0},{"$f":"OFFRE!$E$60","v":"PAC-C COLONNE-CONF 16 kW MONO - E"},null,null,null,null,{"$f":"IF($H$9=OFFRE!$F$60,1,0)","v":0},{"$f":"OFFRE!$F$60","v":"PAC-C COLONNE-CONF 16 kW MONO - H"}]
[null,null,null,null,null,null,null,null,null,"Appoint",{"$f":"OFFRE!$F$7","v":"Electrique"},null,null,null,null,null,{"$f":"OFFRE!$F$6","v":"Hydraulique par chaudière"}]
[]
[]
[null,null,null,null,null,null,null,null,null,null,null,null,null,null,null,null,null,null,null,null,null,null,null,null,null,"Si 16 MR choisi"]
[null,null,null,null,null,null,null,null,null,"16 MR",null,{"$f":"IF($J$13=OFFRE!$H$23,\"Kit complet : PAC + accessoires\",\"\")","v":"Kit complet : PAC + accessoires"},null,null,null,null,null,{"$f":"IF($J$13=OFFRE!$H$23,\"Kit complet : PAC + accessoires\",\"\")","v":"Kit complet : PAC + accessoires"},null,null,null,null,null,null,{"$f":"IF($AA375=\"\",0,1)","v":0},{"$f":"IF($J$361=1,IF(K366=\"\",\"\",K366),IF($P$361=1,IF(Q366=\"\",\"\",Q366),\"\"))","v":""},{"$f":"IF($J$361=1,IF(L366=\"\",\"\",L366),IF($P$361=1,IF(R366=\"\",\"\",R366),\"\"))","v":""},{"$f":"IF($J$361=1,IF(M366=\"\",\"\",M366),IF($P$361=1,IF(S366=\"\",\"\",S366),\"\"))","v":""},{"$f":"IF($J$361=1,IF(N366=\"\",\"\",N366),IF($P$361=1,IF(T366=\"\",\"\",T366),\"\"))","v":""},{"$f":"IF($J$361=1,IF(O366=\"\",\"\",O366),IF($P$361=1,IF(U366=\"\",\"\",U366),\"\"))","v":""}]
[null,null,null,null,null,null,null,null,null,null,{"$f":"IF($J$13=OFFRE!$H$23,$B$84,\"\")","v":7693017},{"$f":"IFERROR(VLOOKUP(K367,$B$7:$E$102,2,FALSE),\"\")","v":"PAC-C COLONNE-CONF 16MR/EM"},{"$f":"IFERROR(VLOOKUP(K367,$B$7:$E$102,3,FALSE),\"\")","v":"-"},{"$f":"IFERROR(VLOOKUP(K367,$B$7:$E$102,4,FALSE),\"\")","v":10512},{"$f":"IF(K367=\"\",\"\",1)","v":1},null,{"$f":"IF($J$13=OFFRE!$H$23,$B$93,\"\")","v":7693016},{"$f":"IFERROR(VLOOKUP(Q367,$B$7:$E$102,2,FALSE),\"\")","v":"PAC-C COLONNE-CONF 16MR/H"},{"$f":"IFERROR(VLOOKUP(Q367,$B$7:$E$102,3,FALSE),\"\")","v":"-"},{"$f":"IFERROR(VLOOKUP(Q367,$B$7:$E$102,4,FALSE),\"\")","v":10400},{"$f":"IF(Q367=\"\",\"\",1)","v":1},null,null,null,null,{"$f":"IF($J$361=1,IF(K367=\"\",\"\",K367),IF($P$361=1,IF(Q367=\"\",\"\",Q367),\"\"))","v":""},{"$f":"IF($J$361=1,IF(L367=\"\",\"\",L367),IF($P$361=1,IF(R367=\"\",\"\",R367),\"\"))","v":""},{"$f":"IF($J$361=1,IF(M367=\"\",\"\",M367),IF($P$361=1,IF(S367=\"\",\"\",S367),\"\"))","v":""},{"$f":"IF($J$361=1,IF(N367=\"\",\"\",N367),IF($P$361=1,IF(T367=\"\",\"\",T367),\"\"))","v":""},{"$f":"IF($J$361=1,IF(O367=\"\",\"\",O367),IF($P$361=1,IF(U367=\"\",\"\",U367),\"\"))","v":""}]
[null,null,null,null,null,null,null,null,null,null,null,null,null,null,null,null,null,null,null,null,null,null,null,null,null,"","","","",""]
[null,null,null,null,null,null,null,null,null,null,null,{"$f":"IF($J$13=OFFRE!$H$24,\"Sélection personnalisée\",\"\")","v":""},null,null,null,null,null,{"$f":"IF($J$13=OFFRE!$H$24,\"Sélection personnalisée\",\"\")","v":""},null,null,null,null,null,null,null,"","","","",""]
[null,null,null,null,null,null,null,null,null,null,{"$f":"IF($J$13=OFFRE!$H$24,$B$65,\"\")","v":""},{"$f":"IFERROR(VLOOKUP(K370,$B$7:$E$102,2,FALSE),\"\")","v":""},{"$f":"IFERROR(VLOOKUP(K370,$B$7:$E$102,3,FALSE),\"\")","v":""},{"$f":"IFERROR(VLOOKUP(K370,$B$7:$E$102,4,FALSE),\"\")","v":""},{"$f":"IF(K370=\"\",\"\",1)","v":""},null,{"$f":"IF($J$13=OFFRE!$H$24,$B$70,\"\")","v":""},{"$f":"IFERROR(VLOOKUP(Q370,$B$7:$E$102,2,FALSE),\"\")","v":""},{"$f":"IFERROR(VLOOKUP(Q370,$B$7:$E$102,3,FALSE),\"\")","v":""},{"$f":"IFERROR(VLOOKUP(Q370,$B$7:$E$102,4,FALSE),\"\")","v":""},{"$f":"IF(Q370=\"\",\"\",1)","v":""},null,null,null,null,"","","","",""]
[null,null,null,null,null,null,null,null,null,null,{"$f":"IF($J$13=OFFRE!$H$24,$B$60,\"\")","v":""},{"$f":"IFERROR(VLOOKUP(K371,$B$7:$E$102,2,FALSE),\"\")","v":""},{"$f":"IFERROR(VLOOKUP(K371,$B$7:$E$102,3,FALSE),\"\")","v":""},{"$f":"IFERROR(VLOOKUP(K371,$B$7:$E$102,4,FALSE),\"\")","v":""},{"$f":"IF(K371=\"\",\"\",1)","v":""},null,{"$f":"IF($J$13=OFFRE!$H$24,$B$60,\"\")","v":""},{"$f":"IFERROR(VLOOKUP(Q371,$B$7:$E$102,2,FALSE),\"\")","v":""},{"$f":"IFERROR(VLOOKUP(Q371,$B$7:$E$102,3,FALSE),\"\")","v":""},{"$f":"IFERROR(VLOOKUP(Q371,$B$7:$E$102,4,FALSE),\"\")","v":""},{"$f":"IF(Q371=\"\",\"\",1)","v":""},null,null,null,null,"","","","",""]
[null,null,null,null,null,null,null,null,null,null,null,{"$f":"IFERROR(VLOOKUP(K372,$B$7:$E$102,2,FALSE),\"\")","v":""},{"$f":"IFERROR(VLOOKUP(K372,$B$7:$E$102,3,FALSE),\"\")","v":""},{"$f":"IFERROR(VLOOKUP(K372,$B$7:$E$102,4,FALSE),\"\")","v":""},{"$f":"IF(K372=\"\",\"\",1)","v":""},null,null,{"$f":"IFERROR(VLOOKUP(Q372,$B$7:$E$102,2,FALSE),\"\")","v":""},{"$f":"IFERROR(VLOOKUP(Q372,$B$7:$E$102,3,FALSE),\"\")","v":""},{"$f":"IFERROR(VLOOKUP(Q372,$B$7:$E$102,4,FALSE),\"\")","v":""},{"$f":"IF(Q372=\"\",\"\",1)","v":""},null,null,null,null,"","","","",""]
[null,null,null,null,null,null,null,null,null,null,null,{"$f":"IFERROR(VLOOKUP(K373,$B$7:$E$102,2,FALSE),\"\")","v":""},{"$f":"IFERROR(VLOOKUP(K373,$B$7:$E$102,3,FALSE),\"\")","v":""},{"$f":"IFERROR(VLOOKUP(K373,$B$7:$E$102,4,FALSE),\"\")","v":""},{"$f":"IF(K373=\"\",\"\",1)","v":""},null,null,{"$f":"IFERROR(VLOOKUP(Q373,$B$7:$E$102,2,FALSE),\"\")","v":""},{"$f":"IFERROR(VLOOKUP(Q373,$B$7:$E$102,3,FALSE),\"\")","v":""},{"$f":"IFERROR(VLOOKUP(Q373,$B$7:$E$102,4,FALSE),\"\")","v":""},{"$f":"IF(Q373=\"\",\"\",1)","v":""},null,null,null,null,"","","","",""]
[null,null,null,null,null,null,null,null,null,null,null,null,null,null,{"$f":"IF(K374=\"\",\"\",1)","v":""},null,null,null,null,null,{"$f":"IF(Q374=\"\",\"\",1)","v":""},null,null,null,null,"","","","",""]
[null,null,null,null,null,null,null,null,null,null,null,"Accessoires de mise en œuvre",null,null,null,null,null,"Accessoires de mise en œuvre",null,null,null,null,null,null,null,"","","","",""]
[null,null,null,null,null,null,null,null,null,null,{"$f":"IF($H$15=OFFRE!$H$16,'Offre SV200 - ERIA N DUO '!$B$12,'Offre SV200 - ERIA N DUO '!$B$9)","v":7694974},{"$f":"IFERROR(VLOOKUP(K376,$B$7:$E$102,2,FALSE),\"\")","v":"SUPPORT AU SOL CAOUTCHOUC 600MM"},{"$f":"IFERROR(VLOOKUP(K376,$B$7:$E$102,3,FALSE),\"\")","v":"EH879"},{"$f":"IFERROR(VLOOKUP(K376,$B$7:$E$102,4,FALSE),\"\")","v":119},1,null,{"$f":"IF($H$15=OFFRE!$H$16,'Offre SV200 - ERIA N DUO '!$B$12,'Offre SV200 - ERIA N DUO '!$B$9)","v":7694974},{"$f":"IFERROR(VLOOKUP(Q376,$B$7:$E$102,2,FALSE),\"\")","v":"SUPPORT AU SOL CAOUTCHOUC 600MM"},{"$f":"IFERROR(VLOOKUP(Q376,$B$7:$E$102,3,FALSE),\"\")","v":"EH879"},{"$f":"IFERROR(VLOOKUP(Q376,$B$7:$E$102,4,FALSE),\"\")","v":119},1,null,null,null,null,"","","","",""]
[null,null,null,null,null,null,null,null,null,null,null,{"$f":"IFERROR(VLOOKUP(K377,$B$7:$E$102,2,FALSE),\"\")","v":""},{"$f":"IFERROR(VLOOKUP(K377,$B$7:$E$102,3,FALSE),\"\")","v":""},{"$f":"IFERROR(VLOOKUP(K377,$B$7:$E$102,4,FALSE),\"\")","v":""},null,null,null,{"$f":"IFERROR(VLOOKUP(Q377,$B$7:$E$102,2,FALSE),\"\")","v":""},{"$f":"IFERROR(VLOOKUP(Q377,$B$7:$E$102,3,FALSE),\"\")","v":""},{"$f":"IFERROR(VLOOKUP(Q377,$B$7:$E$102,4,FALSE),\"\")","v":""},null,null,null,null,null,"","","","",""]
[null,null,null,null,null,null,null,null,null,null,null,null,null,null,null,null,null,null,null,null,null,null,null,null,null,"","","","",""]
[null,null,null,null,null,null,null,null,null,null,null,"Liaison frigorifique",null,null,null,null,null,"Liaison frigorifique",null,null,null,null,null,null,null,"","","","",""]
[null,null,null,null,null,null,null,null,null,null,{"$f":"$B$15","v":7726775},{"$f":"IFERROR(VLOOKUP(K380,$B$7:$E$102,2,FALSE),\"\")","v":"KIT FLEXIBLES FRIGO L2300 "},{"$f":"IFERROR(VLOOKUP(K380,$B$7:$E$102,3,FALSE),\"\")","v":"EH978"},{"$f":"IFERROR(VLOOKUP(K380,$B$7:$E$102,4,FALSE),\"\")","v":365},1,null,{"$f":"$B$15","v":7726775},{"$f":"IFERROR(VLOOKUP(Q380,$B$7:$E$102,2,FALSE),\"\")","v":"KIT FLEXIBLES FRIGO L2300 "},{"$f":"IFERROR(VLOOKUP(Q380,$B$7:$E$102,3,FALSE),\"\")","v":"EH978"},{"$f":"IFERROR(VLOOKUP(Q380,$B$7:$E$102,4,FALSE),\"\")","v":365},1,null,null,null,null,"","","","",""]
[null,null,null,null,null,null,null,null,null,null,{"$f":"$B$16","v":100012535},{"$f":"IFERROR(VLOOKUP(K381,$B$7:$E$102,2,FALSE),\"\")","v":"LIAISON FRIGORIFIQUE PE 5/8'' 3/8'' - LG 5m"},{"$f":"IFERROR(VLOOKUP(K381,$B$7:$E$102,3,FALSE),\"\")","v":"EH114"},{"$f":"IFERROR(VLOOKUP(K381,$B$7:$E$102,4,FALSE),\"\")","v":255},null,null,{"$f":"$B$16","v":100012535},{"$f":"IFERROR(VLOOKUP(Q381,$B$7:$E$102,2,FALSE),\"\")","v":"LIAISON FRIGORIFIQUE PE 5/8'' 3/8'' - LG 5m"},{"$f":"IFERROR(VLOOKUP(Q381,$B$7:$E$102,3,FALSE),\"\")","v":"EH114"},{"$f":"IFERROR(VLOOKUP(Q381,$B$7:$E$102,4,FALSE),\"\")","v":255},null,null,null,null,null,"","","","",""]
[null,null,null,null,null,null,null,null,null,null,{"$f":"$B$17","v":100012536},{"$f":"IFERROR(VLOOKUP(K382,$B$7:$E$102,2,FALSE),\"\")","v":"LIAISON FRIGORIFIQUE PE 5/8'' 3/8'' - LG 10m"},{"$f":"IFERROR(VLOOKUP(K382,$B$7:$E$102,3,FALSE),\"\")","v":"EH115"},{"$f":"IFERROR(VLOOKUP(K382,$B$7:$E$102,4,FALSE),\"\")","v":456},null,null,{"$f":"$B$17","v":100012536},{"$f":"IFERROR(VLOOKUP(Q382,$B$7:$E$102,2,FALSE),\"\")","v":"LIAISON FRIGORIFIQUE PE 5/8'' 3/8'' - LG 10m"},{"$f":"IFERROR(VLOOKUP(Q382,$B$7:$E$102,3,FALSE),\"\")","v":"EH115"},{"$f":"IFERROR(VLOOKUP(Q382,$B$7:$E$102,4,FALSE),\"\")","v":456},null,null,null,null,null,"","","","",""]
[null,null,null,null,null,null,null,null,null,null,{"$f":"$B$19","v":100012537},{"$f":"IFERROR(VLOOKUP(K383,$B$7:$E$102,2,FALSE),\"\")","v":"LIAISON FRIGORIFIQUE PE 5/8'' 3/8'' - LG 20m"},{"$f":"IFERROR(VLOOKUP(K383,$B$7:$E$102,3,FALSE),\"\")","v":"EH116"},{"$f":"IFERROR(VLOOKUP(K383,$B$7:$E$102,4,FALSE),\"\")","v":823},null,null,{"$f":"$B$19","v":100012537},{"$f":"IFERROR(VLOOKUP(Q383,$B$7:$E$102,2,FALSE),\"\")","v":"LIAISON FRIGORIFIQUE PE 5/8'' 3/8'' - LG 20m"},{"$f":"IFERROR(VLOOKUP(Q383,$B$7:$E$102,3,FALSE),\"\")","v":"EH116"},{"$f":"IFERROR(VLOOKUP(Q383,$B$7:$E$102,4,FALSE),\"\")","v":823},null,null,null,null,null,"","","","",""]
[null,null,null,null,null,null,null,null,null,null,null,"Accessoires de raccordement hydraulique",null,null,null,null,null,"Accessoires de raccordement hydraulique",null,null,null,null,null,null,null,"","","","",""]
[null,null,null,null,null,null,null,null,null,null,{"$f":"$B$21","v":100008841},{"$f":"IFERROR(VLOOKUP(K385,$B$7:$E$102,2,FALSE),\"\")","v":"BALLON TAMPON 80L B 80 T"},{"$f":"IFERROR(VLOOKUP(K385,$B$7:$E$102,3,FALSE),\"\")","v":"EH85"},{"$f":"IFERROR(VLOOKUP(K385,$B$7:$E$102,4,FALSE),\"\")","v":572},1,null,{"$f":"$B$21","v":100008841},{"$f":"IFERROR(VLOOKUP(Q385,$B$7:$E$102,2,FALSE),\"\")","v":"BALLON TAMPON 80L B 80 T"},{"$f":"IFERROR(VLOOKUP(Q385,$B$7:$E$102,3,FALSE),\"\")","v":"EH85"},{"$f":"IFERROR(VLOOKUP(Q385,$B$7:$E$102,4,FALSE),\"\")","v":572},1,null,null,null,null,"","","","",""]
[null,null,null,null,null,null,null,null,null,null,{"$f":"$B$22","v":100004415},"BALLON TAMPON 160L B 150 T","EH60",857,null,null,{"$f":"$B$22","v":100004415},"BALLON TAMPON 160L B 150 T","EH60",857,null,null,null,null,null,"","","","",""]
[null,null,null,null,null,null,null,null,null,null,{"$f":"$B$35","v":7687189},"KIT POMPE DE RELEVAGE","EH860",158,null,null,{"$f":"$B$35","v":7687189},"KIT POMPE DE RELEVAGE","EH860",158,null,null,null,null,null,"","","","",""]
[null,null,null,null,null,null,null,null,null,null,{"$f":"$B$37","v":7636899},"KIT SILENCIEUX MODULE EXTERIEUR","EH572",66,null,null,{"$f":"$B$37","v":7636899},"KIT SILENCIEUX MODULE EXTERIEUR","EH572",66,null,null,null,null,null,"","","","",""]
[null,null,null,null,null,null,null,null,null,null,{"$f":"$B$39","v":88017017},"SONDE DEPART v3v","AD199",85,null,null,{"$f":"$B$39","v":88017017},"SONDE DEPART v3v","AD199",85,null,null,null,null,null,"","","","",""]
[null,null,null,null,null,null,null,null,null,null,{"$f":"$B$42","v":7746242},"SOUPAPE DIFFERENTIELLE ","HK150",59,1,null,{"$f":"$B$42","v":7746242},"SOUPAPE DIFFERENTIELLE ","HK150",59,1,null,null,null,null,"","","","",""]
[null,null,null,null,null,null,null,null,null,null,{"$f":"$B$43","v":7746197},"BOUTEILLE DE DECOUPLAGE 25L"," HK147",362,1,null,{"$f":"$B$43","v":7746197},"BOUTEILLE DE DECOUPLAGE 25L"," HK147",362,1,null,null,null,null,"","","","",""]
[null,null,null,null,null,null,null,null,null,null,{"$f":"$B$44","v":7746307},"KIT HYDRAULIQUE 2ND CIRCUIT V3V EXTERNE","HK152",440,null,null,{"$f":"$B$44","v":7746307},"KIT HYDRAULIQUE 2ND CIRCUIT V3V EXTERNE","HK152",440,null,null,null,null,null,"","","","",""]
[null,null,null,null,null,null,null,null,null,null,{"$f":"IF($H$18=1,$B$45,$B$46)","v":7746412},"DOSSERET DE RACCORDEMENT V200 DROIT 1 CIRCUIT","HK154",580,null,null,{"$f":"IF($H$18=1,$B$45,$B$46)","v":7746412},"DOSSERET DE RACCORDEMENT V200 DROIT 1 CIRCUIT","HK154",580,null,null,null,null,null,"","","","",""]
[null,null,null,null,null,null,null,null,null,null,{"$f":"IF($H$18=1,$B$47,$B$48)","v":7746417},"DOSSERET DE RACCORDEMENT V200 GAUCHE 1 CIRCUIT","HK156",580,null,null,{"$f":"IF($H$18=1,$B$47,$B$48)","v":7746417},"DOSSERET DE RACCORDEMENT V200 GAUCHE 1 CIRCUIT","HK156",580,null,null,null,null,null,"","","","",""]
[null,null,null,null,null,null,null,null,null,null,null,null,null,null,null,null,null,null,null,null,null,null,null,null,null,"","","","",""]
[null,null,null,null,null,null,null,null,null,null,null,"Kit de fonction réversible",null,null,null,null,null,"Kit de fonction réversible",null,null,null,null,null,null,null,"","","","",""]
[null,null,null,null,null,null,null,null,null,null,{"$f":"$B$34","v":7677244},{"$f":"IFERROR(VLOOKUP(K397,$B$7:$E$102,2,FALSE),\"\")","v":"KIT ISOLATION MODE CLIMATISATION"},{"$f":"IFERROR(VLOOKUP(K397,$B$7:$E$102,3,FALSE),\"\")","v":"EH859"},{"$f":"IFERROR(VLOOKUP(K397,$B$7:$E$102,4,FALSE),\"\")","v":103},null,null,{"$f":"$B$34","v":7677244},{"$f":"IFERROR(VLOOKUP(Q397,$B$7:$E$102,2,FALSE),\"\")","v":"KIT ISOLATION MODE CLIMATISATION"},{"$f":"IFERROR(VLOOKUP(Q397,$B$7:$E$102,3,FALSE),\"\")","v":"EH859"},{"$f":"IFERROR(VLOOKUP(Q397,$B$7:$E$102,4,FALSE),\"\")","v":103},null,null,null,null,null,"","","","",""]
[null,null,null,null,null,null,null,null,null,null,{"$f":"$B$36","v":100019114},"KIT SONDE HYGRO RAFRAICHISSEMENT","HK27",233,null,null,{"$f":"$B$36","v":100019114},"KIT SONDE HYGRO RAFRAICHISSEMENT","HK27",233,null,null,null,null,null,"","","","",""]
[null,null,null,null,null,null,null,null,null,null,{"$f":"$B$38","v":7622433},"KIT SONDE CONDENSATION (0-10V)","HZ64",420,null,null,{"$f":"$B$38","v":7622433},"KIT SONDE CONDENSATION (0-10V)","HZ64",420,null,null,null,null,null,"","","","",""]
[null,null,null,null,null,null,null,null,null,null,null,"","","",null,null,null,"","","",null,null,null,null,null,"","","","",""]
[null,null,null,null,null,null,null,null,null,null,null,"","","",null,null,null,"","","",null,null,null,null,null,"","","","",""]
[null,null,null,null,null,null,null,null,null,null,null,"","","",null,null,null,"","","",null,null,null,null,null,"","","","",""]
[null,null,null,null,null,null,null,null,null,null,null,"","","",null,null,null,"","","",null,null,null,null,null,"","","","",""]
[null,null,null,null,null,null,null,null,null,null,null,"","","",null,null,null,"","","",null,null,null,null,null,"","","","",""]
[null,null,null,null,null,null,null,null,null,null,null,null,null,null,null,null,null,null,null,null,null,null,null,null,null,"","","","",""]
[null,null,null,null,null,null,null,null,null,null,null,null,null,null,null,null,null,null,null,null,null,null,null,null,null,"","","","",""]
[null,null,null,null,null,null,null,null,null,null,null,{"$f":"IFERROR(VLOOKUP(K407,$B$7:$E$102,2,FALSE),\"\")","v":""},{"$f":"IFERROR(VLOOKUP(K407,$B$7:$E$102,3,FALSE),\"\")","v":""},{"$f":"IFERROR(VLOOKUP(K407,$B$7:$E$102,4,FALSE),\"\")","v":""},null,null,null,{"$f":"IFERROR(VLOOKUP(Q407,$B$7:$E$102,2,FALSE),\"\")","v":""},{"$f":"IFERROR(VLOOKUP(Q407,$B$7:$E$102,3,FALSE),\"\")","v":""},{"$f":"IFERROR(VLOOKUP(Q407,$B$7:$E$102,4,FALSE),\"\")","v":""},null,null,null,null,null,"","","","",""]
[null,null,null,null,null,null,null,null,null,null,null,{"$f":"IFERROR(VLOOKUP(K408,$B$7:$E$102,2,FALSE),\"\")","v":""},{"$f":"IFERROR(VLOOKUP(K408,$B$7:$E$102,3,FALSE),\"\")","v":""},{"$f":"IFERROR(VLOOKUP(K408,$B$7:$E$102,4,FALSE),\"\")","v":""},null,null,null,{"$f":"IFERROR(VLOOKUP(Q408,$B$7:$E$102,2,FALSE),\"\")","v":""},{"$f":"IFERROR(VLOOKUP(Q408,$B$7:$E$102,3,FALSE),\"\")","v":""},{"$f":"IFERROR(VLOOKUP(Q408,$B$7:$E$102,4,FALSE),\"\")","v":""},null,null,null,null,null,"","","","",""]
[null,null,null,null,null,null,null,null,null,null,null,null,null,null,null,null,null,null,null,null,null,null,null,null,null,"","","","",""]
[null,null,null,null,null,null,null,null,null,null,null,"Accessoires de régulation",null,null,null,null,null,"Accessoires de régulation",null,null,null,null,null,null,null,"","","","",""]
[null,null,null,null,null,null,null,null,null,null,{"$f":"$B$25","v":88017859},{"$f":"IFERROR(VLOOKUP(K411,$B$7:$E$102,2,FALSE),\"\")","v":"THERMOSTAT D'AMBIANCE NON PROGRAMMABLE"},{"$f":"IFERROR(VLOOKUP(K411,$B$7:$E$102,3,FALSE),\"\")","v":"AD140"},{"$f":"IFERROR(VLOOKUP(K411,$B$7:$E$102,4,FALSE),\"\")","v":54},null,null,{"$f":"$B$25","v":88017859},{"$f":"IFERROR(VLOOKUP(Q411,$B$7:$E$102,2,FALSE),\"\")","v":"THERMOSTAT D'AMBIANCE NON PROGRAMMABLE"},{"$f":"IFERROR(VLOOKUP(Q411,$B$7:$E$102,3,FALSE),\"\")","v":"AD140"},{"$f":"IFERROR(VLOOKUP(Q411,$B$7:$E$102,4,FALSE),\"\")","v":54},null,null,null,null,null,"","","","",""]
[null,null,null,null,null,null,null,null,null,null,{"$f":"$B$26","v":88017904},"THERMOSTAT AMBIANCE PROGRAMMABLE (FILAIRE)","AD191",176,null,null,{"$f":"$B$26","v":88017904},"THERMOSTAT AMBIANCE PROGRAMMABLE (FILAIRE)","AD191",176,null,null,null,null,null,"","","","",""]
[null,null,null,null,null,null,null,null,null,null,{"$f":"$B$27","v":88017010},"THERMOSTAT D'AMBIANCE PROGRAMMABLE (SANS FILS)","AD192",308,null,null,{"$f":"$B$27","v":88017010},"THERMOSTAT D'AMBIANCE PROGRAMMABLE (SANS FILS)","AD192",308,null,null,null,null,null,"","","","",""]
[null,null,null,null,null,null,null,null,null,null,{"$f":"$B$28","v":7691374},"THERMOSTAT AMBIANCE OETROSMART (R-BUS)","AD323",207,{"$f":"$H$18","v":1},null,{"$f":"$B$28","v":7691374},"THERMOSTAT AMBIANCE OETROSMART (R-BUS)","AD323",207,{"$f":"$H$18","v":1},null,null,null,null,"","","","",""]
[null,null,null,null,null,null,null,null,null,null,{"$f":"$B$29","v":7624902},"KIT CABLAGE PLANCHER CHAUFFANT DIRECT","HA255",40,null,null,{"$f":"$B$29","v":7624902},"KIT CABLAGE PLANCHER CHAUFFANT DIRECT","HA255",40,null,null,null,null,null,"","","","",""]
[null,null,null,null,null,null,null,null,null,null,{"$f":"$B$30","v":7657050},"KIT 2nd CIRCUIT AVEC V3V ET POMPE","EH858",614,null,null,{"$f":"$B$30","v":7657050},"KIT 2nd CIRCUIT AVEC V3V ET POMPE","EH858",614,null,null,null,null,null,"","","","",""]
[null,null,null,null,null,null,null,null,null,null,{"$f":"$B$31","v":7689751},"KIT CARTE DE REGULATION 2nd CIRCUIT (VERSION B)","EH862",113,null,null,{"$f":"$B$31","v":7689751},"KIT CARTE DE REGULATION 2nd CIRCUIT (VERSION B)","EH862",113,null,null,null,null,null,"","","","",""]
[null,null,null,null,null,null,null,null,null,null,null,"","","",null,null,null,"","","",null,null,null,null,null,"","","","",""]
[null,null,null,null,null,null,null,null,null,null,null,"","","",null,null,null,"","","",null,null,null,null,null,"","","","",""]
[null,null,null,null,null,null,null,null,null,null,null,"","","",null,null,null,"","","",null,null,null,null,null,"","","","",""]
[null,null,null,null,null,null,null,null,null,null,null,"","","",null,null,null,"","","",null,null,null,null,null,"","","","",""]
[null,null,null,null,null,null,null,null,null,null,null,"","","",null,null,null,"","","",null,null,null,null,null,"","","","",""]
[null,null,null,null,null,null,null,null,null,null,null,"","","",null,null,null,"","","",null,null,null,null,null,"","","","",""]
[null,null,null,null,null,null,null,null,null,null,null,"","","",null,null,null,"","","",null,null,null,null,null,"","","","",""]
[]
[]
[null,null,null,null,null,null,null,null,null,null,{"$f":"$K$24","v":"PAC-C COLONNE-CONF (relève électrique)"},null,null,null,null,null,{"$f":"$Q$24","v":"PAC-C COLONNE-CONF (relève hydraulique)"}]
[null,null,null,null,null,null,null,null,null,{"$f":"IF($H$9=OFFRE!$E$61,1,0)","v":0},{"$f":"OFFRE!$E$61","v":"PAC-C COLONNE-CONF 16 kW TRI - E"},null,null,null,null,{"$f":"IF($H$9=OFFRE!$F$61,1,0)","v":0},{"$f":"OFFRE!$F$61","v":"PAC-C COLONNE-CONF 16 kW TRI - H"}]
[null,null,null,null,null,null,null,null,null,"Appoint",{"$f":"OFFRE!$F$7","v":"Electrique"},null,null,null,null,null,{"$f":"OFFRE!$F$6","v":"Hydraulique par chaudière"}]
[]
[]
[null,null,null,null,null,null,null,null,null,null,null,null,null,null,null,null,null,null,null,null,null,null,null,null,null,"Si 16 TR choisi"]
[null,null,null,null,null,null,null,null,null,"16 TR",null,{"$f":"IF($J$13=OFFRE!$H$23,\"Kit complet : PAC + accessoires\",\"\")","v":"Kit complet : PAC + accessoires"},null,null,null,null,null,{"$f":"IF($J$13=OFFRE!$H$23,\"Kit complet : PAC + accessoires\",\"\")","v":"Kit complet : PAC + accessoires"},null,null,null,null,null,null,{"$f":"IF($AA442=\"\",0,1)","v":0},{"$f":"IF($J$428=1,IF(K433=\"\",\"\",K433),IF($P$428=1,IF(Q433=\"\",\"\",Q433),\"\"))","v":""},{"$f":"IF($J$428=1,IF(L433=\"\",\"\",L433),IF($P$428=1,IF(R433=\"\",\"\",R433),\"\"))","v":""},{"$f":"IF($J$428=1,IF(M433=\"\",\"\",M433),IF($P$428=1,IF(S433=\"\",\"\",S433),\"\"))","v":""},{"$f":"IF($J$428=1,IF(N433=\"\",\"\",N433),IF($P$428=1,IF(T433=\"\",\"\",T433),\"\"))","v":""},{"$f":"IF($J$428=1,IF(O433=\"\",\"\",O433),IF($P$428=1,IF(U433=\"\",\"\",U433),\"\"))","v":""}]
[null,null,null,null,null,null,null,null,null,null,{"$f":"IF($J$13=OFFRE!$H$23,$B$85,\"\")","v":7693019},{"$f":"IFERROR(VLOOKUP(K434,$B$7:$E$102,2,FALSE),\"\")","v":"PAC-C COLONNE-CONF 16TR/ET"},{"$f":"IFERROR(VLOOKUP(K434,$B$7:$E$102,3,FALSE),\"\")","v":"-"},{"$f":"IFERROR(VLOOKUP(K434,$B$7:$E$102,4,FALSE),\"\")","v":10958},{"$f":"IF(K434=\"\",\"\",1)","v":1},null,{"$f":"IF($J$13=OFFRE!$H$23,$B$94,\"\")","v":7693018},{"$f":"IFERROR(VLOOKUP(Q434,$B$7:$E$102,2,FALSE),\"\")","v":"PAC-C COLONNE-CONF 16TR/HT"},{"$f":"IFERROR(VLOOKUP(Q434,$B$7:$E$102,3,FALSE),\"\")","v":"-"},{"$f":"IFERROR(VLOOKUP(Q434,$B$7:$E$102,4,FALSE),\"\")","v":10846},{"$f":"IF(Q434=\"\",\"\",1)","v":1},null,null,null,null,{"$f":"IF($J$428=1,IF(K434=\"\",\"\",K434),IF($P$428=1,IF(Q434=\"\",\"\",Q434),\"\"))","v":""},{"$f":"IF($J$428=1,IF(L434=\"\",\"\",L434),IF($P$428=1,IF(R434=\"\",\"\",R434),\"\"))","v":""},{"$f":"IF($J$428=1,IF(M434=\"\",\"\",M434),IF($P$428=1,IF(S434=\"\",\"\",S434),\"\"))","v":""},{"$f":"IF($J$428=1,IF(N434=\"\",\"\",N434),IF($P$428=1,IF(T434=\"\",\"\",T434),\"\"))","v":""},{"$f":"IF($J$428=1,IF(O434=\"\",\"\",O434),IF($P$428=1,IF(U434=\"\",\"\",U434),\"\"))","v":""}]
[null,null,null,null,null,null,null,null,null,null,null,null,null,null,null,null,null,null,null,null,null,null,null,null,null,"","","","",""]
[null,null,null,null,null,null,null,null,null,null,null,{"$f":"IF($J$13=OFFRE!$H$24,\"Sélection personnalisée\",\"\")","v":""},null,null,null,null,null,{"$f":"IF($J$13=OFFRE!$H$24,\"Sélection personnalisée\",\"\")","v":""},null,null,null,null,null,null,null,"","","","",""]
[null,null,null,null,null,null,null,null,null,null,{"$f":"IF($J$13=OFFRE!$H$24,$B$65,\"\")","v":""},{"$f":"IFERROR(VLOOKUP(K437,$B$7:$E$102,2,FALSE),\"\")","v":""},{"$f":"IFERROR(VLOOKUP(K437,$B$7:$E$102,3,FALSE),\"\")","v":""},{"$f":"IFERROR(VLOOKUP(K437,$B$7:$E$102,4,FALSE),\"\")","v":""},{"$f":"IF(K437=\"\",\"\",1)","v":""},null,{"$f":"IF($J$13=OFFRE!$H$24,$B$70,\"\")","v":""},{"$f":"IFERROR(VLOOKUP(Q437,$B$7:$E$102,2,FALSE),\"\")","v":""},{"$f":"IFERROR(VLOOKUP(Q437,$B$7:$E$102,3,FALSE),\"\")","v":""},{"$f":"IFERROR(VLOOKUP(Q437,$B$7:$E$102,4,FALSE),\"\")","v":""},{"$f":"IF(Q437=\"\",\"\",1)","v":""},null,null,null,null,"","","","",""]
[null,null,null,null,null,null,null,null,null,null,{"$f":"IF($J$13=OFFRE!$H$24,$B$61,\"\")","v":""},{"$f":"IFERROR(VLOOKUP(K438,$B$7:$E$102,2,FALSE),\"\")","v":""},{"$f":"IFERROR(VLOOKUP(K438,$B$7:$E$102,3,FALSE),\"\")","v":""},{"$f":"IFERROR(VLOOKUP(K438,$B$7:$E$102,4,FALSE),\"\")","v":""},{"$f":"IF(K438=\"\",\"\",1)","v":""},null,{"$f":"IF($J$13=OFFRE!$H$24,$B$61,\"\")","v":""},{"$f":"IFERROR(VLOOKUP(Q438,$B$7:$E$102,2,FALSE),\"\")","v":""},{"$f":"IFERROR(VLOOKUP(Q438,$B$7:$E$102,3,FALSE),\"\")","v":""},{"$f":"IFERROR(VLOOKUP(Q438,$B$7:$E$102,4,FALSE),\"\")","v":""},{"$f":"IF(Q438=\"\",\"\",1)","v":""},null,null,null,null,"","","","",""]
[null,null,null,null,null,null,null,null,null,null,null,{"$f":"IFERROR(VLOOKUP(K439,$B$7:$E$102,2,FALSE),\"\")","v":""},{"$f":"IFERROR(VLOOKUP(K439,$B$7:$E$102,3,FALSE),\"\")","v":""},{"$f":"IFERROR(VLOOKUP(K439,$B$7:$E$102,4,FALSE),\"\")","v":""},{"$f":"IF(K439=\"\",\"\",1)","v":""},null,null,{"$f":"IFERROR(VLOOKUP(Q439,$B$7:$E$102,2,FALSE),\"\")","v":""},{"$f":"IFERROR(VLOOKUP(Q439,$B$7:$E$102,3,FALSE),\"\")","v":""},{"$f":"IFERROR(VLOOKUP(Q439,$B$7:$E$102,4,FALSE),\"\")","v":""},{"$f":"IF(Q439=\"\",\"\",1)","v":""},null,null,null,null,"","","","",""]
[null,null,null,null,null,null,null,null,null,null,null,{"$f":"IFERROR(VLOOKUP(K440,$B$7:$E$102,2,FALSE),\"\")","v":""},{"$f":"IFERROR(VLOOKUP(K440,$B$7:$E$102,3,FALSE),\"\")","v":""},{"$f":"IFERROR(VLOOKUP(K440,$B$7:$E$102,4,FALSE),\"\")","v":""},{"$f":"IF(K440=\"\",\"\",1)","v":""},null,null,{"$f":"IFERROR(VLOOKUP(Q440,$B$7:$E$102,2,FALSE),\"\")","v":""},{"$f":"IFERROR(VLOOKUP(Q440,$B$7:$E$102,3,FALSE),\"\")","v":""},{"$f":"IFERROR(VLOOKUP(Q440,$B$7:$E$102,4,FALSE),\"\")","v":""},{"$f":"IF(Q440=\"\",\"\",1)","v":""},null,null,null,null,"","","","",""]
[null,null,null,null,null,null,null,null,null,null,null,null,null,null,{"$f":"IF(K441=\"\",\"\",1)","v":""},null,null,null,null,null,{"$f":"IF(Q441=\"\",\"\",1)","v":""},null,null,null,null,"","","","",""]
[null,null,null,null,null,null,null,null,null,null,null,"Accessoires de mise en œuvre",null,null,null,null,null,"Accessoires de mise en œuvre",null,null,null,null,null,null,null,"","","","",""]
[null,null,null,null,null,null,null,null,null,null,{"$f":"IF($H$15=OFFRE!$H$16,'Offre SV200 - ERIA N DUO '!$B$12,'Offre SV200 - ERIA N DUO '!$B$9)","v":7694974},{"$f":"IFERROR(VLOOKUP(K443,$B$7:$E$102,2,FALSE),\"\")","v":"SUPPORT AU SOL CAOUTCHOUC 600MM"},{"$f":"IFERROR(VLOOKUP(K443,$B$7:$E$102,3,FALSE),\"\")","v":"EH879"},{"$f":"IFERROR(VLOOKUP(K443,$B$7:$E$102,4,FALSE),\"\")","v":119},1,null,{"$f":"IF($H$15=OFFRE!$H$16,'Offre SV200 - ERIA N DUO '!$B$12,'Offre SV200 - ERIA N DUO '!$B$9)","v":7694974},{"$f":"IFERROR(VLOOKUP(Q443,$B$7:$E$102,2,FALSE),\"\")","v":"SUPPORT AU SOL CAOUTCHOUC 600MM"},{"$f":"IFERROR(VLOOKUP(Q443,$B$7:$E$102,3,FALSE),\"\")","v":"EH879"},{"$f":"IFERROR(VLOOKUP(Q443,$B$7:$E$102,4,FALSE),\"\")","v":119},1,null,null,null,null,"","","","",""]
[null,null,null,null,null,null,null,null,null,null,null,{"$f":"IFERROR(VLOOKUP(K444,$B$7:$E$102,2,FALSE),\"\")","v":""},{"$f":"IFERROR(VLOOKUP(K444,$B$7:$E$102,3,FALSE),\"\")","v":""},{"$f":"IFERROR(VLOOKUP(K444,$B$7:$E$102,4,FALSE),\"\")","v":""},null,null,null,{"$f":"IFERROR(VLOOKUP(Q444,$B$7:$E$102,2,FALSE),\"\")","v":""},{"$f":"IFERROR(VLOOKUP(Q444,$B$7:$E$102,3,FALSE),\"\")","v":""},{"$f":"IFERROR(VLOOKUP(Q444,$B$7:$E$102,4,FALSE),\"\")","v":""},null,null,null,null,null,"","","","",""]
[null,null,null,null,null,null,null,null,null,null,null,null,null,null,null,null,null,null,null,null,null,null,null,null,null,"","","","",""]
[null,null,null,null,null,null,null,null,null,null,null,"Liaison frigorifique",null,null,null,null,null,"Liaison frigorifique",null,null,null,null,null,null,null,"","","","",""]
[null,null,null,null,null,null,null,null,null,null,{"$f":"$B$15","v":7726775},{"$f":"IFERROR(VLOOKUP(K447,$B$7:$E$102,2,FALSE),\"\")","v":"KIT FLEXIBLES FRIGO L2300 "},{"$f":"IFERROR(VLOOKUP(K447,$B$7:$E$102,3,FALSE),\"\")","v":"EH978"},{"$f":"IFERROR(VLOOKUP(K447,$B$7:$E$102,4,FALSE),\"\")","v":365},1,null,{"$f":"$B$15","v":7726775},{"$f":"IFERROR(VLOOKUP(Q447,$B$7:$E$102,2,FALSE),\"\")","v":"KIT FLEXIBLES FRIGO L2300 "},{"$f":"IFERROR(VLOOKUP(Q447,$B$7:$E$102,3,FALSE),\"\")","v":"EH978"},{"$f":"IFERROR(VLOOKUP(Q447,$B$7:$E$102,4,FALSE),\"\")","v":365},1,null,null,null,null,"","","","",""]
[null,null,null,null,null,null,null,null,null,null,{"$f":"$B$16","v":100012535},{"$f":"IFERROR(VLOOKUP(K448,$B$7:$E$102,2,FALSE),\"\")","v":"LIAISON FRIGORIFIQUE PE 5/8'' 3/8'' - LG 5m"},{"$f":"IFERROR(VLOOKUP(K448,$B$7:$E$102,3,FALSE),\"\")","v":"EH114"},{"$f":"IFERROR(VLOOKUP(K448,$B$7:$E$102,4,FALSE),\"\")","v":255},null,null,{"$f":"$B$16","v":100012535},{"$f":"IFERROR(VLOOKUP(Q448,$B$7:$E$102,2,FALSE),\"\")","v":"LIAISON FRIGORIFIQUE PE 5/8'' 3/8'' - LG 5m"},{"$f":"IFERROR(VLOOKUP(Q448,$B$7:$E$102,3,FALSE),\"\")","v":"EH114"},{"$f":"IFERROR(VLOOKUP(Q448,$B$7:$E$102,4,FALSE),\"\")","v":255},null,null,null,null,null,"","","","",""]
[null,null,null,null,null,null,null,null,null,null,{"$f":"$B$17","v":100012536},{"$f":"IFERROR(VLOOKUP(K449,$B$7:$E$102,2,FALSE),\"\")","v":"LIAISON FRIGORIFIQUE PE 5/8'' 3/8'' - LG 10m"},{"$f":"IFERROR(VLOOKUP(K449,$B$7:$E$102,3,FALSE),\"\")","v":"EH115"},{"$f":"IFERROR(VLOOKUP(K449,$B$7:$E$102,4,FALSE),\"\")","v":456},null,null,{"$f":"$B$17","v":100012536},{"$f":"IFERROR(VLOOKUP(Q449,$B$7:$E$102,2,FALSE),\"\")","v":"LIAISON FRIGORIFIQUE PE 5/8'' 3/8'' - LG 10m"},{"$f":"IFERROR(VLOOKUP(Q449,$B$7:$E$102,3,FALSE),\"\")","v":"EH115"},{"$f":"IFERROR(VLOOKUP(Q449,$B$7:$E$102,4,FALSE),\"\")","v":456},null,null,null,null,null,"","","","",""]
[null,null,null,null,null,null,null,null,null,null,{"$f":"$B$19","v":100012537},{"$f":"IFERROR(VLOOKUP(K450,$B$7:$E$102,2,FALSE),\"\")","v":"LIAISON FRIGORIFIQUE PE 5/8'' 3/8'' - LG 20m"},{"$f":"IFERROR(VLOOKUP(K450,$B$7:$E$102,3,FALSE),\"\")","v":"EH116"},{"$f":"IFERROR(VLOOKUP(K450,$B$7:$E$102,4,FALSE),\"\")","v":823},null,null,{"$f":"$B$19","v":100012537},{"$f":"IFERROR(VLOOKUP(Q450,$B$7:$E$102,2,FALSE),\"\")","v":"LIAISON FRIGORIFIQUE PE 5/8'' 3/8'' - LG 20m"},{"$f":"IFERROR(VLOOKUP(Q450,$B$7:$E$102,3,FALSE),\"\")","v":"EH116"},{"$f":"IFERROR(VLOOKUP(Q450,$B$7:$E$102,4,FALSE),\"\")","v":823},null,null,null,null,null,"","","","",""]
[null,null,null,null,null,null,null,null,null,null,null,"Accessoires de raccordement hydraulique",null,null,null,null,null,"Accessoires de raccordement hydraulique",null,null,null,null,null,null,null,"","","","",""]
[null,null,null,null,null,null,null,null,null,null,{"$f":"$B$21","v":100008841},{"$f":"IFERROR(VLOOKUP(K452,$B$7:$E$102,2,FALSE),\"\")","v":"BALLON TAMPON 80L B 80 T"},{"$f":"IFERROR(VLOOKUP(K452,$B$7:$E$102,3,FALSE),\"\")","v":"EH85"},{"$f":"IFERROR(VLOOKUP(K452,$B$7:$E$102,4,FALSE),\"\")","v":572},1,null,{"$f":"$B$21","v":100008841},{"$f":"IFERROR(VLOOKUP(Q452,$B$7:$E$102,2,FALSE),\"\")","v":"BALLON TAMPON 80L B 80 T"},{"$f":"IFERROR(VLOOKUP(Q452,$B$7:$E$102,3,FALSE),\"\")","v":"EH85"},{"$f":"IFERROR(VLOOKUP(Q452,$B$7:$E$102,4,FALSE),\"\")","v":572},1,null,null,null,null,"","","","",""]
[null,null,null,null,null,null,null,null,null,null,{"$f":"$B$22","v":100004415},"BALLON TAMPON 160L B 150 T","EH60",857,null,null,{"$f":"$B$22","v":100004415},"BALLON TAMPON 160L B 150 T","EH60",857,null,null,null,null,null,"","","","",""]
[null,null,null,null,null,null,null,null,null,null,{"$f":"$B$35","v":7687189},"KIT POMPE DE RELEVAGE","EH860",158,null,null,{"$f":"$B$35","v":7687189},"KIT POMPE DE RELEVAGE","EH860",158,null,null,null,null,null,"","","","",""]
[null,null,null,null,null,null,null,null,null,null,{"$f":"$B$37","v":7636899},"KIT SILENCIEUX MODULE EXTERIEUR","EH572",66,null,null,{"$f":"$B$37","v":7636899},"KIT SILENCIEUX MODULE EXTERIEUR","EH572",66,null,null,null,null,null,"","","","",""]
[null,null,null,null,null,null,null,null,null,null,{"$f":"$B$39","v":88017017},"SONDE DEPART v3v","AD199",85,null,null,{"$f":"$B$39","v":88017017},"SONDE DEPART v3v","AD199",85,null,null,null,null,null,"","","","",""]
[null,null,null,null,null,null,null,null,null,null,{"$f":"$B$42","v":7746242},"SOUPAPE DIFFERENTIELLE ","HK150",59,1,null,{"$f":"$B$42","v":7746242},"SOUPAPE DIFFERENTIELLE ","HK150",59,1,null,null,null,null,"","","","",""]
[null,null,null,null,null,null,null,null,null,null,{"$f":"$B$43","v":7746197},"BOUTEILLE DE DECOUPLAGE 25L"," HK147",362,1,null,{"$f":"$B$43","v":7746197},"BOUTEILLE DE DECOUPLAGE 25L"," HK147",362,1,null,null,null,null,"","","","",""]
[null,null,null,null,null,null,null,null,null,null,{"$f":"$B$44","v":7746307},"KIT HYDRAULIQUE 2ND CIRCUIT V3V EXTERNE","HK152",440,null,null,{"$f":"$B$44","v":7746307},"KIT HYDRAULIQUE 2ND CIRCUIT V3V EXTERNE","HK152",440,null,null,null,null,null,"","","","",""]
[null,null,null,null,null,null,null,null,null,null,{"$f":"IF($H$18=1,$B$45,$B$46)","v":7746412},"DOSSERET DE RACCORDEMENT V200 DROIT 1 CIRCUIT","HK154",580,null,null,{"$f":"IF($H$18=1,$B$45,$B$46)","v":7746412},"DOSSERET DE RACCORDEMENT V200 DROIT 1 CIRCUIT","HK154",580,null,null,null,null,null,"","","","",""]
[null,null,null,null,null,null,null,null,null,null,{"$f":"IF($H$18=1,$B$47,$B$48)","v":7746417},"DOSSERET DE RACCORDEMENT V200 GAUCHE 1 CIRCUIT","HK156",580,null,null,{"$f":"IF($H$18=1,$B$47,$B$48)","v":7746417},"DOSSERET DE RACCORDEMENT V200 GAUCHE 1 CIRCUIT","HK156",580,null,null,null,null,null,"","","","",""]
[null,null,null,null,null,null,null,null,null,null,null,null,null,null,null,null,null,null,null,null,null,null,null,null,null,"","","","",""]
[null,null,null,null,null,null,null,null,null,null,null,"Kit de fonction réversible",null,null,null,null,null,"Kit de fonction réversible",null,null,null,null,null,null,null,"","","","",""]
[null,null,null,null,null,null,null,null,null,null,{"$f":"$B$34","v":7677244},{"$f":"IFERROR(VLOOKUP(K464,$B$7:$E$102,2,FALSE),\"\")","v":"KIT ISOLATION MODE CLIMATISATION"},{"$f":"IFERROR(VLOOKUP(K464,$B$7:$E$102,3,FALSE),\"\")","v":"EH859"},{"$f":"IFERROR(VLOOKUP(K464,$B$7:$E$102,4,FALSE),\"\")","v":103},null,null,{"$f":"$B$34","v":7677244},{"$f":"IFERROR(VLOOKUP(Q464,$B$7:$E$102,2,FALSE),\"\")","v":"KIT ISOLATION MODE CLIMATISATION"},{"$f":"IFERROR(VLOOKUP(Q464,$B$7:$E$102,3,FALSE),\"\")","v":"EH859"},{"$f":"IFERROR(VLOOKUP(Q464,$B$7:$E$102,4,FALSE),\"\")","v":103},null,null,null,null,null,"","","","",""]
[null,null,null,null,null,null,null,null,null,null,{"$f":"$B$36","v":100019114},"KIT SONDE HYGRO RAFRAICHISSEMENT","HK27",233,null,null,{"$f":"$B$36","v":100019114},"KIT SONDE HYGRO RAFRAICHISSEMENT","HK27",233,null,null,null,null,null,"","","","",""]
[null,null,null,null,null,null,null,null,null,null,{"$f":"$B$38","v":7622433},"KIT SONDE CONDENSATION (0-10V)","HZ64",420,null,null,{"$f":"$B$38","v":7622433},"KIT SONDE CONDENSATION (0-10V)","HZ64",420,null,null,null,null,null,"","","","",""]
[null,null,null,null,null,null,null,null,null,null,null,"","","",null,null,null,"","","",null,null,null,null,null,"","","","",""]
[null,null,null,null,null,null,null,null,null,null,null,"","","",null,null,null,"","","",null,null,null,null,null,"","","","",""]
[null,null,null,null,null,null,null,null,null,null,null,"","","",null,null,null,"","","",null,null,null,null,null,"","","","",""]
[null,null,null,null,null,null,null,null,null,null,null,"","","",null,null,null,"","","",null,null,null,null,null,"","","","",""]
[null,null,null,null,null,null,null,null,null,null,null,"","","",null,null,null,"","","",null,null,null,null,null,"","","","",""]
[null,null,null,null,null,null,null,null,null,null,null,null,null,null,null,null,null,null,null,null,null,null,null,null,null,"","","","",""]
[null,null,null,null,null,null,null,null,null,null,null,null,null,null,null,null,null,null,null,null,null,null,null,null,null,"","","","",""]
[null,null,null,null,null,null,null,null,null,null,null,{"$f":"IFERROR(VLOOKUP(K474,$B$7:$E$102,2,FALSE),\"\")","v":""},{"$f":"IFERROR(VLOOKUP(K474,$B$7:$E$102,3,FALSE),\"\")","v":""},{"$f":"IFERROR(VLOOKUP(K474,$B$7:$E$102,4,FALSE),\"\")","v":""},null,null,null,{"$f":"IFERROR(VLOOKUP(Q474,$B$7:$E$102,2,FALSE),\"\")","v":""},{"$f":"IFERROR(VLOOKUP(Q474,$B$7:$E$102,3,FALSE),\"\")","v":""},{"$f":"IFERROR(VLOOKUP(Q474,$B$7:$E$102,4,FALSE),\"\")","v":""},null,null,null,null,null,"","","","",""]
[null,null,null,null,null,null,null,null,null,null,null,{"$f":"IFERROR(VLOOKUP(K475,$B$7:$E$102,2,FALSE),\"\")","v":""},{"$f":"IFERROR(VLOOKUP(K475,$B$7:$E$102,3,FALSE),\"\")","v":""},{"$f":"IFERROR(VLOOKUP(K475,$B$7:$E$102,4,FALSE),\"\")","v":""},null,null,null,{"$f":"IFERROR(VLOOKUP(Q475,$B$7:$E$102,2,FALSE),\"\")","v":""},{"$f":"IFERROR(VLOOKUP(Q475,$B$7:$E$102,3,FALSE),\"\")","v":""},{"$f":"IFERROR(VLOOKUP(Q475,$B$7:$E$102,4,FALSE),\"\")","v":""},null,null,null,null,null,"","","","",""]
[null,null,null,null,null,null,null,null,null,null,null,null,null,null,null,null,null,null,null,null,null,null,null,null,null,"","","","",""]
[null,null,null,null,null,null,null,null,null,null,null,"Accessoires de régulation",null,null,null,null,null,"Accessoires de régulation",null,null,null,null,null,null,null,"","","","",""]
[null,null,null,null,null,null,null,null,null,null,{"$f":"$B$25","v":88017859},{"$f":"IFERROR(VLOOKUP(K478,$B$7:$E$102,2,FALSE),\"\")","v":"THERMOSTAT D'AMBIANCE NON PROGRAMMABLE"},{"$f":"IFERROR(VLOOKUP(K478,$B$7:$E$102,3,FALSE),\"\")","v":"AD140"},{"$f":"IFERROR(VLOOKUP(K478,$B$7:$E$102,4,FALSE),\"\")","v":54},null,null,{"$f":"$B$25","v":88017859},{"$f":"IFERROR(VLOOKUP(Q478,$B$7:$E$102,2,FALSE),\"\")","v":"THERMOSTAT D'AMBIANCE NON PROGRAMMABLE"},{"$f":"IFERROR(VLOOKUP(Q478,$B$7:$E$102,3,FALSE),\"\")","v":"AD140"},{"$f":"IFERROR(VLOOKUP(Q478,$B$7:$E$102,4,FALSE),\"\")","v":54},null,null,null,null,null,"","","","",""]
[null,null,null,null,null,null,null,null,null,null,{"$f":"$B$26","v":88017904},"THERMOSTAT AMBIANCE PROGRAMMABLE (FILAIRE)","AD191",176,null,null,{"$f":"$B$26","v":88017904},"THERMOSTAT AMBIANCE PROGRAMMABLE (FILAIRE)","AD191",176,null,null,null,null,null,"","","","",""]
[null,null,null,null,null,null,null,null,null,null,{"$f":"$B$27","v":88017010},"THERMOSTAT D'AMBIANCE PROGRAMMABLE (SANS FILS)","AD192",308,null,null,{"$f":"$B$27","v":88017010},"THERMOSTAT D'AMBIANCE PROGRAMMABLE (SANS FILS)","AD192",308,null,null,null,null,null,"","","","",""]
[null,null,null,null,null,null,null,null,null,null,{"$f":"$B$28","v":7691374},"THERMOSTAT AMBIANCE OETROSMART (R-BUS)","AD323",207,{"$f":"$H$18","v":1},null,{"$f":"$B$28","v":7691374},"THERMOSTAT AMBIANCE OETROSMART (R-BUS)","AD323",207,{"$f":"$H$18","v":1},null,null,null,null,"","","","",""]
[null,null,null,null,null,null,null,null,null,null,{"$f":"$B$29","v":7624902},"KIT CABLAGE PLANCHER CHAUFFANT DIRECT","HA255",40,null,null,{"$f":"$B$29","v":7624902},"KIT CABLAGE PLANCHER CHAUFFANT DIRECT","HA255",40,null,null,null,null,null,"","","","",""]
[null,null,null,null,null,null,null,null,null,null,{"$f":"$B$30","v":7657050},"KIT 2nd CIRCUIT AVEC V3V ET POMPE","EH858",614,null,null,{"$f":"$B$30","v":7657050},"KIT 2nd CIRCUIT AVEC V3V ET POMPE","EH858",614,null,null,null,null,null,"","","","",""]
[null,null,null,null,null,null,null,null,null,null,{"$f":"$B$31","v":7689751},"KIT CARTE DE REGULATION 2nd CIRCUIT (VERSION B)","EH862",113,null,null,{"$f":"$B$31","v":7689751},"KIT CARTE DE REGULATION 2nd CIRCUIT (VERSION B)","EH862",113,null,null,null,null,null,"","","","",""]
[null,null,null,null,null,null,null,null,null,null,null,"","","",null,null,null,"","","",null,null,null,null,null,"","","","",""]
[null,null,null,null,null,null,null,null,null,null,null,"","","",null,null,null,"","","",null,null,null,null,null,"","","","",""]
[null,null,null,null,null,null,null,null,null,null,null,"","","",null,null,null,"","","",null,null,null,null,null,"","","","",""]
[null,null,null,null,null,null,null,null,null,null,null,"","","",null,null,null,"","","",null,null,null,null,null,"","","","",""]
[null,null,null,null,null,null,null,null,null,null,null,"","","",null,null,null,"","","",null,null,null,null,null,"","","","",""]
[null,null,null,null,null,null,null,null,null,null,null,"","","",null,null,null,"","","",null,null,null,null,null,"","","","",""]
[null,null,null,null,null,null,null,null,null,null,null,"","","",null,null,null,"","","",null,null,null,null,null,"","","","",""]

{"sheet":"OFFRE HPI M","index":27,"n_rows":298,"n_cols":30,"rows_kept":298,"cut":false,"hidden":true,"merged":[[164,9,222,9],[225,1,225,5],[3,1,3,4],[29,9,87,9],[51,1,51,4],[97,9,155,9],[163,1,163,5]]}
[]
[null,null,"Composition DEVIS HPI - M "]
[]
[]
[null,null,null,null,null,null,null,null,null,null,"Accessoires régulation : Identique à HPI "]
[null,"Référence","Désignation","Colis","Prix",null,null,null,null,null,null,{"$f":"'Offre HPI - CAELIA'!$L$7","v":"1 circuit : Vanne"}]
[null,null,null,null,null,null,"Gamme"]
[null,100012533,{"$f":"VLOOKUP(B8,Tarif!$A:$D,2,FALSE)","v":"SUPPORT POSE AU SOL AWHP"},{"$f":"VLOOKUP(B8,Tarif!$A:$D,3,FALSE)","v":"EH112"},{"$f":"VLOOKUP(B8,Tarif!$A:$D,4,FALSE)","v":48},null,{"$f":"IF(Chiffrage!$B$18=OFFRE!$B$7,Chiffrage!$B$24,Chiffrage!$B$25)","v":"OENOVIAPAC-C MB (Monobloc)"},null,null,null,{"$f":"'Offre HPI - CAELIA'!K9","v":88017017},{"$f":"'Offre HPI - CAELIA'!L9","v":"SONDE DEPART v3v"},{"$f":"'Offre HPI - CAELIA'!M9","v":"AD199"},{"$f":"'Offre HPI - CAELIA'!N9","v":85}]
[null,7694974,{"$f":"VLOOKUP(B9,Tarif!$A:$D,2,FALSE)","v":"SUPPORT AU SOL CAOUTCHOUC 600MM"},{"$f":"VLOOKUP(B9,Tarif!$A:$D,3,FALSE)","v":"EH879"},{"$f":"VLOOKUP(B9,Tarif!$A:$D,4,FALSE)","v":119},null,null,null,null,null,{"$f":"'Offre HPI - CAELIA'!K10","v":""},{"$f":"'Offre HPI - CAELIA'!L10","v":""},{"$f":"'Offre HPI - CAELIA'!M10","v":""},{"$f":"'Offre HPI - CAELIA'!N10","v":""}]
[null,100001369,{"$f":"VLOOKUP(B10,Tarif!$A:$D,2,FALSE)","v":"KIT LIAISON HYDRAULIQUE 1M "},{"$f":"VLOOKUP(B10,Tarif!$A:$D,3,FALSE)","v":"EH19"},{"$f":"VLOOKUP(B10,Tarif!$A:$D,4,FALSE)","v":48},null,"Modèle"]
[null,7682396,{"$f":"VLOOKUP(B11,Tarif!$A:$D,2,FALSE)","v":"KIT ISOLATION MODE CLIMATISATION "},{"$f":"VLOOKUP(B11,Tarif!$A:$D,3,FALSE)","v":"EH811"},{"$f":"VLOOKUP(B11,Tarif!$A:$D,4,FALSE)","v":101},null,{"$f":"IF(Chiffrage!$B$18=OFFRE!$B$7,Chiffrage!$G$24,Chiffrage!$G$25)","v":"OEnoviaPac-C MB 6 MR - E"}]
[null,100018411,{"$f":"VLOOKUP(B12,Tarif!$A:$D,2,FALSE)","v":"KIT ISOLATION MODE FROID KIT VANNE 3 VOIES (CIRCUIT B)"},{"$f":"VLOOKUP(B12,Tarif!$A:$D,3,FALSE)","v":"HK25"},{"$f":"VLOOKUP(B12,Tarif!$A:$D,4,FALSE)","v":168}]
[null,100008841,{"$f":"VLOOKUP(B13,Tarif!$A:$D,2,FALSE)","v":"BALLON TAMPON 80L B 80 T"},{"$f":"VLOOKUP(B13,Tarif!$A:$D,3,FALSE)","v":"EH85"},{"$f":"VLOOKUP(B13,Tarif!$A:$D,4,FALSE)","v":572},null,"Type d'appoint"]
[null,100017830,{"$f":"VLOOKUP(B14,Tarif!$A:$D,2,FALSE)","v":"KIT VANNE 3 VOIES (CIRCUIT B)"},{"$f":"VLOOKUP(B14,Tarif!$A:$D,3,FALSE)","v":"HK21"},{"$f":"VLOOKUP(B14,Tarif!$A:$D,4,FALSE)","v":732},null,{"$f":"IF(Chiffrage!$B$18=OFFRE!$B$7,Chiffrage!$J$24,Chiffrage!$J$25)","v":"Electrique"},null,"type séléction"]
[null,100017832,{"$f":"VLOOKUP(B15,Tarif!$A:$D,2,FALSE)","v":"KIT TUBULURES 2 CIRCUITS"},{"$f":"VLOOKUP(B15,Tarif!$A:$D,3,FALSE)","v":"HK22"},{"$f":"VLOOKUP(B15,Tarif!$A:$D,4,FALSE)","v":156},null,null,null,{"$f":"Chiffrage!$G$111","v":"Kit complet"}]
[null,7684175,{"$f":"VLOOKUP(B16,Tarif!$A:$D,2,FALSE)","v":"VANNE D'INVERSION CHAUFFAGE-SANITAIRE"},{"$f":"VLOOKUP(B16,Tarif!$A:$D,3,FALSE)","v":"EH812"},{"$f":"VLOOKUP(B16,Tarif!$A:$D,4,FALSE)","v":134},null,"Montage"]
[null,100015468,{"$f":"VLOOKUP(B17,Tarif!$A:$D,2,FALSE)","v":"KIT RAC HYDRAULIQUE PAC - BALLON ECS"},{"$f":"VLOOKUP(B17,Tarif!$A:$D,3,FALSE)","v":"EH149"},{"$f":"VLOOKUP(B17,Tarif!$A:$D,4,FALSE)","v":109},null,{"$f":"OFFRE!$O$23","v":"Au sol"}]
[null,100020164,{"$f":"VLOOKUP(B18,Tarif!$A:$D,2,FALSE)","v":"COLLECTEUR 2/3 CIRCUITS "},{"$f":"VLOOKUP(B18,Tarif!$A:$D,3,FALSE)","v":"EA140"},{"$f":"VLOOKUP(B18,Tarif!$A:$D,4,FALSE)","v":382}]
[null,100020167,{"$f":"VLOOKUP(B19,Tarif!$A:$D,2,FALSE)","v":"CIRCUIT DIRECT P.ELEC CLASSE A  "},{"$f":"VLOOKUP(B19,Tarif!$A:$D,3,FALSE)","v":"EA143"},{"$f":"VLOOKUP(B19,Tarif!$A:$D,4,FALSE)","v":720},null,"nb circuit",null,null,null,null,"Version ELEC",null,null,null,null,null,"Version Hydro"]
[null,100020168,{"$f":"VLOOKUP(B20,Tarif!$A:$D,2,FALSE)","v":"CIRCUIT V3V P.ELEC"},{"$f":"VLOOKUP(B20,Tarif!$A:$D,3,FALSE)","v":"EA144"},{"$f":"VLOOKUP(B20,Tarif!$A:$D,4,FALSE)","v":1023},null,{"$f":"OFFRE!$N$23","v":1}]
[null,100020165,{"$f":"VLOOKUP(B21,Tarif!$A:$D,2,FALSE)","v":"CONSOLE MUR COLLECTEUR "},{"$f":"VLOOKUP(B21,Tarif!$A:$D,3,FALSE)","v":"EA141"},{"$f":"VLOOKUP(B21,Tarif!$A:$D,4,FALSE)","v":48}]
[null,100020166,{"$f":"VLOOKUP(B22,Tarif!$A:$D,2,FALSE)","v":"CONSOLE MUR 1 MODULE "},{"$f":"VLOOKUP(B22,Tarif!$A:$D,3,FALSE)","v":"EA142"},{"$f":"VLOOKUP(B22,Tarif!$A:$D,4,FALSE)","v":129},null,"type circuit"]
[null,100020045,{"$f":"VLOOKUP(B23,Tarif!$A:$D,2,FALSE)","v":"KIT FILTRE FERNOX TF1"},{"$f":"VLOOKUP(B23,Tarif!$A:$D,3,FALSE)","v":"EH896"},{"$f":"VLOOKUP(B23,Tarif!$A:$D,4,FALSE)","v":288},null,{"$f":"OFFRE!$N$26","v":"Vanne"}]
[null,7681480,{"$f":"VLOOKUP(B24,Tarif!$A:$D,2,FALSE)","v":"KIT DOSSERET REMPLISSAGE AUTOMATIQUE"},{"$f":"VLOOKUP(B24,Tarif!$A:$D,3,FALSE)","v":"EH726"},{"$f":"VLOOKUP(B24,Tarif!$A:$D,4,FALSE)","v":256}]
[null,7746242,{"$f":"VLOOKUP(B25,Tarif!$A:$D,2,FALSE)","v":"SOUPAPE DIFFERENTIELLE "},{"$f":"VLOOKUP(B25,Tarif!$A:$D,3,FALSE)","v":"HK150"},{"$f":"VLOOKUP(B25,Tarif!$A:$D,4,FALSE)","v":59},null,"ECS par PAC",null,null,{"$f":"IF($G$11=OFFRE!$U$55,1,0)","v":1},null,null,null,null,null,{"$f":"IF($G$11=OFFRE!$U$58,1,0)","v":0}]
[null,100008841,{"$f":"VLOOKUP(B26,Tarif!$A:$D,2,FALSE)","v":"BALLON TAMPON 80L B 80 T"},{"$f":"VLOOKUP(B26,Tarif!$A:$D,3,FALSE)","v":"EH85"},{"$f":"VLOOKUP(B26,Tarif!$A:$D,4,FALSE)","v":572},null,{"$f":"OFFRE!$N$29","v":"NON"}]
[null,100004415,{"$f":"VLOOKUP(B27,Tarif!$A:$D,2,FALSE)","v":"BALLON TAMPON 160L B 150 T"},{"$f":"VLOOKUP(B27,Tarif!$A:$D,3,FALSE)","v":"EH60"},{"$f":"VLOOKUP(B27,Tarif!$A:$D,4,FALSE)","v":857}]
[]
[null,100019196,{"$f":"VLOOKUP(B29,Tarif!$A:$D,2,FALSE)","v":"PREPARATEUR VERTICAL OBPB 150"},{"$f":"VLOOKUP(B29,Tarif!$A:$D,3,FALSE)","v":"EC624"},{"$f":"VLOOKUP(B29,Tarif!$A:$D,4,FALSE)","v":1536},null,null,null,null,null,null,null,null,null,null,null,null,null,null,null,null,null,null,null,{"$f":"IF(AA39=\"\",0,1)","v":1}]
[null,100019197,{"$f":"VLOOKUP(B30,Tarif!$A:$D,2,FALSE)","v":"PREPARATEUR VERTICAL OBPB 200"},{"$f":"VLOOKUP(B30,Tarif!$A:$D,3,FALSE)","v":"EC625"},{"$f":"VLOOKUP(B30,Tarif!$A:$D,4,FALSE)","v":1707},null,null,null,null,"6MR",null,{"$f":"IF($I$15=OFFRE!$H$23,\"Kit complet : PAC + accessoires\",\"\")","v":"Kit complet : PAC + accessoires"},null,null,null,null,null,{"$f":"IF($I$15=OFFRE!$H$23,\"Kit complet : PAC + accessoires\",\"\")","v":"Kit complet : PAC + accessoires"},null,null,null,null,null,null,null,{"$f":"IF($J$25=1,K30,IF($P$25=1,Q30,\"\"))","v":0},{"$f":"IF($J$25=1,L30,IF($P$25=1,R30,\"\"))","v":"Kit complet : PAC + accessoires"},0,0,0]
[null,100019198,{"$f":"VLOOKUP(B31,Tarif!$A:$D,2,FALSE)","v":"PREPARATEUR VERTICAL OBPB 300"},{"$f":"VLOOKUP(B31,Tarif!$A:$D,3,FALSE)","v":"EC626"},{"$f":"VLOOKUP(B31,Tarif!$A:$D,4,FALSE)","v":2176},null,null,null,null,null,{"$f":"IF($I$15=OFFRE!$H$23,$B$55,\"\")","v":7746635},{"$f":"IFERROR(VLOOKUP(K31,$B$7:$E$124,2,FALSE),\"\")","v":"OENOVIAPAC-C MB  6 MR/H"},{"$f":"IFERROR(VLOOKUP(K31,$B$7:$E$124,3,FALSE),\"\")","v":"-"},{"$f":"IFERROR(VLOOKUP(K31,$B$7:$E$124,4,FALSE),\"\")","v":8400},{"$f":"IF($I$15=OFFRE!$H$23,1,\"\")","v":1},null,{"$f":"IF($I$15=OFFRE!$H$23,$B$58,\"\")","v":7746638},{"$f":"IFERROR(VLOOKUP(Q31,$B$7:$E$124,2,FALSE),\"\")","v":"OENOVIAPAC-C MB  8 MR/E"},{"$f":"IFERROR(VLOOKUP(Q31,$B$7:$E$124,3,FALSE),\"\")","v":"-"},{"$f":"IFERROR(VLOOKUP(Q31,$B$7:$E$124,4,FALSE),\"\")","v":9250},{"$f":"IF($I$15=OFFRE!$H$23,1,\"\")","v":1},null,null,null,null,{"$f":"IF($J$25=1,K31,IF($P$25=1,Q31,\"\"))","v":7746635},{"$f":"IF($J$25=1,L31,IF($P$25=1,R31,\"\"))","v":"OENOVIAPAC-C MB  6 MR/H"},{"$f":"IF($J$25=1,M31,IF($P$25=1,S31,\"\"))","v":"-"},{"$f":"IF($J$25=1,N31,IF($P$25=1,T31,\"\"))","v":8400},{"$f":"IF($J$25=1,O31,IF($P$25=1,U31,\"\"))","v":1}]
[null,7683302,{"$f":"VLOOKUP(B32,Tarif!$A:$D,2,FALSE)","v":"OBPB 401"},{"$f":"VLOOKUP(B32,Tarif!$A:$D,3,FALSE)","v":"EC791"},{"$f":"VLOOKUP(B32,Tarif!$A:$D,4,FALSE)","v":3316},null,null,null,null,null,null,null,{"$f":"IFERROR(VLOOKUP(K32,$B$7:$E$124,3,FALSE),\"\")","v":""},{"$f":"IFERROR(VLOOKUP(K32,$B$7:$E$124,4,FALSE),\"\")","v":""},null,null,null,null,null,null,null,null,null,null,null,0,0,"","",0]
[null,7683324,{"$f":"VLOOKUP(B33,Tarif!$A:$D,2,FALSE)","v":"OBPB 501"},{"$f":"VLOOKUP(B33,Tarif!$A:$D,3,FALSE)","v":"EC796"},{"$f":"VLOOKUP(B33,Tarif!$A:$D,4,FALSE)","v":3629},null,null,null,null,null,null,{"$f":"IF($I$15=OFFRE!$H$24,\"Sélection personnalisée\",\"\")","v":""},"","",null,null,null,{"$f":"IF($I$15=OFFRE!$H$24,\"Sélection personnalisée\",\"\")","v":""},null,null,null,null,null,null,null,0,"","","",0]
[null,7622063,{"$f":"VLOOKUP(B34,Tarif!$A:$D,2,FALSE)","v":"PREPARATEUR MIXTE OBEPB 300 POUR PAC"},{"$f":"VLOOKUP(B34,Tarif!$A:$D,3,FALSE)","v":"ER616"},{"$f":"VLOOKUP(B34,Tarif!$A:$D,4,FALSE)","v":2247},null,null,null,null,null,{"$f":"IF($I$15=OFFRE!$H$24,$B$63,\"\")","v":""},{"$f":"IFERROR(VLOOKUP(K34,$B$7:$E$124,2,FALSE),\"\")","v":""},"","",{"$f":"IF($I$15=OFFRE!$H$24,1,\"\")","v":""},null,{"$f":"IF($I$15=OFFRE!$H$24,$B$64,\"\")","v":""},{"$f":"IFERROR(VLOOKUP(Q34,$B$7:$E$124,2,FALSE),\"\")","v":""},{"$f":"IFERROR(VLOOKUP(Q34,$B$7:$E$124,3,FALSE),\"\")","v":""},{"$f":"IFERROR(VLOOKUP(Q34,$B$7:$E$124,4,FALSE),\"\")","v":""},{"$f":"IF($I$15=OFFRE!$H$24,1,\"\")","v":""},null,null,null,null,"","","","",""]
[null,null,null,null,null,null,null,null,null,null,{"$f":"IF($I$15=OFFRE!$H$24,$B$67,\"\")","v":""},{"$f":"IFERROR(VLOOKUP(K35,$B$7:$E$124,2,FALSE),\"\")","v":""},"","",{"$f":"IF($I$15=OFFRE!$H$24,1,\"\")","v":""},null,{"$f":"IF($I$15=OFFRE!$H$24,$B$67,\"\")","v":""},{"$f":"IFERROR(VLOOKUP(Q35,$B$7:$E$124,2,FALSE),\"\")","v":""},{"$f":"IFERROR(VLOOKUP(Q35,$B$7:$E$124,3,FALSE),\"\")","v":""},{"$f":"IFERROR(VLOOKUP(Q35,$B$7:$E$124,4,FALSE),\"\")","v":""},{"$f":"IF($I$15=OFFRE!$H$24,1,\"\")","v":""},null,null,null,null,"","","","",""]
[null,100013304,{"$f":"VLOOKUP(B36,Tarif!$A:$D,2,FALSE)","v":"COLIS OPTION V3V OE-TRONIC 4"},{"$f":"VLOOKUP(B36,Tarif!$A:$D,3,FALSE)","v":"AD249"},{"$f":"VLOOKUP(B36,Tarif!$A:$D,4,FALSE)","v":170},null,null,null,null,null,null,{"$f":"IFERROR(VLOOKUP(K36,$B$7:$E$124,2,FALSE),\"\")","v":""},"","",null,null,null,{"$f":"IFERROR(VLOOKUP(Q36,$B$7:$E$124,2,FALSE),\"\")","v":""},{"$f":"IFERROR(VLOOKUP(Q36,$B$7:$E$124,3,FALSE),\"\")","v":""},{"$f":"IFERROR(VLOOKUP(Q36,$B$7:$E$124,4,FALSE),\"\")","v":""},null,null,null,null,null,0,"","","",0]
[null,88017017,{"$f":"VLOOKUP(B37,Tarif!$A:$D,2,FALSE)","v":"SONDE DEPART v3v"},{"$f":"VLOOKUP(B37,Tarif!$A:$D,3,FALSE)","v":"AD199"},{"$f":"VLOOKUP(B37,Tarif!$A:$D,4,FALSE)","v":85},null,null,null,null,null,null,null,"","",null,null,null,null,{"$f":"IFERROR(VLOOKUP(Q37,$B$7:$E$124,3,FALSE),\"\")","v":""},{"$f":"IFERROR(VLOOKUP(Q37,$B$7:$E$124,4,FALSE),\"\")","v":""},null,null,null,null,null,0,0,"","",0]
[null,7708345,{"$f":"VLOOKUP(B38,Tarif!$A:$D,2,FALSE)","v":"KIT DE RACCORDEMENT ELEC. APPOINT ECS"},{"$f":"VLOOKUP(B38,Tarif!$A:$D,3,FALSE)","v":"EH904"},{"$f":"VLOOKUP(B38,Tarif!$A:$D,4,FALSE)","v":43},null,null,null,null,null,null,null,"","",null,null,null,null,"","",null,null,null,null,null,0,0,"","",0]
[null,7624902,{"$f":"VLOOKUP(B39,Tarif!$A:$D,2,FALSE)","v":"KIT CABLAGE PLANCHER CHAUFFANT DIRECT"},{"$f":"VLOOKUP(B39,Tarif!$A:$D,3,FALSE)","v":"HA255"},{"$f":"VLOOKUP(B39,Tarif!$A:$D,4,FALSE)","v":40},null,null,null,null,null,null,"Accessoires de mise en œuvre","","",null,null,null,"Accessoires de mise en œuvre","","",null,null,null,null,null,0,"Accessoires de mise en œuvre","","",0]
[null,7688755,{"$f":"VLOOKUP(B40,Tarif!$A:$D,2,FALSE)","v":"KIT SILENCIEUX MODULE EXT. MIT"},{"$f":"VLOOKUP(B40,Tarif!$A:$D,3,FALSE)","v":"EH829"},{"$f":"VLOOKUP(B40,Tarif!$A:$D,4,FALSE)","v":77},null,null,null,null,null,{"$f":"IF($G$17=OFFRE!$H$16,$B$9,$B$49)","v":7694974},{"$f":"IFERROR(VLOOKUP(K40,$B$7:$E$124,2,FALSE),\"\")","v":"SUPPORT AU SOL CAOUTCHOUC 600MM"},"EH879",119,1,null,{"$f":"IF($G$17=OFFRE!$H$16,$B$9,$B$49)","v":7694974},{"$f":"IFERROR(VLOOKUP(Q40,$B$7:$E$124,2,FALSE),\"\")","v":"SUPPORT AU SOL CAOUTCHOUC 600MM"},"EH879",119,1,null,null,null,null,7694974,"SUPPORT AU SOL CAOUTCHOUC 600MM","EH879",119,1]
[null,100000030,{"$f":"VLOOKUP(B41,Tarif!$A:$D,2,FALSE)","v":"COLIS OPTION SONDE ECS"},{"$f":"VLOOKUP(B41,Tarif!$A:$D,3,FALSE)","v":"AD212"},{"$f":"VLOOKUP(B41,Tarif!$A:$D,4,FALSE)","v":53},null,null,null,null,null,{"$f":"$B$24","v":7681480},{"$f":"IFERROR(VLOOKUP(K41,$B$7:$E$124,2,FALSE),\"\")","v":"KIT DOSSERET REMPLISSAGE AUTOMATIQUE"},"EH726",256,null,null,{"$f":"$B$24","v":7681480},{"$f":"IFERROR(VLOOKUP(Q41,$B$7:$E$124,2,FALSE),\"\")","v":"KIT DOSSERET REMPLISSAGE AUTOMATIQUE"},"EH726",256,null,null,null,null,null,7681480,"KIT DOSSERET REMPLISSAGE AUTOMATIQUE","EH726",256,0]
[null,100019114,{"$f":"VLOOKUP(B42,Tarif!$A:$D,2,FALSE)","v":"KIT SONDE HYGRO RAFRAICHISSEMENT"},{"$f":"VLOOKUP(B42,Tarif!$A:$D,3,FALSE)","v":"HK27"},{"$f":"VLOOKUP(B42,Tarif!$A:$D,4,FALSE)","v":233},null,null,null,null,null,null,null,"","",null,null,null,null,"","",null,null,null,null,null,0,0,"","",0]
[null,7622433,{"$f":"VLOOKUP(B43,Tarif!$A:$D,2,FALSE)","v":"KIT SONDE CONDENSATION (0-10V)"},{"$f":"VLOOKUP(B43,Tarif!$A:$D,3,FALSE)","v":"HZ64"},{"$f":"VLOOKUP(B43,Tarif!$A:$D,4,FALSE)","v":420},null,null,null,null,null,null,"Liaison hydraulique  & Ballon tampon","","",null,null,null,"Liaison hydraulique  & Ballon tampon","","",null,null,null,null,null,0,"Liaison hydraulique  & Ballon tampon","","",0]
[null,7691374,{"$f":"VLOOKUP(B44,Tarif!$A:$D,2,FALSE)","v":"THERMOSTAT AMBIANCE OETROSMART (R-BUS)"},{"$f":"VLOOKUP(B44,Tarif!$A:$D,3,FALSE)","v":"AD323"},{"$f":"VLOOKUP(B44,Tarif!$A:$D,4,FALSE)","v":207},null,null,null,null,null,{"$f":"$B$10","v":100001369},{"$f":"IFERROR(VLOOKUP(K44,$B$7:$E$124,2,FALSE),\"\")","v":"KIT LIAISON HYDRAULIQUE 1M "},"EH19",48,1,null,{"$f":"$B$10","v":100001369},{"$f":"IFERROR(VLOOKUP(Q44,$B$7:$E$124,2,FALSE),\"\")","v":"KIT LIAISON HYDRAULIQUE 1M "},"EH19",48,1,null,null,null,null,100001369,"KIT LIAISON HYDRAULIQUE 1M ","EH19",48,1]
[null,88017018,{"$f":"VLOOKUP(B45,Tarif!$A:$D,2,FALSE)","v":"THERMOSTAT D AMBIANCE PROGRAMMABLE SANS FILS"},{"$f":"VLOOKUP(B45,Tarif!$A:$D,3,FALSE)","v":"AD192"},{"$f":"VLOOKUP(B45,Tarif!$A:$D,4,FALSE)","v":308},null,null,null,null,null,{"$f":"$B$26","v":100008841},{"$f":"IFERROR(VLOOKUP(K45,$B$7:$E$124,2,FALSE),\"\")","v":"BALLON TAMPON 80L B 80 T"},"EH85",572,1,null,{"$f":"$B$26","v":100008841},{"$f":"IFERROR(VLOOKUP(Q45,$B$7:$E$124,2,FALSE),\"\")","v":"BALLON TAMPON 80L B 80 T"},"EH85",572,1,null,null,null,null,100008841,"BALLON TAMPON 80L B 80 T","EH85",572,1]
[null,88017859,{"$f":"VLOOKUP(B46,Tarif!$A:$D,2,FALSE)","v":"THERMOSTAT D'AMBIANCE NON PROGRAMMABLE"},{"$f":"VLOOKUP(B46,Tarif!$A:$D,3,FALSE)","v":"AD140"},{"$f":"VLOOKUP(B46,Tarif!$A:$D,4,FALSE)","v":54},null,null,null,null,null,{"$f":"$B$27","v":100004415},{"$f":"IFERROR(VLOOKUP(K46,$B$7:$E$124,2,FALSE),\"\")","v":"BALLON TAMPON 160L B 150 T"},"EH60",857,null,null,{"$f":"$B$27","v":100004415},{"$f":"IFERROR(VLOOKUP(Q46,$B$7:$E$124,2,FALSE),\"\")","v":"BALLON TAMPON 160L B 150 T"},"EH60",857,null,null,null,null,null,100004415,"BALLON TAMPON 160L B 150 T","EH60",857,0]
[null,88017904,{"$f":"VLOOKUP(B47,Tarif!$A:$D,2,FALSE)","v":"THERMOSTAT AMBIANCE PROGRAMMABLE (FILAIRE)"},{"$f":"VLOOKUP(B47,Tarif!$A:$D,3,FALSE)","v":"AD191"},{"$f":"VLOOKUP(B47,Tarif!$A:$D,4,FALSE)","v":176},null,null,null,null,null,null,null,"","",null,null,null,null,"","",null,null,null,null,null,0,0,"","",0]
[null,null,null,null,null,null,null,null,null,null,null,"Accessoires de raccordement hydraulique","","",null,null,null,"Accessoires de raccordement hydraulique","","",null,null,null,null,null,0,"Accessoires de raccordement hydraulique","","",0]
[null,100011222,{"$f":"VLOOKUP(B49,Tarif!$A:$D,2,FALSE)","v":"SUPPORT MURALE & PLOTS ANTIVIBRATILES POUR  ROE-II AWHP 6-8"},{"$f":"VLOOKUP(B49,Tarif!$A:$D,3,FALSE)","v":"EH95"},{"$f":"VLOOKUP(B49,Tarif!$A:$D,4,FALSE)","v":181},null,null,null,null,null,{"$f":"$B$14","v":100017830},{"$f":"IFERROR(VLOOKUP(K49,$B$7:$E$124,2,FALSE),\"\")","v":"KIT VANNE 3 VOIES (CIRCUIT B)"},"HK21",732,null,null,{"$f":"$B$14","v":100017830},{"$f":"IFERROR(VLOOKUP(Q49,$B$7:$E$124,2,FALSE),\"\")","v":"KIT VANNE 3 VOIES (CIRCUIT B)"},"HK21",732,null,null,null,null,null,100017830,"KIT VANNE 3 VOIES (CIRCUIT B)","HK21",732,0]
[null,null,null,null,null,null,null,null,null,null,{"$f":"$B$15","v":100017832},"KIT TUBULURES 2 CIRCUITS","HK22",156,null,null,{"$f":"$B$15","v":100017832},"KIT TUBULURES 2 CIRCUITS","HK22",156,null,null,null,null,null,100017832,"KIT TUBULURES 2 CIRCUITS","HK22",156,0]
[null,null,null,null,null,null,null,null,null,null,{"$f":"$B$16","v":7684175},"VANNE D'INVERSION CHAUFFAGE-SANITAIRE","EH812",134,null,null,{"$f":"$B$16","v":7684175},"VANNE D'INVERSION CHAUFFAGE-SANITAIRE","EH812",134,null,null,null,null,null,7684175,"VANNE D'INVERSION CHAUFFAGE-SANITAIRE","EH812",134,0]
[null,null,null,null,null,null,null,null,null,null,{"$f":"$B$17","v":100015468},"KIT RAC HYDRAULIQUE PAC - BALLON ECS","EH149",109,null,null,{"$f":"$B$17","v":100015468},"KIT RAC HYDRAULIQUE PAC - BALLON ECS","EH149",109,null,null,null,null,null,100015468,"KIT RAC HYDRAULIQUE PAC - BALLON ECS","EH149",109,0]
[null,null,null,null,null,null,null,null,null,null,{"$f":"$B$18","v":100020164},"COLLECTEUR 2/3 CIRCUITS ","EA140",382,null,null,{"$f":"$B$18","v":100020164},"COLLECTEUR 2/3 CIRCUITS ","EA140",382,null,null,null,null,null,100020164,"COLLECTEUR 2/3 CIRCUITS ","EA140",382,0]
[null,"Kit complet",null,null,null,null,null,null,null,null,{"$f":"$B$19","v":100020167},"CIRCUIT DIRECT P.ELEC CLASSE A  ","EA143",720,null,null,{"$f":"$B$19","v":100020167},"CIRCUIT DIRECT P.ELEC CLASSE A  ","EA143",720,null,null,null,null,null,100020167,"CIRCUIT DIRECT P.ELEC CLASSE A  ","EA143",720,0]
[null,7746635,{"$f":"VLOOKUP(B55,Tarif!$A:$D,2,FALSE)","v":"OENOVIAPAC-C MB  6 MR/H"},"-",{"$f":"VLOOKUP(B55,Tarif!$A:$D,4,FALSE)","v":8400},null,null,null,null,null,{"$f":"$B$20","v":100020168},"CIRCUIT V3V P.ELEC","EA144",1023,null,null,{"$f":"$B$20","v":100020168},"CIRCUIT V3V P.ELEC","EA144",1023,null,null,null,null,null,100020168,"CIRCUIT V3V P.ELEC","EA144",1023,0]
[null,7746636,{"$f":"VLOOKUP(B56,Tarif!$A:$D,2,FALSE)","v":"OENOVIAPAC-C MB  6 MR/E"},"-",{"$f":"VLOOKUP(B56,Tarif!$A:$D,4,FALSE)","v":8800},null,null,null,null,null,{"$f":"$B$21","v":100020165},{"$f":"IFERROR(VLOOKUP(K56,$B$7:$E$124,2,FALSE),\"\")","v":"CONSOLE MUR COLLECTEUR "},"EA141",48,null,null,{"$f":"$B$21","v":100020165},{"$f":"IFERROR(VLOOKUP(Q56,$B$7:$E$124,2,FALSE),\"\")","v":"CONSOLE MUR COLLECTEUR "},"EA141",48,null,null,null,null,null,100020165,"CONSOLE MUR COLLECTEUR ","EA141",48,0]
[null,7746637,{"$f":"VLOOKUP(B57,Tarif!$A:$D,2,FALSE)","v":"OENOVIAPAC-C MB  8 MR/H"},"-",{"$f":"VLOOKUP(B57,Tarif!$A:$D,4,FALSE)","v":8850},null,null,null,null,null,{"$f":"$B$22","v":100020166},"CONSOLE MUR 1 MODULE ","EA142",129,null,null,{"$f":"$B$22","v":100020166},"CONSOLE MUR 1 MODULE ","EA142",129,null,null,null,null,null,100020166,"CONSOLE MUR 1 MODULE ","EA142",129,0]
[null,7746638,{"$f":"VLOOKUP(B58,Tarif!$A:$D,2,FALSE)","v":"OENOVIAPAC-C MB  8 MR/E"},"-",{"$f":"VLOOKUP(B58,Tarif!$A:$D,4,FALSE)","v":9250},null,null,null,null,null,{"$f":"$B$23","v":100020045},"KIT FILTRE FERNOX TF1","EH896",288,1,null,{"$f":"$B$23","v":100020045},"KIT FILTRE FERNOX TF1","EH896",288,1,null,null,null,null,100020045,"KIT FILTRE FERNOX TF1","EH896",288,1]
[null,7746661,{"$f":"VLOOKUP(B59,Tarif!$A:$D,2,FALSE)","v":"OENOVIAPAC-C MB  11 MR/H"},"-",{"$f":"VLOOKUP(B59,Tarif!$A:$D,4,FALSE)","v":9400},null,null,null,null,null,{"$f":"$B$25","v":7746242},"SOUPAPE DIFFERENTIELLE ","HK150",59,1,null,{"$f":"$B$25","v":7746242},"SOUPAPE DIFFERENTIELLE ","HK150",59,1,null,null,null,null,7746242,"SOUPAPE DIFFERENTIELLE ","HK150",59,1]
[null,7746662,{"$f":"VLOOKUP(B60,Tarif!$A:$D,2,FALSE)","v":"OENOVIAPAC-C MB  11 MR/E"},"-",{"$f":"VLOOKUP(B60,Tarif!$A:$D,4,FALSE)","v":9800},null,null,null,null,null,null,{"$f":"IF($G$26=OFFRE!$D$6,\"Ballons de production Eau Chaude Sanitaire\",\"\")","v":""},"","",null,null,null,{"$f":"IF($G$26=OFFRE!$D$6,\"Ballons de production Eau Chaude Sanitaire\",\"\")","v":""},"","",null,null,null,null,null,0,"","","",0]
[null,null,null,null,null,null,null,null,null,null,{"$f":"IF($G$26=OFFRE!$D$6,$B$16,\"\")","v":""},{"$f":"IFERROR(VLOOKUP(K61,$B$7:$E$124,2,FALSE),\"\")","v":""},"","",{"$f":"IF($G$26=OFFRE!$D$6,1,\"\")","v":""},null,{"$f":"IF($G$26=OFFRE!$D$6,$B$16,\"\")","v":""},{"$f":"IFERROR(VLOOKUP(Q61,$B$7:$E$124,2,FALSE),\"\")","v":""},"","",{"$f":"IF($G$26=OFFRE!$D$6,1,\"\")","v":""},null,null,null,null,"","","","",""]
[null,"Groupe Intérieur",null,null,null,null,null,null,null,null,{"$f":"IF($G$26=OFFRE!$D$6,$B$29,\"\")","v":""},"","","",{"$f":"IF($G$26=OFFRE!$D$6,1,\"\")","v":""},null,{"$f":"IF($G$26=OFFRE!$D$6,$B$29,\"\")","v":""},"","","",{"$f":"IF($G$26=OFFRE!$D$6,1,\"\")","v":""},null,null,null,null,"","","","",""]
[null,7746075,{"$f":"VLOOKUP(B63,Tarif!$A:$D,2,FALSE)","v":"MHC-MB/H"},{"$f":"VLOOKUP(B63,Tarif!$A:$D,3,FALSE)","v":"HK90"},{"$f":"VLOOKUP(B63,Tarif!$A:$D,4,FALSE)","v":3100},null,null,null,null,null,{"$f":"IF($G$26=OFFRE!$D$6,$B$30,\"\")","v":""},"","","",null,null,{"$f":"IF($G$26=OFFRE!$D$6,$B$30,\"\")","v":""},"","","",null,null,null,null,null,"","","","",0]
[null,7746122,{"$f":"VLOOKUP(B64,Tarif!$A:$D,2,FALSE)","v":"MHC-MB/E"},{"$f":"VLOOKUP(B64,Tarif!$A:$D,3,FALSE)","v":"HK91"},{"$f":"VLOOKUP(B64,Tarif!$A:$D,4,FALSE)","v":3500},null,null,null,null,null,{"$f":"IF($G$26=OFFRE!$D$6,$B$31,\"\")","v":""},"","","",null,null,{"$f":"IF($G$26=OFFRE!$D$6,$B$31,\"\")","v":""},"","","",null,null,null,null,null,"","","","",0]
[null,null,null,null,null,null,null,null,null,null,{"$f":"IF($G$26=OFFRE!$D$6,$B$32,\"\")","v":""},"","","",null,null,{"$f":"IF($G$26=OFFRE!$D$6,$B$32,\"\")","v":""},"","","",null,null,null,null,null,"","","","",0]
[null,"Groupe ext",null,null,null,null,null,null,null,null,{"$f":"IF($G$26=OFFRE!$D$6,$B$33,\"\")","v":""},"","","",null,null,{"$f":"IF($G$26=OFFRE!$D$6,$B$33,\"\")","v":""},"","","",null,null,null,null,null,"","","","",0]
[null,7698863,{"$f":"VLOOKUP(B67,Tarif!$A:$D,2,FALSE)","v":"MONO AWHP 6 MR"},{"$f":"VLOOKUP(B67,Tarif!$A:$D,3,FALSE)","v":"HK73"},{"$f":"VLOOKUP(B67,Tarif!$A:$D,4,FALSE)","v":5300},null,null,null,null,null,{"$f":"IF($G$26=OFFRE!$D$6,$B$34,\"\")","v":""},"","","",null,null,{"$f":"IF($G$26=OFFRE!$D$6,$B$34,\"\")","v":""},"","","",null,null,null,null,null,"","","","",0]
[null,7728383,{"$f":"VLOOKUP(B68,Tarif!$A:$D,2,FALSE)","v":"MONO AWHP 8 MR"},{"$f":"VLOOKUP(B68,Tarif!$A:$D,3,FALSE)","v":"HK74"},{"$f":"VLOOKUP(B68,Tarif!$A:$D,4,FALSE)","v":5750},null,null,null,null,null,null,"","","",null,null,null,"","","",null,null,null,null,null,0,"","","",0]
[null,7728385,{"$f":"VLOOKUP(B69,Tarif!$A:$D,2,FALSE)","v":"MONO AWHP 11 MR"},{"$f":"VLOOKUP(B69,Tarif!$A:$D,3,FALSE)","v":"HK76"},{"$f":"VLOOKUP(B69,Tarif!$A:$D,4,FALSE)","v":6300},null,null,null,null,null,null,null,"","",null,null,null,null,"","",null,null,null,null,null,0,0,"","",0]
[null,null,null,null,null,null,null,null,null,null,null,"Kit de fonction réversible","","",null,null,null,"Kit de fonction réversible","","",null,null,null,null,null,0,"Kit de fonction réversible","","",0]
[null,null,null,null,null,null,null,null,null,null,{"$f":"$B$11","v":7682396},{"$f":"IFERROR(VLOOKUP(K71,$B$7:$E$124,2,FALSE),\"\")","v":"KIT ISOLATION MODE CLIMATISATION "},"EH811",101,null,null,{"$f":"$B$11","v":7682396},{"$f":"IFERROR(VLOOKUP(Q71,$B$7:$E$124,2,FALSE),\"\")","v":"KIT ISOLATION MODE CLIMATISATION "},"EH811",101,null,null,null,null,null,7682396,"KIT ISOLATION MODE CLIMATISATION ","EH811",101,0]
[null,null,null,null,null,null,null,null,null,null,{"$f":"$B$12","v":100018411},{"$f":"IFERROR(VLOOKUP(K72,$B$7:$E$124,2,FALSE),\"\")","v":"KIT ISOLATION MODE FROID KIT VANNE 3 VOIES (CIRCUIT B)"},"HK25",168,null,null,{"$f":"$B$12","v":100018411},{"$f":"IFERROR(VLOOKUP(Q72,$B$7:$E$124,2,FALSE),\"\")","v":"KIT ISOLATION MODE FROID KIT VANNE 3 VOIES (CIRCUIT B)"},"HK25",168,null,null,null,null,null,100018411,"KIT ISOLATION MODE FROID KIT VANNE 3 VOIES (CIRCUIT B)","HK25",168,0]
[null,null,null,null,null,null,null,null,null,null,null,null,"","",null,null,null,null,"","",null,null,null,null,null,0,0,"","",0]
[null,null,null,null,null,null,null,null,null,null,null,"Accessoires de régulation","","",null,null,null,"Accessoires de régulation","","",null,null,null,null,null,0,"Accessoires de régulation","","",0]
[null,null,null,null,null,null,null,null,null,null,{"$f":"$B$36","v":100013304},{"$f":"IFERROR(VLOOKUP(K75,$B$7:$E$124,2,FALSE),\"\")","v":"COLIS OPTION V3V OE-TRONIC 4"},"AD249",170,null,null,{"$f":"$B$36","v":100013304},{"$f":"IFERROR(VLOOKUP(Q75,$B$7:$E$124,2,FALSE),\"\")","v":"COLIS OPTION V3V OE-TRONIC 4"},"AD249",170,null,null,null,null,null,100013304,"COLIS OPTION V3V OE-TRONIC 4","AD249",170,0]
[null,null,null,null,null,null,null,null,null,null,{"$f":"$B$37","v":88017017},{"$f":"IFERROR(VLOOKUP(K76,$B$7:$E$124,2,FALSE),\"\")","v":"SONDE DEPART v3v"},"AD199",85,null,null,{"$f":"$B$37","v":88017017},{"$f":"IFERROR(VLOOKUP(Q76,$B$7:$E$124,2,FALSE),\"\")","v":"SONDE DEPART v3v"},"AD199",85,null,null,null,null,null,88017017,"SONDE DEPART v3v","AD199",85,0]
[null,null,null,null,null,null,null,null,null,null,{"$f":"$B$38","v":7708345},"KIT DE RACCORDEMENT ELEC. APPOINT ECS","EH904",43,null,null,{"$f":"$B$38","v":7708345},"KIT DE RACCORDEMENT ELEC. APPOINT ECS","EH904",43,null,null,null,null,null,7708345,"KIT DE RACCORDEMENT ELEC. APPOINT ECS","EH904",43,0]
[null,null,null,null,null,null,null,null,null,null,{"$f":"$B$39","v":7624902},"KIT CABLAGE PLANCHER CHAUFFANT DIRECT","HA255",40,null,null,{"$f":"$B$39","v":7624902},"KIT CABLAGE PLANCHER CHAUFFANT DIRECT","HA255",40,null,null,null,null,null,7624902,"KIT CABLAGE PLANCHER CHAUFFANT DIRECT","HA255",40,0]
[null,null,null,null,null,null,null,null,null,null,{"$f":"$B$40","v":7688755},"KIT SILENCIEUX MODULE EXT. MIT","EH829",77,null,null,{"$f":"$B$40","v":7688755},"KIT SILENCIEUX MODULE EXT. MIT","EH829",77,null,null,null,null,null,7688755,"KIT SILENCIEUX MODULE EXT. MIT","EH829",77,0]
[null,null,null,null,null,null,null,null,null,null,{"$f":"$B$41","v":100000030},"COLIS OPTION SONDE ECS","AD212",53,{"$f":"IF($G$26=OFFRE!$D$6,1,\"\")","v":""},null,{"$f":"$B$41","v":100000030},"COLIS OPTION SONDE ECS","AD212",53,{"$f":"IF($G$26=OFFRE!$D$6,1,\"\")","v":""},null,null,null,null,100000030,"COLIS OPTION SONDE ECS","AD212",53,""]
[null,null,null,null,null,null,null,null,null,null,{"$f":"$B$42","v":100019114},"KIT SONDE HYGRO RAFRAICHISSEMENT","HK27",233,null,null,{"$f":"$B$42","v":100019114},"KIT SONDE HYGRO RAFRAICHISSEMENT","HK27",233,null,null,null,null,null,100019114,"KIT SONDE HYGRO RAFRAICHISSEMENT","HK27",233,0]
[null,null,null,null,null,null,null,null,null,null,{"$f":"$B$43","v":7622433},"KIT SONDE CONDENSATION (0-10V)","HZ64",420,null,null,{"$f":"$B$43","v":7622433},"KIT SONDE CONDENSATION (0-10V)","HZ64",420,null,null,null,null,null,7622433,"KIT SONDE CONDENSATION (0-10V)","HZ64",420,0]
[null,null,null,null,null,null,null,null,null,null,{"$f":"$B$44","v":7691374},"THERMOSTAT AMBIANCE OETROSMART (R-BUS)","AD323",207,1,null,{"$f":"$B$44","v":7691374},"THERMOSTAT AMBIANCE OETROSMART (R-BUS)","AD323",207,1,null,null,null,null,7691374,"THERMOSTAT AMBIANCE OETROSMART (R-BUS)","AD323",207,1]
[null,null,null,null,null,null,null,null,null,null,{"$f":"$B$45","v":88017018},"THERMOSTAT D AMBIANCE PROGRAMMABLE SANS FILS","AD192",308,null,null,{"$f":"$B$45","v":88017018},"THERMOSTAT D AMBIANCE PROGRAMMABLE SANS FILS","AD192",308,null,null,null,null,null,88017018,"THERMOSTAT D AMBIANCE PROGRAMMABLE SANS FILS","AD192",308,0]
[null,null,null,null,null,null,null,null,null,null,{"$f":"$B$46","v":88017859},"THERMOSTAT D'AMBIANCE NON PROGRAMMABLE","AD140",54,null,null,{"$f":"$B$46","v":88017859},"THERMOSTAT D'AMBIANCE NON PROGRAMMABLE","AD140",54,null,null,null,null,null,88017859,"THERMOSTAT D'AMBIANCE NON PROGRAMMABLE","AD140",54,0]
[null,null,null,null,null,null,null,null,null,null,{"$f":"$B$47","v":88017904},"THERMOSTAT AMBIANCE PROGRAMMABLE (FILAIRE)","AD191",176,null,null,{"$f":"$B$47","v":88017904},"THERMOSTAT AMBIANCE PROGRAMMABLE (FILAIRE)","AD191",176,null,null,null,null,null,88017904,"THERMOSTAT AMBIANCE PROGRAMMABLE (FILAIRE)","AD191",176,0]
[null,null,null,null,null,null,null,null,null,null,null,"","","",null,null,null,"","","",null,null,null,null,null,0,"","","",0]
[null,null,null,null,null,null,null,null,null,null,null,"","","",null,null,null,"","","",null,null,null,null,null,0,"","","",0]
[]
[]
[]
[]
[null,null,null,null,null,null,null,null,null,{"$f":"IF($G$11=OFFRE!$U$56,1,0)","v":0},null,null,null,null,null,{"$f":"IF($G$11=OFFRE!$U$59,1,0)","v":0}]
[]
[]
[]
[null,null,null,null,null,null,null,null,null,null,null,null,null,null,null,null,null,null,null,null,null,null,null,null,{"$f":"IF(AA107=\"\",0,1)","v":0}]
[null,null,null,null,null,null,null,null,null,"8MR",null,{"$f":"IF($I$15=OFFRE!$H$23,\"Kit complet : PAC + accessoires\",\"\")","v":"Kit complet : PAC + accessoires"},null,null,null,null,null,{"$f":"IF($I$15=OFFRE!$H$23,\"Kit complet : PAC + accessoires\",\"\")","v":"Kit complet : PAC + accessoires"},null,null,null,null,null,null,null,{"$f":"IF($J$93=1,K98,IF($P$93=1,Q98,\"\"))","v":""},{"$f":"IF($J$93=1,L98,IF($P$93=1,R98,\"\"))","v":""},"","",""]
[null,null,null,null,null,null,null,null,null,null,{"$f":"IF($I$15=OFFRE!$H$23,$B$56,\"\")","v":7746636},{"$f":"IFERROR(VLOOKUP(K99,$B$7:$E$124,2,FALSE),\"\")","v":"OENOVIAPAC-C MB  6 MR/E"},{"$f":"IFERROR(VLOOKUP(K99,$B$7:$E$124,3,FALSE),\"\")","v":"-"},{"$f":"IFERROR(VLOOKUP(K99,$B$7:$E$124,4,FALSE),\"\")","v":8800},{"$f":"IF($I$15=OFFRE!$H$23,1,\"\")","v":1},null,{"$f":"IF($I$15=OFFRE!$H$23,$B$59,\"\")","v":7746661},{"$f":"IFERROR(VLOOKUP(Q99,$B$7:$E$124,2,FALSE),\"\")","v":"OENOVIAPAC-C MB  11 MR/H"},{"$f":"IFERROR(VLOOKUP(Q99,$B$7:$E$124,3,FALSE),\"\")","v":"-"},{"$f":"IFERROR(VLOOKUP(Q99,$B$7:$E$124,4,FALSE),\"\")","v":9400},{"$f":"IF($I$15=OFFRE!$H$23,1,\"\")","v":1},null,null,null,null,{"$f":"IF($J$93=1,K99,IF($P$93=1,Q99,\"\"))","v":""},{"$f":"IF($J$93=1,L99,IF($P$93=1,R99,\"\"))","v":""},{"$f":"IF($J$93=1,M99,IF($P$93=1,S99,\"\"))","v":""},{"$f":"IF($J$93=1,N99,IF($P$93=1,T99,\"\"))","v":""},{"$f":"IF($J$93=1,O99,IF($P$93=1,U99,\"\"))","v":""}]
[null,null,null,null,null,null,null,null,null,null,null,null,{"$f":"IFERROR(VLOOKUP(K100,$B$7:$E$124,3,FALSE),\"\")","v":""},{"$f":"IFERROR(VLOOKUP(K100,$B$7:$E$124,4,FALSE),\"\")","v":""},null,null,null,null,{"$f":"IFERROR(VLOOKUP(Q100,$B$7:$E$124,3,FALSE),\"\")","v":""},{"$f":"IFERROR(VLOOKUP(Q100,$B$7:$E$124,4,FALSE),\"\")","v":""},null,null,null,null,null,"","","","",""]
[null,null,null,null,null,null,null,null,null,null,null,{"$f":"IF($I$15=OFFRE!$H$24,\"Sélection personnalisée\",\"\")","v":""},"","",null,null,null,{"$f":"IF($I$15=OFFRE!$H$24,\"Sélection personnalisée\",\"\")","v":""},"","",null,null,null,null,null,"","","","",""]
[null,null,null,null,null,null,null,null,null,null,{"$f":"IF($I$15=OFFRE!$H$24,$B$63,\"\")","v":""},{"$f":"IFERROR(VLOOKUP(K102,$B$7:$E$124,2,FALSE),\"\")","v":""},"","",{"$f":"IF($I$15=OFFRE!$H$24,1,\"\")","v":""},null,{"$f":"IF($I$15=OFFRE!$H$24,$B$63,\"\")","v":""},{"$f":"IFERROR(VLOOKUP(Q102,$B$7:$E$124,2,FALSE),\"\")","v":""},"","",{"$f":"IF($I$15=OFFRE!$H$24,1,\"\")","v":""},null,null,null,null,"","","","",""]
[null,null,null,null,null,null,null,null,null,null,{"$f":"IF($I$15=OFFRE!$H$24,$B$68,\"\")","v":""},{"$f":"IFERROR(VLOOKUP(K103,$B$7:$E$124,2,FALSE),\"\")","v":""},"","",{"$f":"IF($I$15=OFFRE!$H$24,1,\"\")","v":""},null,{"$f":"IF($I$15=OFFRE!$H$24,$B$68,\"\")","v":""},{"$f":"IFERROR(VLOOKUP(Q103,$B$7:$E$124,2,FALSE),\"\")","v":""},"","",{"$f":"IF($I$15=OFFRE!$H$24,1,\"\")","v":""},null,null,null,null,"","","","",""]
[null,null,null,null,null,null,null,null,null,null,null,{"$f":"IFERROR(VLOOKUP(K104,$B$7:$E$124,2,FALSE),\"\")","v":""},"","",null,null,null,{"$f":"IFERROR(VLOOKUP(Q104,$B$7:$E$124,2,FALSE),\"\")","v":""},"","",null,null,null,null,null,"","","","",""]
[null,null,null,null,null,null,null,null,null,null,null,null,"","",null,null,null,null,"","",null,null,null,null,null,"","","","",""]
[null,null,null,null,null,null,null,null,null,null,null,null,"","",null,null,null,null,"","",null,null,null,null,null,"","","","",""]
[null,null,null,null,null,null,null,null,null,null,null,"Accessoires de mise en œuvre","","",null,null,null,"Accessoires de mise en œuvre","","",null,null,null,null,null,"","","","",""]
[null,null,null,null,null,null,null,null,null,null,{"$f":"IF($G$17=OFFRE!$H$16,$B$9,$B$49)","v":7694974},{"$f":"IFERROR(VLOOKUP(K108,$B$7:$E$124,2,FALSE),\"\")","v":"SUPPORT AU SOL CAOUTCHOUC 600MM"},"EH879",119,1,null,{"$f":"IF($G$17=OFFRE!$H$16,$B$9,$B$49)","v":7694974},{"$f":"IFERROR(VLOOKUP(Q108,$B$7:$E$124,2,FALSE),\"\")","v":"SUPPORT AU SOL CAOUTCHOUC 600MM"},"EH879",119,1,null,null,null,null,"","","","",""]
[null,null,null,null,null,null,null,null,null,null,{"$f":"$B$24","v":7681480},{"$f":"IFERROR(VLOOKUP(K109,$B$7:$E$124,2,FALSE),\"\")","v":"KIT DOSSERET REMPLISSAGE AUTOMATIQUE"},"EH726",256,null,null,{"$f":"$B$24","v":7681480},{"$f":"IFERROR(VLOOKUP(Q109,$B$7:$E$124,2,FALSE),\"\")","v":"KIT DOSSERET REMPLISSAGE AUTOMATIQUE"},"EH726",256,null,null,null,null,null,"","","","",""]
[null,null,null,null,null,null,null,null,null,null,null,null,"","",null,null,null,null,"","",null,null,null,null,null,"","","","",""]
[null,null,null,null,null,null,null,null,null,null,null,"Liaison hydraulique  & Ballon tampon","","",null,null,null,"Liaison hydraulique  & Ballon tampon","","",null,null,null,null,null,"","","","",""]
[null,null,null,null,null,null,null,null,null,null,{"$f":"$B$10","v":100001369},{"$f":"IFERROR(VLOOKUP(K112,$B$7:$E$124,2,FALSE),\"\")","v":"KIT LIAISON HYDRAULIQUE 1M "},"EH19",48,1,null,{"$f":"$B$10","v":100001369},{"$f":"IFERROR(VLOOKUP(Q112,$B$7:$E$124,2,FALSE),\"\")","v":"KIT LIAISON HYDRAULIQUE 1M "},"EH19",48,1,null,null,null,null,"","","","",""]
[null,null,null,null,null,null,null,null,null,null,{"$f":"$B$26","v":100008841},{"$f":"IFERROR(VLOOKUP(K113,$B$7:$E$124,2,FALSE),\"\")","v":"BALLON TAMPON 80L B 80 T"},"EH85",572,1,null,{"$f":"$B$26","v":100008841},{"$f":"IFERROR(VLOOKUP(Q113,$B$7:$E$124,2,FALSE),\"\")","v":"BALLON TAMPON 80L B 80 T"},"EH85",572,1,null,null,null,null,"","","","",""]
[null,null,null,null,null,null,null,null,null,null,{"$f":"$B$27","v":100004415},{"$f":"IFERROR(VLOOKUP(K114,$B$7:$E$124,2,FALSE),\"\")","v":"BALLON TAMPON 160L B 150 T"},"EH60",857,null,null,{"$f":"$B$27","v":100004415},{"$f":"IFERROR(VLOOKUP(Q114,$B$7:$E$124,2,FALSE),\"\")","v":"BALLON TAMPON 160L B 150 T"},"EH60",857,null,null,null,null,null,"","","","",""]
[null,null,null,null,null,null,null,null,null,null,null,null,"","",null,null,null,null,"","",null,null,null,null,null,"","","","",""]
[null,null,null,null,null,null,null,null,null,null,null,"Accessoires de raccordement hydraulique","","",null,null,null,"Accessoires de raccordement hydraulique","","",null,null,null,null,null,"","","","",""]
[null,null,null,null,null,null,null,null,null,null,{"$f":"$B$14","v":100017830},{"$f":"IFERROR(VLOOKUP(K117,$B$7:$E$124,2,FALSE),\"\")","v":"KIT VANNE 3 VOIES (CIRCUIT B)"},"HK21",732,null,null,{"$f":"$B$14","v":100017830},{"$f":"IFERROR(VLOOKUP(Q117,$B$7:$E$124,2,FALSE),\"\")","v":"KIT VANNE 3 VOIES (CIRCUIT B)"},"HK21",732,null,null,null,null,null,"","","","",""]
[null,null,null,null,null,null,null,null,null,null,{"$f":"$B$15","v":100017832},"KIT TUBULURES 2 CIRCUITS","HK22",156,null,null,{"$f":"$B$15","v":100017832},"KIT TUBULURES 2 CIRCUITS","HK22",156,null,null,null,null,null,"","","","",""]
[null,null,null,null,null,null,null,null,null,null,{"$f":"$B$16","v":7684175},"VANNE D'INVERSION CHAUFFAGE-SANITAIRE","EH812",134,null,null,{"$f":"$B$16","v":7684175},"VANNE D'INVERSION CHAUFFAGE-SANITAIRE","EH812",134,null,null,null,null,null,"","","","",""]
[null,null,null,null,null,null,null,null,null,null,{"$f":"$B$17","v":100015468},"KIT RAC HYDRAULIQUE PAC - BALLON ECS","EH149",109,null,null,{"$f":"$B$17","v":100015468},"KIT RAC HYDRAULIQUE PAC - BALLON ECS","EH149",109,null,null,null,null,null,"","","","",""]
[null,null,null,null,null,null,null,null,null,null,{"$f":"$B$18","v":100020164},"COLLECTEUR 2/3 CIRCUITS ","EA140",382,null,null,{"$f":"$B$18","v":100020164},"COLLECTEUR 2/3 CIRCUITS ","EA140",382,null,null,null,null,null,"","","","",""]
[null,null,null,null,null,null,null,null,null,null,{"$f":"$B$19","v":100020167},"CIRCUIT DIRECT P.ELEC CLASSE A  ","EA143",720,null,null,{"$f":"$B$19","v":100020167},"CIRCUIT DIRECT P.ELEC CLASSE A  ","EA143",720,null,null,null,null,null,"","","","",""]
[null,null,null,null,null,null,null,null,null,null,{"$f":"$B$20","v":100020168},"CIRCUIT V3V P.ELEC","EA144",1023,null,null,{"$f":"$B$20","v":100020168},"CIRCUIT V3V P.ELEC","EA144",1023,null,null,null,null,null,"","","","",""]
[null,null,null,null,null,null,null,null,null,null,{"$f":"$B$21","v":100020165},{"$f":"IFERROR(VLOOKUP(K124,$B$7:$E$124,2,FALSE),\"\")","v":"CONSOLE MUR COLLECTEUR "},"EA141",48,null,null,{"$f":"$B$21","v":100020165},{"$f":"IFERROR(VLOOKUP(Q124,$B$7:$E$124,2,FALSE),\"\")","v":"CONSOLE MUR COLLECTEUR "},"EA141",48,null,null,null,null,null,"","","","",""]
[null,null,null,null,null,null,null,null,null,null,{"$f":"$B$22","v":100020166},"CONSOLE MUR 1 MODULE ","EA142",129,null,null,{"$f":"$B$22","v":100020166},"CONSOLE MUR 1 MODULE ","EA142",129,null,null,null,null,null,"","","","",""]
[null,null,null,null,null,null,null,null,null,null,{"$f":"$B$23","v":100020045},"KIT FILTRE FERNOX TF1","EH896",288,1,null,{"$f":"$B$23","v":100020045},"KIT FILTRE FERNOX TF1","EH896",288,1,null,null,null,null,"","","","",""]
[null,null,null,null,null,null,null,null,null,null,{"$f":"$B$25","v":7746242},"SOUPAPE DIFFERENTIELLE ","HK150",59,1,null,{"$f":"$B$25","v":7746242},"SOUPAPE DIFFERENTIELLE ","HK150",59,1,null,null,null,null,"","","","",""]
[null,null,null,null,null,null,null,null,null,null,null,{"$f":"IF($G$26=OFFRE!$D$6,\"Ballons de production Eau Chaude Sanitaire\",\"\")","v":""},"","",null,null,null,{"$f":"IF($G$26=OFFRE!$D$6,\"Ballons de production Eau Chaude Sanitaire\",\"\")","v":""},"","",null,null,null,null,null,"","","","",""]
[null,null,null,null,null,null,null,null,null,null,{"$f":"IF($G$26=OFFRE!$D$6,$B$16,\"\")","v":""},{"$f":"IFERROR(VLOOKUP(K129,$B$7:$E$124,2,FALSE),\"\")","v":""},"","",{"$f":"IF($G$26=OFFRE!$D$6,1,\"\")","v":""},null,{"$f":"IF($G$26=OFFRE!$D$6,$B$16,\"\")","v":""},{"$f":"IFERROR(VLOOKUP(Q129,$B$7:$E$124,2,FALSE),\"\")","v":""},"","",{"$f":"IF($G$26=OFFRE!$D$6,1,\"\")","v":""},null,null,null,null,"","","","",""]
[null,null,null,null,null,null,null,null,null,null,{"$f":"IF($G$26=OFFRE!$D$6,$B$29,\"\")","v":""},"","","",{"$f":"IF($G$26=OFFRE!$D$6,1,\"\")","v":""},null,{"$f":"IF($G$26=OFFRE!$D$6,$B$29,\"\")","v":""},"","","",{"$f":"IF($G$26=OFFRE!$D$6,1,\"\")","v":""},null,null,null,null,"","","","",""]
[null,null,null,null,null,null,null,null,null,null,{"$f":"IF($G$26=OFFRE!$D$6,$B$30,\"\")","v":""},"","","",null,null,{"$f":"IF($G$26=OFFRE!$D$6,$B$30,\"\")","v":""},"","","",null,null,null,null,null,"","","","",""]
[null,null,null,null,null,null,null,null,null,null,{"$f":"IF($G$26=OFFRE!$D$6,$B$31,\"\")","v":""},"","","",null,null,{"$f":"IF($G$26=OFFRE!$D$6,$B$31,\"\")","v":""},"","","",null,null,null,null,null,"","","","",""]
[null,null,null,null,null,null,null,null,null,null,{"$f":"IF($G$26=OFFRE!$D$6,$B$32,\"\")","v":""},"","","",null,null,{"$f":"IF($G$26=OFFRE!$D$6,$B$32,\"\")","v":""},"","","",null,null,null,null,null,"","","","",""]
[null,null,null,null,null,null,null,null,null,null,{"$f":"IF($G$26=OFFRE!$D$6,$B$33,\"\")","v":""},"","","",null,null,{"$f":"IF($G$26=OFFRE!$D$6,$B$33,\"\")","v":""},"","","",null,null,null,null,null,"","","","",""]
[null,null,null,null,null,null,null,null,null,null,{"$f":"IF($G$26=OFFRE!$D$6,$B$34,\"\")","v":""},"","","",null,null,{"$f":"IF($G$26=OFFRE!$D$6,$B$34,\"\")","v":""},"","","",null,null,null,null,null,"","","","",""]
[null,null,null,null,null,null,null,null,null,null,null,"","","",null,null,null,"","","",null,null,null,null,null,"","","","",""]
[null,null,null,null,null,null,null,null,null,null,null,null,"","",null,null,null,null,"","",null,null,null,null,null,"","","","",""]
[null,null,null,null,null,null,null,null,null,null,null,"Kit de fonction réversible","","",null,null,null,"Kit de fonction réversible","","",null,null,null,null,null,"","","","",""]
[null,null,null,null,null,null,null,null,null,null,{"$f":"$B$11","v":7682396},{"$f":"IFERROR(VLOOKUP(K139,$B$7:$E$124,2,FALSE),\"\")","v":"KIT ISOLATION MODE CLIMATISATION "},"EH811",101,null,null,{"$f":"$B$11","v":7682396},{"$f":"IFERROR(VLOOKUP(Q139,$B$7:$E$124,2,FALSE),\"\")","v":"KIT ISOLATION MODE CLIMATISATION "},"EH811",101,null,null,null,null,null,"","","","",""]
[null,null,null,null,null,null,null,null,null,null,{"$f":"$B$12","v":100018411},{"$f":"IFERROR(VLOOKUP(K140,$B$7:$E$124,2,FALSE),\"\")","v":"KIT ISOLATION MODE FROID KIT VANNE 3 VOIES (CIRCUIT B)"},"HK25",168,null,null,{"$f":"$B$12","v":100018411},{"$f":"IFERROR(VLOOKUP(Q140,$B$7:$E$124,2,FALSE),\"\")","v":"KIT ISOLATION MODE FROID KIT VANNE 3 VOIES (CIRCUIT B)"},"HK25",168,null,null,null,null,null,"","","","",""]
[null,null,null,null,null,null,null,null,null,null,null,null,"","",null,null,null,null,"","",null,null,null,null,null,"","","","",""]
[null,null,null,null,null,null,null,null,null,null,null,"Accessoires de régulation","","",null,null,null,"Accessoires de régulation","","",null,null,null,null,null,"","","","",""]
[null,null,null,null,null,null,null,null,null,null,{"$f":"$B$36","v":100013304},{"$f":"IFERROR(VLOOKUP(K143,$B$7:$E$124,2,FALSE),\"\")","v":"COLIS OPTION V3V OE-TRONIC 4"},"AD249",170,null,null,{"$f":"$B$36","v":100013304},{"$f":"IFERROR(VLOOKUP(Q143,$B$7:$E$124,2,FALSE),\"\")","v":"COLIS OPTION V3V OE-TRONIC 4"},"AD249",170,null,null,null,null,null,"","","","",""]
[null,null,null,null,null,null,null,null,null,null,{"$f":"$B$37","v":88017017},{"$f":"IFERROR(VLOOKUP(K144,$B$7:$E$124,2,FALSE),\"\")","v":"SONDE DEPART v3v"},"AD199",85,null,null,{"$f":"$B$37","v":88017017},{"$f":"IFERROR(VLOOKUP(Q144,$B$7:$E$124,2,FALSE),\"\")","v":"SONDE DEPART v3v"},"AD199",85,null,null,null,null,null,"","","","",""]
[null,null,null,null,null,null,null,null,null,null,{"$f":"$B$38","v":7708345},"KIT DE RACCORDEMENT ELEC. APPOINT ECS","EH904",43,null,null,{"$f":"$B$38","v":7708345},"KIT DE RACCORDEMENT ELEC. APPOINT ECS","EH904",43,null,null,null,null,null,"","","","",""]
[null,null,null,null,null,null,null,null,null,null,{"$f":"$B$39","v":7624902},"KIT CABLAGE PLANCHER CHAUFFANT DIRECT","HA255",40,null,null,{"$f":"$B$39","v":7624902},"KIT CABLAGE PLANCHER CHAUFFANT DIRECT","HA255",40,null,null,null,null,null,"","","","",""]
[null,null,null,null,null,null,null,null,null,null,{"$f":"$B$40","v":7688755},"KIT SILENCIEUX MODULE EXT. MIT","EH829",77,null,null,{"$f":"$B$40","v":7688755},"KIT SILENCIEUX MODULE EXT. MIT","EH829",77,null,null,null,null,null,"","","","",""]
[null,null,null,null,null,null,null,null,null,null,{"$f":"$B$41","v":100000030},"COLIS OPTION SONDE ECS","AD212",53,{"$f":"IF($G$26=OFFRE!$D$6,1,\"\")","v":""},null,{"$f":"$B$41","v":100000030},"COLIS OPTION SONDE ECS","AD212",53,{"$f":"IF($G$26=OFFRE!$D$6,1,\"\")","v":""},null,null,null,null,"","","","",""]
[null,null,null,null,null,null,null,null,null,null,{"$f":"$B$42","v":100019114},"KIT SONDE HYGRO RAFRAICHISSEMENT","HK27",233,null,null,{"$f":"$B$42","v":100019114},"KIT SONDE HYGRO RAFRAICHISSEMENT","HK27",233,null,null,null,null,null,"","","","",""]
[null,null,null,null,null,null,null,null,null,null,{"$f":"$B$43","v":7622433},"KIT SONDE CONDENSATION (0-10V)","HZ64",420,null,null,{"$f":"$B$43","v":7622433},"KIT SONDE CONDENSATION (0-10V)","HZ64",420,null,null,null,null,null,"","","","",""]
[null,null,null,null,null,null,null,null,null,null,{"$f":"$B$44","v":7691374},"THERMOSTAT AMBIANCE OETROSMART (R-BUS)","AD323",207,1,null,{"$f":"$B$44","v":7691374},"THERMOSTAT AMBIANCE OETROSMART (R-BUS)","AD323",207,1,null,null,null,null,"","","","",""]
[null,null,null,null,null,null,null,null,null,null,{"$f":"$B$45","v":88017018},"THERMOSTAT D AMBIANCE PROGRAMMABLE SANS FILS","AD192",308,null,null,{"$f":"$B$45","v":88017018},"THERMOSTAT D AMBIANCE PROGRAMMABLE SANS FILS","AD192",308,null,null,null,null,null,"","","","",""]
[null,null,null,null,null,null,null,null,null,null,{"$f":"$B$46","v":88017859},"THERMOSTAT D'AMBIANCE NON PROGRAMMABLE","AD140",54,null,null,{"$f":"$B$46","v":88017859},"THERMOSTAT D'AMBIANCE NON PROGRAMMABLE","AD140",54,null,null,null,null,null,"","","","",""]
[null,null,null,null,null,null,null,null,null,null,{"$f":"$B$47","v":88017904},"THERMOSTAT AMBIANCE PROGRAMMABLE (FILAIRE)","AD191",176,null,null,{"$f":"$B$47","v":88017904},"THERMOSTAT AMBIANCE PROGRAMMABLE (FILAIRE)","AD191",176,null,null,null,null,null,"","","","",""]
[null,null,null,null,null,null,null,null,null,null,null,"","","",null,null,null,"","","",null,null,null,null,null,"","","","",""]
[null,null,null,null,null,null,null,null,null,null,null,"","","",null,null,null,"","","",null,null,null,null,null,"","","","",""]
[]
[]
[]
[null,null,null,null,null,null,null,null,null,{"$f":"IF($G$11=OFFRE!$U$57,1,0)","v":0},null,null,null,null,null,{"$f":"IF($G$11=OFFRE!$U$60,1,0)","v":0}]
[]
[]
[]
[null,"Devis avec 0",null,null,null,null,null,null,null,null,null,null,null,null,null,null,null,null,null,null,null,null,null,null,{"$f":"IF(AA174=\"\",0,1)","v":0}]
[null,{"$f":"IF($Y$29=1,Z30,IF($Y$97=1,Z98,IF($Y$164=1,Z165,\"\")))","v":0},{"$f":"IF($Y$29=1,AA30,IF($Y$97=1,AA98,IF($Y$164=1,AA165,\"\")))","v":"Kit complet : PAC + accessoires"},0,0,0,null,null,null,"11MR",null,{"$f":"IF($I$15=OFFRE!$H$23,\"Kit complet : PAC + accessoires\",\"\")","v":"Kit complet : PAC + accessoires"},null,null,null,null,null,{"$f":"IF($I$15=OFFRE!$H$23,\"Kit complet : PAC + accessoires\",\"\")","v":"Kit complet : PAC + accessoires"},null,null,null,null,null,null,null,{"$f":"IF($J$160=1,K165,IF($P$160=1,Q165,\"\"))","v":""},{"$f":"IF($J$160=1,L165,IF($P$160=1,R165,\"\"))","v":""},"","",""]
[null,{"$f":"IF($Y$29=1,Z31,IF($Y$97=1,Z99,IF($Y$164=1,Z166,\"\")))","v":7746635},{"$f":"IF($Y$29=1,AA31,IF($Y$97=1,AA99,IF($Y$164=1,AA166,\"\")))","v":"OENOVIAPAC-C MB  6 MR/H"},{"$f":"IF($Y$29=1,AB31,IF($Y$97=1,AB99,IF($Y$164=1,AB166,\"\")))","v":"-"},{"$f":"IF($Y$29=1,AC31,IF($Y$97=1,AC99,IF($Y$164=1,AC166,\"\")))","v":8400},{"$f":"IF($Y$29=1,AD31,IF($Y$97=1,AD99,IF($Y$164=1,AD166,\"\")))","v":1},null,null,null,null,{"$f":"IF($I$15=OFFRE!$H$23,$B$57,\"\")","v":7746637},{"$f":"IFERROR(VLOOKUP(K166,$B$7:$E$124,2,FALSE),\"\")","v":"OENOVIAPAC-C MB  8 MR/H"},{"$f":"IFERROR(VLOOKUP(K166,$B$7:$E$124,3,FALSE),\"\")","v":"-"},{"$f":"IFERROR(VLOOKUP(K166,$B$7:$E$124,4,FALSE),\"\")","v":8850},{"$f":"IF($I$15=OFFRE!$H$23,1,\"\")","v":1},null,{"$f":"IF($I$15=OFFRE!$H$23,$B$60,\"\")","v":7746662},{"$f":"IFERROR(VLOOKUP(Q166,$B$7:$E$124,2,FALSE),\"\")","v":"OENOVIAPAC-C MB  11 MR/E"},{"$f":"IFERROR(VLOOKUP(Q166,$B$7:$E$124,3,FALSE),\"\")","v":"-"},{"$f":"IFERROR(VLOOKUP(Q166,$B$7:$E$124,4,FALSE),\"\")","v":9800},{"$f":"IF($I$15=OFFRE!$H$23,1,\"\")","v":1},null,null,null,null,{"$f":"IF($J$160=1,K166,IF($P$160=1,Q166,\"\"))","v":""},{"$f":"IF($J$160=1,L166,IF($P$160=1,R166,\"\"))","v":""},{"$f":"IF($J$160=1,M166,IF($P$160=1,S166,\"\"))","v":""},{"$f":"IF($J$160=1,N166,IF($P$160=1,T166,\"\"))","v":""},{"$f":"IF($J$160=1,O166,IF($P$160=1,U166,\"\"))","v":""}]
[null,0,0,"","",0,null,null,null,null,null,null,{"$f":"IFERROR(VLOOKUP(K167,$B$7:$E$124,3,FALSE),\"\")","v":""},{"$f":"IFERROR(VLOOKUP(K167,$B$7:$E$124,4,FALSE),\"\")","v":""},null,null,null,null,{"$f":"IFERROR(VLOOKUP(Q167,$B$7:$E$124,3,FALSE),\"\")","v":""},{"$f":"IFERROR(VLOOKUP(Q167,$B$7:$E$124,4,FALSE),\"\")","v":""},null,null,null,null,null,"","","","",""]
[null,0,"","","",0,null,null,null,null,null,{"$f":"IF($I$15=OFFRE!$H$24,\"Sélection personnalisée\",\"\")","v":""},"","",null,null,null,{"$f":"IF($I$15=OFFRE!$H$24,\"Sélection personnalisée\",\"\")","v":""},"","",null,null,null,null,null,"","","","",""]
[null,"","","","","",null,null,null,null,{"$f":"IF($I$15=OFFRE!$H$24,$B$63,\"\")","v":""},{"$f":"IFERROR(VLOOKUP(K169,$B$7:$E$124,2,FALSE),\"\")","v":""},"","",{"$f":"IF($I$15=OFFRE!$H$24,1,\"\")","v":""},null,{"$f":"IF($I$15=OFFRE!$H$24,$B$63,\"\")","v":""},{"$f":"IFERROR(VLOOKUP(Q169,$B$7:$E$124,2,FALSE),\"\")","v":""},"","",{"$f":"IF($I$15=OFFRE!$H$24,1,\"\")","v":""},null,null,null,null,"","","","",""]
[null,"","","","","",null,null,null,null,{"$f":"IF($I$15=OFFRE!$H$24,$B$69,\"\")","v":""},{"$f":"IFERROR(VLOOKUP(K170,$B$7:$E$124,2,FALSE),\"\")","v":""},"","",{"$f":"IF($I$15=OFFRE!$H$24,1,\"\")","v":""},null,{"$f":"IF($I$15=OFFRE!$H$24,$B$69,\"\")","v":""},{"$f":"IFERROR(VLOOKUP(Q170,$B$7:$E$124,2,FALSE),\"\")","v":""},"","",{"$f":"IF($I$15=OFFRE!$H$24,1,\"\")","v":""},null,null,null,null,"","","","",""]
[null,0,"","","",0,null,null,null,null,null,{"$f":"IFERROR(VLOOKUP(K171,$B$7:$E$124,2,FALSE),\"\")","v":""},"","",null,null,null,{"$f":"IFERROR(VLOOKUP(Q171,$B$7:$E$124,2,FALSE),\"\")","v":""},"","",null,null,null,null,null,"","","","",""]
[null,0,0,"","",0,null,null,null,null,null,null,"","",null,null,null,null,"","",null,null,null,null,null,"","","","",""]
[null,0,0,"","",0,null,null,null,null,null,null,"","",null,null,null,null,"","",null,null,null,null,null,"","","","",""]
[null,0,"Accessoires de mise en œuvre","","",0,null,null,null,null,null,"Accessoires de mise en œuvre","","",null,null,null,"Accessoires de mise en œuvre","","",null,null,null,null,null,"","","","",""]
[null,7694974,"SUPPORT AU SOL CAOUTCHOUC 600MM","EH879",119,1,null,null,null,null,{"$f":"IF($G$17=OFFRE!$H$16,$B$9,$B$49)","v":7694974},{"$f":"IFERROR(VLOOKUP(K175,$B$7:$E$124,2,FALSE),\"\")","v":"SUPPORT AU SOL CAOUTCHOUC 600MM"},"EH879",119,1,null,{"$f":"IF($G$17=OFFRE!$H$16,$B$9,$B$49)","v":7694974},{"$f":"IFERROR(VLOOKUP(Q175,$B$7:$E$124,2,FALSE),\"\")","v":"SUPPORT AU SOL CAOUTCHOUC 600MM"},"EH879",119,1,null,null,null,null,"","","","",""]
[null,7681480,"KIT DOSSERET REMPLISSAGE AUTOMATIQUE","EH726",256,0,null,null,null,null,{"$f":"$B$24","v":7681480},{"$f":"IFERROR(VLOOKUP(K176,$B$7:$E$124,2,FALSE),\"\")","v":"KIT DOSSERET REMPLISSAGE AUTOMATIQUE"},"EH726",256,null,null,{"$f":"$B$24","v":7681480},{"$f":"IFERROR(VLOOKUP(Q176,$B$7:$E$124,2,FALSE),\"\")","v":"KIT DOSSERET REMPLISSAGE AUTOMATIQUE"},"EH726",256,null,null,null,null,null,"","","","",""]
[null,0,0,"","",0,null,null,null,null,null,null,"","",null,null,null,null,"","",null,null,null,null,null,"","","","",""]
[null,0,"Liaison hydraulique  & Ballon tampon","","",0,null,null,null,null,null,"Liaison hydraulique  & Ballon tampon","","",null,null,null,"Liaison hydraulique  & Ballon tampon","","",null,null,null,null,null,"","","","",""]
[null,100001369,"KIT LIAISON HYDRAULIQUE 1M ","EH19",48,1,null,null,null,null,{"$f":"$B$10","v":100001369},{"$f":"IFERROR(VLOOKUP(K179,$B$7:$E$124,2,FALSE),\"\")","v":"KIT LIAISON HYDRAULIQUE 1M "},"EH19",48,1,null,{"$f":"$B$10","v":100001369},{"$f":"IFERROR(VLOOKUP(Q179,$B$7:$E$124,2,FALSE),\"\")","v":"KIT LIAISON HYDRAULIQUE 1M "},"EH19",48,1,null,null,null,null,"","","","",""]
[null,100008841,"BALLON TAMPON 80L B 80 T","EH85",572,1,null,null,null,null,{"$f":"$B$26","v":100008841},{"$f":"IFERROR(VLOOKUP(K180,$B$7:$E$124,2,FALSE),\"\")","v":"BALLON TAMPON 80L B 80 T"},"EH85",572,1,null,{"$f":"$B$26","v":100008841},{"$f":"IFERROR(VLOOKUP(Q180,$B$7:$E$124,2,FALSE),\"\")","v":"BALLON TAMPON 80L B 80 T"},"EH85",572,1,null,null,null,null,"","","","",""]
[null,100004415,"BALLON TAMPON 160L B 150 T","EH60",857,0,null,null,null,null,{"$f":"$B$27","v":100004415},{"$f":"IFERROR(VLOOKUP(K181,$B$7:$E$124,2,FALSE),\"\")","v":"BALLON TAMPON 160L B 150 T"},"EH60",857,null,null,{"$f":"$B$27","v":100004415},{"$f":"IFERROR(VLOOKUP(Q181,$B$7:$E$124,2,FALSE),\"\")","v":"BALLON TAMPON 160L B 150 T"},"EH60",857,null,null,null,null,null,"","","","",""]
[null,0,0,"","",0,null,null,null,null,null,null,"","",null,null,null,null,"","",null,null,null,null,null,"","","","",""]
[null,0,"Accessoires de raccordement hydraulique","","",0,null,null,null,null,null,"Accessoires de raccordement hydraulique","","",null,null,null,"Accessoires de raccordement hydraulique","","",null,null,null,null,null,"","","","",""]
[null,100017830,"KIT VANNE 3 VOIES (CIRCUIT B)","HK21",732,0,null,null,null,null,{"$f":"$B$14","v":100017830},{"$f":"IFERROR(VLOOKUP(K184,$B$7:$E$124,2,FALSE),\"\")","v":"KIT VANNE 3 VOIES (CIRCUIT B)"},"HK21",732,null,null,{"$f":"$B$14","v":100017830},{"$f":"IFERROR(VLOOKUP(Q184,$B$7:$E$124,2,FALSE),\"\")","v":"KIT VANNE 3 VOIES (CIRCUIT B)"},"HK21",732,null,null,null,null,null,"","","","",""]
[null,100017832,"KIT TUBULURES 2 CIRCUITS","HK22",156,0,null,null,null,null,{"$f":"$B$15","v":100017832},"KIT TUBULURES 2 CIRCUITS","HK22",156,null,null,{"$f":"$B$15","v":100017832},"KIT TUBULURES 2 CIRCUITS","HK22",156,null,null,null,null,null,"","","","",""]
[null,7684175,"VANNE D'INVERSION CHAUFFAGE-SANITAIRE","EH812",134,0,null,null,null,null,{"$f":"$B$16","v":7684175},"VANNE D'INVERSION CHAUFFAGE-SANITAIRE","EH812",134,null,null,{"$f":"$B$16","v":7684175},"VANNE D'INVERSION CHAUFFAGE-SANITAIRE","EH812",134,null,null,null,null,null,"","","","",""]
[null,100015468,"KIT RAC HYDRAULIQUE PAC - BALLON ECS","EH149",109,0,null,null,null,null,{"$f":"$B$17","v":100015468},"KIT RAC HYDRAULIQUE PAC - BALLON ECS","EH149",109,null,null,{"$f":"$B$17","v":100015468},"KIT RAC HYDRAULIQUE PAC - BALLON ECS","EH149",109,null,null,null,null,null,"","","","",""]
[null,100020164,"COLLECTEUR 2/3 CIRCUITS ","EA140",382,0,null,null,null,null,{"$f":"$B$18","v":100020164},"COLLECTEUR 2/3 CIRCUITS ","EA140",382,null,null,{"$f":"$B$18","v":100020164},"COLLECTEUR 2/3 CIRCUITS ","EA140",382,null,null,null,null,null,"","","","",""]
[null,100020167,"CIRCUIT DIRECT P.ELEC CLASSE A  ","EA143",720,0,null,null,null,null,{"$f":"$B$19","v":100020167},"CIRCUIT DIRECT P.ELEC CLASSE A  ","EA143",720,null,null,{"$f":"$B$19","v":100020167},"CIRCUIT DIRECT P.ELEC CLASSE A  ","EA143",720,null,null,null,null,null,"","","","",""]
[null,100020168,"CIRCUIT V3V P.ELEC","EA144",1023,0,null,null,null,null,{"$f":"$B$20","v":100020168},"CIRCUIT V3V P.ELEC","EA144",1023,null,null,{"$f":"$B$20","v":100020168},"CIRCUIT V3V P.ELEC","EA144",1023,null,null,null,null,null,"","","","",""]
[null,100020165,"CONSOLE MUR COLLECTEUR ","EA141",48,0,null,null,null,null,{"$f":"$B$21","v":100020165},{"$f":"IFERROR(VLOOKUP(K191,$B$7:$E$124,2,FALSE),\"\")","v":"CONSOLE MUR COLLECTEUR "},"EA141",48,null,null,{"$f":"$B$21","v":100020165},{"$f":"IFERROR(VLOOKUP(Q191,$B$7:$E$124,2,FALSE),\"\")","v":"CONSOLE MUR COLLECTEUR "},"EA141",48,null,null,null,null,null,"","","","",""]
[null,100020166,"CONSOLE MUR 1 MODULE ","EA142",129,0,null,null,null,null,{"$f":"$B$22","v":100020166},"CONSOLE MUR 1 MODULE ","EA142",129,null,null,{"$f":"$B$22","v":100020166},"CONSOLE MUR 1 MODULE ","EA142",129,null,null,null,null,null,"","","","",""]
[null,100020045,"KIT FILTRE FERNOX TF1","EH896",288,1,null,null,null,null,{"$f":"$B$23","v":100020045},"KIT FILTRE FERNOX TF1","EH896",288,1,null,{"$f":"$B$23","v":100020045},"KIT FILTRE FERNOX TF1","EH896",288,1,null,null,null,null,"","","","",""]
[null,7746242,"SOUPAPE DIFFERENTIELLE ","HK150",59,1,null,null,null,null,{"$f":"$B$25","v":7746242},"SOUPAPE DIFFERENTIELLE ","HK150",59,1,null,{"$f":"$B$25","v":7746242},"SOUPAPE DIFFERENTIELLE ","HK150",59,1,null,null,null,null,"","","","",""]
[null,0,"","","",0,null,null,null,null,null,{"$f":"IF($G$26=OFFRE!$D$6,\"Ballons de production Eau Chaude Sanitaire\",\"\")","v":""},"","",null,null,null,{"$f":"IF($G$26=OFFRE!$D$6,\"Ballons de production Eau Chaude Sanitaire\",\"\")","v":""},"","",null,null,null,null,null,"","","","",""]
[null,"","","","","",null,null,null,null,{"$f":"IF($G$26=OFFRE!$D$6,$B$16,\"\")","v":""},{"$f":"IFERROR(VLOOKUP(K196,$B$7:$E$124,2,FALSE),\"\")","v":""},"","",{"$f":"IF($G$26=OFFRE!$D$6,1,\"\")","v":""},null,{"$f":"IF($G$26=OFFRE!$D$6,$B$16,\"\")","v":""},{"$f":"IFERROR(VLOOKUP(Q196,$B$7:$E$124,2,FALSE),\"\")","v":""},"","",{"$f":"IF($G$26=OFFRE!$D$6,1,\"\")","v":""},null,null,null,null,"","","","",""]
[null,"","","","","",null,null,null,null,{"$f":"IF($G$26=OFFRE!$D$6,$B$29,\"\")","v":""},"","","",{"$f":"IF($G$26=OFFRE!$D$6,1,\"\")","v":""},null,{"$f":"IF($G$26=OFFRE!$D$6,$B$29,\"\")","v":""},"","","",{"$f":"IF($G$26=OFFRE!$D$6,1,\"\")","v":""},null,null,null,null,"","","","",""]
[null,"","","","",0,null,null,null,null,{"$f":"IF($G$26=OFFRE!$D$6,$B$30,\"\")","v":""},"","","",null,null,{"$f":"IF($G$26=OFFRE!$D$6,$B$30,\"\")","v":""},"","","",null,null,null,null,null,"","","","",""]
[null,"","","","",0,null,null,null,null,{"$f":"IF($G$26=OFFRE!$D$6,$B$31,\"\")","v":""},"","","",null,null,{"$f":"IF($G$26=OFFRE!$D$6,$B$31,\"\")","v":""},"","","",null,null,null,null,null,"","","","",""]
[null,"","","","",0,null,null,null,null,{"$f":"IF($G$26=OFFRE!$D$6,$B$32,\"\")","v":""},"","","",null,null,{"$f":"IF($G$26=OFFRE!$D$6,$B$32,\"\")","v":""},"","","",null,null,null,null,null,"","","","",""]
[null,"","","","",0,null,null,null,null,{"$f":"IF($G$26=OFFRE!$D$6,$B$33,\"\")","v":""},"","","",null,null,{"$f":"IF($G$26=OFFRE!$D$6,$B$33,\"\")","v":""},"","","",null,null,null,null,null,"","","","",""]
[null,"","","","",0,null,null,null,null,{"$f":"IF($G$26=OFFRE!$D$6,$B$34,\"\")","v":""},"","","",null,null,{"$f":"IF($G$26=OFFRE!$D$6,$B$34,\"\")","v":""},"","","",null,null,null,null,null,"","","","",""]
[null,0,"","","",0,null,null,null,null,null,"","","",null,null,null,"","","",null,null,null,null,null,"","","","",""]
[null,0,0,"","",0,null,null,null,null,null,null,"","",null,null,null,null,"","",null,null,null,null,null,"","","","",""]
[null,0,"Kit de fonction réversible","","",0,null,null,null,null,null,"Kit de fonction réversible","","",null,null,null,"Kit de fonction réversible","","",null,null,null,null,null,"","","","",""]
[null,7682396,"KIT ISOLATION MODE CLIMATISATION ","EH811",101,0,null,null,null,null,{"$f":"$B$11","v":7682396},{"$f":"IFERROR(VLOOKUP(K206,$B$7:$E$124,2,FALSE),\"\")","v":"KIT ISOLATION MODE CLIMATISATION "},"EH811",101,null,null,{"$f":"$B$11","v":7682396},{"$f":"IFERROR(VLOOKUP(Q206,$B$7:$E$124,2,FALSE),\"\")","v":"KIT ISOLATION MODE CLIMATISATION "},"EH811",101,null,null,null,null,null,"","","","",""]
[null,100018411,"KIT ISOLATION MODE FROID KIT VANNE 3 VOIES (CIRCUIT B)","HK25",168,0,null,null,null,null,{"$f":"$B$12","v":100018411},{"$f":"IFERROR(VLOOKUP(K207,$B$7:$E$124,2,FALSE),\"\")","v":"KIT ISOLATION MODE FROID KIT VANNE 3 VOIES (CIRCUIT B)"},"HK25",168,null,null,{"$f":"$B$12","v":100018411},{"$f":"IFERROR(VLOOKUP(Q207,$B$7:$E$124,2,FALSE),\"\")","v":"KIT ISOLATION MODE FROID KIT VANNE 3 VOIES (CIRCUIT B)"},"HK25",168,null,null,null,null,null,"","","","",""]
[null,0,0,"","",0,null,null,null,null,null,null,"","",null,null,null,null,"","",null,null,null,null,null,"","","","",""]
[null,0,"Accessoires de régulation","","",0,null,null,null,null,null,"Accessoires de régulation","","",null,null,null,"Accessoires de régulation","","",null,null,null,null,null,"","","","",""]
[null,100013304,"COLIS OPTION V3V OE-TRONIC 4","AD249",170,0,null,null,null,null,{"$f":"$B$36","v":100013304},{"$f":"IFERROR(VLOOKUP(K210,$B$7:$E$124,2,FALSE),\"\")","v":"COLIS OPTION V3V OE-TRONIC 4"},"AD249",170,null,null,{"$f":"$B$36","v":100013304},{"$f":"IFERROR(VLOOKUP(Q210,$B$7:$E$124,2,FALSE),\"\")","v":"COLIS OPTION V3V OE-TRONIC 4"},"AD249",170,null,null,null,null,null,"","","","",""]
[null,88017017,"SONDE DEPART v3v","AD199",85,0,null,null,null,null,{"$f":"$B$37","v":88017017},{"$f":"IFERROR(VLOOKUP(K211,$B$7:$E$124,2,FALSE),\"\")","v":"SONDE DEPART v3v"},"AD199",85,null,null,{"$f":"$B$37","v":88017017},{"$f":"IFERROR(VLOOKUP(Q211,$B$7:$E$124,2,FALSE),\"\")","v":"SONDE DEPART v3v"},"AD199",85,null,null,null,null,null,"","","","",""]
[null,7708345,"KIT DE RACCORDEMENT ELEC. APPOINT ECS","EH904",43,0,null,null,null,null,{"$f":"$B$38","v":7708345},"KIT DE RACCORDEMENT ELEC. APPOINT ECS","EH904",43,null,null,{"$f":"$B$38","v":7708345},"KIT DE RACCORDEMENT ELEC. APPOINT ECS","EH904",43,null,null,null,null,null,"","","","",""]
[null,7624902,"KIT CABLAGE PLANCHER CHAUFFANT DIRECT","HA255",40,0,null,null,null,null,{"$f":"$B$39","v":7624902},"KIT CABLAGE PLANCHER CHAUFFANT DIRECT","HA255",40,null,null,{"$f":"$B$39","v":7624902},"KIT CABLAGE PLANCHER CHAUFFANT DIRECT","HA255",40,null,null,null,null,null,"","","","",""]
[null,7688755,"KIT SILENCIEUX MODULE EXT. MIT","EH829",77,0,null,null,null,null,{"$f":"$B$40","v":7688755},"KIT SILENCIEUX MODULE EXT. MIT","EH829",77,null,null,{"$f":"$B$40","v":7688755},"KIT SILENCIEUX MODULE EXT. MIT","EH829",77,null,null,null,null,null,"","","","",""]
[null,100000030,"COLIS OPTION SONDE ECS","AD212",53,"",null,null,null,null,{"$f":"$B$41","v":100000030},"COLIS OPTION SONDE ECS","AD212",53,{"$f":"IF($G$26=OFFRE!$D$6,1,\"\")","v":""},null,{"$f":"$B$41","v":100000030},"COLIS OPTION SONDE ECS","AD212",53,{"$f":"IF($G$26=OFFRE!$D$6,1,\"\")","v":""},null,null,null,null,"","","","",""]
[null,100019114,"KIT SONDE HYGRO RAFRAICHISSEMENT","HK27",233,0,null,null,null,null,{"$f":"$B$42","v":100019114},"KIT SONDE HYGRO RAFRAICHISSEMENT","HK27",233,null,null,{"$f":"$B$42","v":100019114},"KIT SONDE HYGRO RAFRAICHISSEMENT","HK27",233,null,null,null,null,null,"","","","",""]
[null,7622433,"KIT SONDE CONDENSATION (0-10V)","HZ64",420,0,null,null,null,null,{"$f":"$B$43","v":7622433},"KIT SONDE CONDENSATION (0-10V)","HZ64",420,null,null,{"$f":"$B$43","v":7622433},"KIT SONDE CONDENSATION (0-10V)","HZ64",420,null,null,null,null,null,"","","","",""]
[null,7691374,"THERMOSTAT AMBIANCE OETROSMART (R-BUS)","AD323",207,1,null,null,null,null,{"$f":"$B$44","v":7691374},"THERMOSTAT AMBIANCE OETROSMART (R-BUS)","AD323",207,1,null,{"$f":"$B$44","v":7691374},"THERMOSTAT AMBIANCE OETROSMART (R-BUS)","AD323",207,1,null,null,null,null,"","","","",""]
[null,88017018,"THERMOSTAT D AMBIANCE PROGRAMMABLE SANS FILS","AD192",308,0,null,null,null,null,{"$f":"$B$45","v":88017018},"THERMOSTAT D AMBIANCE PROGRAMMABLE SANS FILS","AD192",308,null,null,{"$f":"$B$45","v":88017018},"THERMOSTAT D AMBIANCE PROGRAMMABLE SANS FILS","AD192",308,null,null,null,null,null,"","","","",""]
[null,88017859,"THERMOSTAT D'AMBIANCE NON PROGRAMMABLE","AD140",54,0,null,null,null,null,{"$f":"$B$46","v":88017859},"THERMOSTAT D'AMBIANCE NON PROGRAMMABLE","AD140",54,null,null,{"$f":"$B$46","v":88017859},"THERMOSTAT D'AMBIANCE NON PROGRAMMABLE","AD140",54,null,null,null,null,null,"","","","",""]
[null,88017904,"THERMOSTAT AMBIANCE PROGRAMMABLE (FILAIRE)","AD191",176,0,null,null,null,null,{"$f":"$B$47","v":88017904},"THERMOSTAT AMBIANCE PROGRAMMABLE (FILAIRE)","AD191",176,null,null,{"$f":"$B$47","v":88017904},"THERMOSTAT AMBIANCE PROGRAMMABLE (FILAIRE)","AD191",176,null,null,null,null,null,"","","","",""]
[null,0,"","","",0,null,null,null,null,null,"","","",null,null,null,"","","",null,null,null,null,null,"","","","",""]
[null,0,"","","",0,null,null,null,null,null,"","","",null,null,null,"","","",null,null,null,null,null,"","","","",""]
[]
[]
[null,"Devis "]
[null,{"$f":"IF(B165=0,\"\",B165)","v":""},{"$f":"IF(C165=0,\"\",C165)","v":"Kit complet : PAC + accessoires"},"","",""]
[null,{"$f":"IF(B166=0,\"\",B166)","v":7746635},"OENOVIAPAC-C MB  6 MR/H","-",8400,1]
[null,{"$f":"IF(B167=0,\"\",B167)","v":""},"","","",""]
[null,{"$f":"IF(B168=0,\"\",B168)","v":""},"","","",""]
[null,{"$f":"IF(B169=0,\"\",B169)","v":""},"","","",""]
[null,{"$f":"IF(B170=0,\"\",B170)","v":""},"","","",""]
[null,{"$f":"IF(B171=0,\"\",B171)","v":""},"","","",""]
[null,{"$f":"IF(B172=0,\"\",B172)","v":""},"","","",""]
[null,{"$f":"IF(B173=0,\"\",B173)","v":""},"","","",""]
[null,{"$f":"IF(B174=0,\"\",B174)","v":""},"Accessoires de mise en œuvre","","",""]
[null,{"$f":"IF(B175=0,\"\",B175)","v":7694974},"SUPPORT AU SOL CAOUTCHOUC 600MM","EH879",119,1]
[null,{"$f":"IF(B176=0,\"\",B176)","v":7681480},"KIT DOSSERET REMPLISSAGE AUTOMATIQUE","EH726",256,""]
[null,{"$f":"IF(B177=0,\"\",B177)","v":""},"","","",""]
[null,{"$f":"IF(B178=0,\"\",B178)","v":""},"Liaison hydraulique  & Ballon tampon","","",""]
[null,{"$f":"IF(B179=0,\"\",B179)","v":100001369},"KIT LIAISON HYDRAULIQUE 1M ","EH19",48,1]
[null,{"$f":"IF(B180=0,\"\",B180)","v":100008841},"BALLON TAMPON 80L B 80 T","EH85",572,1]
[null,{"$f":"IF(B181=0,\"\",B181)","v":100004415},"BALLON TAMPON 160L B 150 T","EH60",857,""]
[null,{"$f":"IF(B182=0,\"\",B182)","v":""},"","","",""]
[null,{"$f":"IF(B183=0,\"\",B183)","v":""},"Accessoires de raccordement hydraulique","","",""]
[null,{"$f":"IF(B184=0,\"\",B184)","v":100017830},"KIT VANNE 3 VOIES (CIRCUIT B)","HK21",732,""]
[null,{"$f":"IF(B185=0,\"\",B185)","v":100017832},"KIT TUBULURES 2 CIRCUITS","HK22",156,""]
[null,{"$f":"IF(B186=0,\"\",B186)","v":7684175},"VANNE D'INVERSION CHAUFFAGE-SANITAIRE","EH812",134,""]
[null,{"$f":"IF(B187=0,\"\",B187)","v":100015468},"KIT RAC HYDRAULIQUE PAC - BALLON ECS","EH149",109,""]
[null,{"$f":"IF(B188=0,\"\",B188)","v":100020164},"COLLECTEUR 2/3 CIRCUITS ","EA140",382,""]
[null,{"$f":"IF(B189=0,\"\",B189)","v":100020167},"CIRCUIT DIRECT P.ELEC CLASSE A  ","EA143",720,""]
[null,{"$f":"IF(B190=0,\"\",B190)","v":100020168},"CIRCUIT V3V P.ELEC","EA144",1023,""]
[null,{"$f":"IF(B191=0,\"\",B191)","v":100020165},"CONSOLE MUR COLLECTEUR ","EA141",48,""]
[null,{"$f":"IF(B192=0,\"\",B192)","v":100020166},"CONSOLE MUR 1 MODULE ","EA142",129,""]
[null,{"$f":"IF(B193=0,\"\",B193)","v":100020045},"KIT FILTRE FERNOX TF1","EH896",288,1]
[null,{"$f":"IF(B194=0,\"\",B194)","v":7746242},"SOUPAPE DIFFERENTIELLE ","HK150",59,1]
[null,{"$f":"IF(B195=0,\"\",B195)","v":""},"","","",""]
[null,{"$f":"IF(B196=0,\"\",B196)","v":""},"","","",""]
[null,{"$f":"IF(B197=0,\"\",B197)","v":""},"","","",""]
[null,{"$f":"IF(B198=0,\"\",B198)","v":""},"","","",""]
[null,{"$f":"IF(B199=0,\"\",B199)","v":""},"","","",""]
[null,{"$f":"IF(B200=0,\"\",B200)","v":""},"","","",""]
[null,{"$f":"IF(B201=0,\"\",B201)","v":""},"","","",""]
[null,{"$f":"IF(B202=0,\"\",B202)","v":""},"","","",""]
[null,{"$f":"IF(B203=0,\"\",B203)","v":""},"","","",""]
[null,{"$f":"IF(B204=0,\"\",B204)","v":""},"","","",""]
[null,{"$f":"IF(B205=0,\"\",B205)","v":""},"Kit de fonction réversible","","",""]
[null,{"$f":"IF(B206=0,\"\",B206)","v":7682396},"KIT ISOLATION MODE CLIMATISATION ","EH811",101,""]
[null,{"$f":"IF(B207=0,\"\",B207)","v":100018411},"KIT ISOLATION MODE FROID KIT VANNE 3 VOIES (CIRCUIT B)","HK25",168,""]
[null,{"$f":"IF(B208=0,\"\",B208)","v":""},"","","",""]
[null,{"$f":"IF(B209=0,\"\",B209)","v":""},"Accessoires de régulation","","",""]
[null,{"$f":"IF(B210=0,\"\",B210)","v":100013304},"COLIS OPTION V3V OE-TRONIC 4","AD249",170,""]
[null,{"$f":"IF(B211=0,\"\",B211)","v":88017017},"SONDE DEPART v3v","AD199",85,""]
[null,{"$f":"IF(B212=0,\"\",B212)","v":7708345},"KIT DE RACCORDEMENT ELEC. APPOINT ECS","EH904",43,""]
[null,{"$f":"IF(B213=0,\"\",B213)","v":7624902},"KIT CABLAGE PLANCHER CHAUFFANT DIRECT","HA255",40,""]
[null,{"$f":"IF(B214=0,\"\",B214)","v":7688755},"KIT SILENCIEUX MODULE EXT. MIT","EH829",77,""]
[null,{"$f":"IF(B215=0,\"\",B215)","v":100000030},"COLIS OPTION SONDE ECS","AD212",53,""]
[null,{"$f":"IF(B216=0,\"\",B216)","v":100019114},"KIT SONDE HYGRO RAFRAICHISSEMENT","HK27",233,""]
[null,{"$f":"IF(B217=0,\"\",B217)","v":7622433},"KIT SONDE CONDENSATION (0-10V)","HZ64",420,""]
[null,{"$f":"IF(B218=0,\"\",B218)","v":7691374},"THERMOSTAT AMBIANCE OETROSMART (R-BUS)","AD323",207,1]
[null,{"$f":"IF(B219=0,\"\",B219)","v":88017018},"THERMOSTAT D AMBIANCE PROGRAMMABLE SANS FILS","AD192",308,""]
[null,{"$f":"IF(B220=0,\"\",B220)","v":88017859},"THERMOSTAT D'AMBIANCE NON PROGRAMMABLE","AD140",54,""]
[null,{"$f":"IF(B221=0,\"\",B221)","v":88017904},"THERMOSTAT AMBIANCE PROGRAMMABLE (FILAIRE)","AD191",176,""]
[null,{"$f":"IF(B222=0,\"\",B222)","v":""},"","","",""]
[null,{"$f":"IF(B223=0,\"\",B223)","v":""},"","","",""]
[null,{"$f":"'Offre HPI - CAELIA'!B307","v":""},{"$f":"'Offre HPI - CAELIA'!C307","v":"Accessoires de régulation nécessaires pour les circuits indiqués :"},{"$f":"'Offre HPI - CAELIA'!D307","v":""},{"$f":"'Offre HPI - CAELIA'!E307","v":""},{"$f":"'Offre HPI - CAELIA'!F307","v":""}]
[null,{"$f":"'Offre HPI - CAELIA'!B308","v":""},{"$f":"'Offre HPI - CAELIA'!C308","v":"1 circuit : Vanne"},{"$f":"'Offre HPI - CAELIA'!D308","v":""},{"$f":"'Offre HPI - CAELIA'!E308","v":""},{"$f":"'Offre HPI - CAELIA'!F308","v":""}]
[null,{"$f":"'Offre HPI - CAELIA'!B309","v":""},{"$f":"'Offre HPI - CAELIA'!C309","v":""},{"$f":"'Offre HPI - CAELIA'!D309","v":""},{"$f":"'Offre HPI - CAELIA'!E309","v":""},{"$f":"'Offre HPI - CAELIA'!F309","v":""}]
[null,{"$f":"'Offre HPI - CAELIA'!B310","v":88017017},{"$f":"'Offre HPI - CAELIA'!C310","v":"SONDE DEPART v3v"},{"$f":"'Offre HPI - CAELIA'!D310","v":"AD199"},{"$f":"'Offre HPI - CAELIA'!E310","v":85},{"$f":"'Offre HPI - CAELIA'!F310","v":1}]
[null,{"$f":"'Offre HPI - CAELIA'!B311","v":""},{"$f":"'Offre HPI - CAELIA'!C311","v":""},{"$f":"'Offre HPI - CAELIA'!D311","v":""},{"$f":"'Offre HPI - CAELIA'!E311","v":""},{"$f":"'Offre HPI - CAELIA'!F311","v":""}]
[null,{"$f":"'Offre HPI - CAELIA'!B312","v":""},{"$f":"'Offre HPI - CAELIA'!C312","v":""},{"$f":"'Offre HPI - CAELIA'!D312","v":""},{"$f":"'Offre HPI - CAELIA'!E312","v":""},{"$f":"'Offre HPI - CAELIA'!F312","v":""}]
[null,{"$f":"'Offre HPI - CAELIA'!B313","v":""},{"$f":"'Offre HPI - CAELIA'!C313","v":"Accessoires hydrauliques nécessaires pour les circuits indiqués :"},{"$f":"'Offre HPI - CAELIA'!D313","v":""},{"$f":"'Offre HPI - CAELIA'!E313","v":""},{"$f":"'Offre HPI - CAELIA'!F313","v":""}]
[null,{"$f":"'Offre HPI - CAELIA'!B314","v":100020168},{"$f":"'Offre HPI - CAELIA'!C314","v":"CIRCUIT V3V P.ELEC"},{"$f":"'Offre HPI - CAELIA'!D314","v":"EA144"},{"$f":"'Offre HPI - CAELIA'!E314","v":1023},{"$f":"'Offre HPI - CAELIA'!F314","v":1}]
[null,{"$f":"'Offre HPI - CAELIA'!B315","v":100020166},{"$f":"'Offre HPI - CAELIA'!C315","v":"CONSOLE MUR 1 MODULE "},{"$f":"'Offre HPI - CAELIA'!D315","v":"EA142"},{"$f":"'Offre HPI - CAELIA'!E315","v":129},{"$f":"'Offre HPI - CAELIA'!F315","v":1}]
[null,{"$f":"'Offre HPI - CAELIA'!B316","v":100017832},{"$f":"'Offre HPI - CAELIA'!C316","v":"KIT TUBULURES 2 CIRCUITS"},{"$f":"'Offre HPI - CAELIA'!D316","v":"HK22"},{"$f":"'Offre HPI - CAELIA'!E316","v":156},{"$f":"'Offre HPI - CAELIA'!F316","v":1}]
[null,{"$f":"'Offre HPI - CAELIA'!B317","v":""},{"$f":"'Offre HPI - CAELIA'!C317","v":""},{"$f":"'Offre HPI - CAELIA'!D317","v":""},{"$f":"'Offre HPI - CAELIA'!E317","v":""},{"$f":"'Offre HPI - CAELIA'!F317","v":""}]
[null,{"$f":"'Offre HPI - CAELIA'!B318","v":""},{"$f":"'Offre HPI - CAELIA'!C318","v":""},{"$f":"'Offre HPI - CAELIA'!D318","v":""},{"$f":"'Offre HPI - CAELIA'!E318","v":""},{"$f":"'Offre HPI - CAELIA'!F318","v":""}]
[null,{"$f":"'Offre HPI - CAELIA'!B319","v":""},{"$f":"'Offre HPI - CAELIA'!C319","v":""},{"$f":"'Offre HPI - CAELIA'!D319","v":""},{"$f":"'Offre HPI - CAELIA'!E319","v":""},{"$f":"'Offre HPI - CAELIA'!F319","v":""}]

{"sheet":"Offre Strateo","index":28,"n_rows":244,"n_cols":28,"rows_kept":244,"cut":false,"hidden":true,"merged":[[3,1,3,4],[51,1,51,4],[103,1,103,5],[166,1,166,5],[29,9,87,9],[98,9,156,9],[166,9,224,9]]}
[]
[null,null,"Composition devis CAELIA (relève élec ou chaudière)"]
[]
[null,"ACCESSOIRES ET OPTIONS CAELIA UNIQUEMENT"]
[null,null,null,null,null,null,null,"Gamme",null,null,null,"Accessoires de régulation nécessaires pour les circuits indiqués :"]
[null,"Références","Désignation","colis","Prix",null,null,{"$f":"IF(Chiffrage!$B$18=OFFRE!$B$7,Chiffrage!$B$24,Chiffrage!$B$25)","v":"OENOVIAPAC-C MB (Monobloc)"},null,null,null,{"$f":"IF($H$18>1,CONCATENATE($H$18,\" circuits : \",$H$21),CONCATENATE($H$18,\" circuit : \",$H$21))","v":"1 circuit : Vanne"}]
[{"$f":"D7","v":"EH95"},100011222,{"$f":"IFERROR(VLOOKUP($B7,Tarif!A:D,2,FALSE),\"\")","v":"SUPPORT MURALE & PLOTS ANTIVIBRATILES POUR  ROE-II AWHP 6-8"},{"$f":"IFERROR(VLOOKUP($B7,Tarif!A:D,3,FALSE),\"\")","v":"EH95"},{"$f":"IFERROR(VLOOKUP($B7,Tarif!A:D,4,FALSE),\"\")","v":181}]
[{"$f":"D8","v":"EH112"},100012533,{"$f":"IFERROR(VLOOKUP($B8,Tarif!A:D,2,FALSE),\"\")","v":"SUPPORT POSE AU SOL AWHP"},{"$f":"IFERROR(VLOOKUP($B8,Tarif!A:D,3,FALSE),\"\")","v":"EH112"},{"$f":"IFERROR(VLOOKUP($B8,Tarif!A:D,4,FALSE),\"\")","v":48},null,null,"Modèle",null,null,{"$f":"\"\"","v":""},{"$f":"IFERROR(IF(VLOOKUP($H$21,OFFRE!$O$71:$AF$76,18,FALSE)=\"Disponible d'origine\",VLOOKUP($H$21,OFFRE!$O$71:$AF$76,18,FALSE),VLOOKUP($M$8,$A$7:$E$50,3,FALSE)),\"\")","v":""},{"$f":"IF(OR(VLOOKUP($H$21,OFFRE!$O$71:$AF$76,18,FALSE)=0,VLOOKUP($H$21,OFFRE!$O$71:$AF$76,18,FALSE)=\"Disponible d'origine\"),\"\",VLOOKUP($H$21,OFFRE!$O$71:$AF$76,18,FALSE))","v":""},{"$f":"IFERROR(IF(VLOOKUP($H$21,OFFRE!$O$71:$AF$76,18,FALSE)=\"Disponible d'origine\",\"\",VLOOKUP($M$8,$A$7:$E$50,5,FALSE)),\"\")","v":""}]
["EH879",7694974,{"$f":"IFERROR(VLOOKUP($B9,Tarif!A:D,2,FALSE),\"\")","v":"SUPPORT AU SOL CAOUTCHOUC 600MM"},{"$f":"IFERROR(VLOOKUP($B9,Tarif!A:D,3,FALSE),\"\")","v":"EH879"},{"$f":"IFERROR(VLOOKUP($B9,Tarif!A:D,4,FALSE),\"\")","v":119},null,null,{"$f":"IF(Chiffrage!$B$18=OFFRE!$B$7,Chiffrage!$G$24,Chiffrage!$G$25)","v":"OEnoviaPac-C MB 6 MR - E"}]
["EH142",100015476,{"$f":"IFERROR(VLOOKUP($B10,Tarif!A:D,2,FALSE),\"\")","v":"LIAISON FRIGORIFIQUE PE 1/2\" 1/4\" - LG 10 m"},{"$f":"IFERROR(VLOOKUP($B10,Tarif!A:D,3,FALSE),\"\")","v":"EH142"},{"$f":"IFERROR(VLOOKUP($B10,Tarif!A:D,4,FALSE),\"\")","v":255}]
["EH978",7726775,{"$f":"IFERROR(VLOOKUP($B11,Tarif!A:D,2,FALSE),\"\")","v":"KIT FLEXIBLES FRIGO L2300 "},{"$f":"IFERROR(VLOOKUP($B11,Tarif!A:D,3,FALSE),\"\")","v":"EH978"},{"$f":"IFERROR(VLOOKUP($B11,Tarif!A:D,4,FALSE),\"\")","v":365},null,null,"Type d'appoint"]
["EH114",100012535,{"$f":"IFERROR(VLOOKUP($B12,Tarif!A:D,2,FALSE),\"\")","v":"LIAISON FRIGORIFIQUE PE 5/8'' 3/8'' - LG 5m"},{"$f":"IFERROR(VLOOKUP($B12,Tarif!A:D,3,FALSE),\"\")","v":"EH114"},{"$f":"IFERROR(VLOOKUP($B12,Tarif!A:D,4,FALSE),\"\")","v":255},null,null,{"$f":"IF(Chiffrage!$B$18=OFFRE!$B$7,Chiffrage!$J$24,Chiffrage!$J$25)","v":"Electrique"},null,"type séléction"]
["EH115",100012536,{"$f":"IFERROR(VLOOKUP($B13,Tarif!A:D,2,FALSE),\"\")","v":"LIAISON FRIGORIFIQUE PE 5/8'' 3/8'' - LG 10m"},{"$f":"IFERROR(VLOOKUP($B13,Tarif!A:D,3,FALSE),\"\")","v":"EH115"},{"$f":"IFERROR(VLOOKUP($B13,Tarif!A:D,4,FALSE),\"\")","v":456},null,null,null,null,{"$f":"Chiffrage!$G$111","v":"Kit complet"}]
["EH116",100012537,{"$f":"IFERROR(VLOOKUP($B14,Tarif!A:D,2,FALSE),\"\")","v":"LIAISON FRIGORIFIQUE PE 5/8'' 3/8'' - LG 20m"},{"$f":"IFERROR(VLOOKUP($B14,Tarif!A:D,3,FALSE),\"\")","v":"EH116"},{"$f":"IFERROR(VLOOKUP($B14,Tarif!A:D,4,FALSE),\"\")","v":823},null,null,"Montage"]
["",null,{"$f":"IFERROR(VLOOKUP($B15,Tarif!A:D,2,FALSE),\"\")","v":""},{"$f":"IFERROR(VLOOKUP($B15,Tarif!A:D,3,FALSE),\"\")","v":""},{"$f":"IFERROR(VLOOKUP($B15,Tarif!A:D,4,FALSE),\"\")","v":""},null,null,{"$f":"OFFRE!$O$23","v":"Au sol"}]
["",7726776,{"$f":"IFERROR(VLOOKUP($B16,Tarif!A:D,2,FALSE),\"\")","v":""},{"$f":"IFERROR(VLOOKUP($B16,Tarif!A:D,3,FALSE),\"\")","v":""},{"$f":"IFERROR(VLOOKUP($B16,Tarif!A:D,4,FALSE),\"\")","v":""}]
["EH860",7687189,{"$f":"IFERROR(VLOOKUP($B17,Tarif!A:D,2,FALSE),\"\")","v":"KIT POMPE DE RELEVAGE"},{"$f":"IFERROR(VLOOKUP($B17,Tarif!A:D,3,FALSE),\"\")","v":"EH860"},{"$f":"IFERROR(VLOOKUP($B17,Tarif!A:D,4,FALSE),\"\")","v":158},null,null,"nb circuit"]
["EH85",100008841,{"$f":"IFERROR(VLOOKUP($B18,Tarif!A:D,2,FALSE),\"\")","v":"BALLON TAMPON 80L B 80 T"},{"$f":"IFERROR(VLOOKUP($B18,Tarif!A:D,3,FALSE),\"\")","v":"EH85"},{"$f":"IFERROR(VLOOKUP($B18,Tarif!A:D,4,FALSE),\"\")","v":572},null,null,{"$f":"OFFRE!$N$23","v":1}]
["EH60",100004415,{"$f":"IFERROR(VLOOKUP($B19,Tarif!A:D,2,FALSE),\"\")","v":"BALLON TAMPON 160L B 150 T"},{"$f":"IFERROR(VLOOKUP($B19,Tarif!A:D,3,FALSE),\"\")","v":"EH60"},{"$f":"IFERROR(VLOOKUP($B19,Tarif!A:D,4,FALSE),\"\")","v":857}]
["",7717436,{"$f":"IFERROR(VLOOKUP($B20,Tarif!A:D,2,FALSE),\"\")","v":""},{"$f":"IFERROR(VLOOKUP($B20,Tarif!A:D,3,FALSE),\"\")","v":""},{"$f":"IFERROR(VLOOKUP($B20,Tarif!A:D,4,FALSE),\"\")","v":""},null,null,"type circuit",null,null,null,"Relève électrique",null,null,null,null,null,"Relève hydraulique"]
["",null,{"$f":"IFERROR(VLOOKUP($B21,Tarif!A:D,2,FALSE),\"\")","v":""},{"$f":"IFERROR(VLOOKUP($B21,Tarif!A:D,3,FALSE),\"\")","v":""},{"$f":"IFERROR(VLOOKUP($B21,Tarif!A:D,4,FALSE),\"\")","v":""},null,null,{"$f":"OFFRE!$N$26","v":"Vanne"}]
["EH572",7636899,{"$f":"IFERROR(VLOOKUP($B22,Tarif!A:D,2,FALSE),\"\")","v":"KIT SILENCIEUX MODULE EXTERIEUR"},{"$f":"IFERROR(VLOOKUP($B22,Tarif!A:D,3,FALSE),\"\")","v":"EH572"},{"$f":"IFERROR(VLOOKUP($B22,Tarif!A:D,4,FALSE),\"\")","v":66}]
["",7726492,{"$f":"IFERROR(VLOOKUP($B23,Tarif!A:D,2,FALSE),\"\")","v":""},{"$f":"IFERROR(VLOOKUP($B23,Tarif!A:D,3,FALSE),\"\")","v":""},{"$f":"IFERROR(VLOOKUP($B23,Tarif!A:D,4,FALSE),\"\")","v":""}]
["",7727379,{"$f":"IFERROR(VLOOKUP($B24,Tarif!A:D,2,FALSE),\"\")","v":""},{"$f":"IFERROR(VLOOKUP($B24,Tarif!A:D,3,FALSE),\"\")","v":""},{"$f":"IFERROR(VLOOKUP($B24,Tarif!A:D,4,FALSE),\"\")","v":""},null,null,null,null,null,null,null,null,null,"Qté devis type",null,{"$f":"OFFRE!$B$43","v":"OEcOil-Hybrid OFSC (Condensation)"},null,null,null,"Qté devis type"]
["AD140",88017859,{"$f":"IFERROR(VLOOKUP($B25,Tarif!A:D,2,FALSE),\"\")","v":"THERMOSTAT D'AMBIANCE NON PROGRAMMABLE"},{"$f":"IFERROR(VLOOKUP($B25,Tarif!A:D,3,FALSE),\"\")","v":"AD140"},{"$f":"IFERROR(VLOOKUP($B25,Tarif!A:D,4,FALSE),\"\")","v":54},null,null,null,null,{"$f":"IF('Offre Strateo'!$H$9=OFFRE!$T$55,1,0)","v":0},{"$f":"OFFRE!$T$55","v":"STRATEO 4,5 MONO"},null,null,null,null,null,{"$f":"OFFRE!$L$55","v":""}]
["",88017855,{"$f":"IFERROR(VLOOKUP($B26,Tarif!A:D,2,FALSE),\"\")","v":""},{"$f":"IFERROR(VLOOKUP($B26,Tarif!A:D,3,FALSE),\"\")","v":""},{"$f":"IFERROR(VLOOKUP($B26,Tarif!A:D,4,FALSE),\"\")","v":""},null,null,null,null,"Appoint",{"$f":"OFFRE!$F$7","v":"Electrique"},null,null,null,null,null,{"$f":"OFFRE!$F$6","v":"Hydraulique par chaudière"}]
["AD192",88017018,{"$f":"IFERROR(VLOOKUP($B27,Tarif!A:D,2,FALSE),\"\")","v":"THERMOSTAT D AMBIANCE PROGRAMMABLE SANS FILS"},{"$f":"IFERROR(VLOOKUP($B27,Tarif!A:D,3,FALSE),\"\")","v":"AD192"},{"$f":"IFERROR(VLOOKUP($B27,Tarif!A:D,4,FALSE),\"\")","v":308}]
["",7691375,{"$f":"IFERROR(VLOOKUP($B28,Tarif!A:D,2,FALSE),\"\")","v":""},{"$f":"IFERROR(VLOOKUP($B28,Tarif!A:D,3,FALSE),\"\")","v":""},{"$f":"IFERROR(VLOOKUP($B28,Tarif!A:D,4,FALSE),\"\")","v":""}]
["HA255",7624902,{"$f":"IFERROR(VLOOKUP($B29,Tarif!A:D,2,FALSE),\"\")","v":"KIT CABLAGE PLANCHER CHAUFFANT DIRECT"},{"$f":"IFERROR(VLOOKUP($B29,Tarif!A:D,3,FALSE),\"\")","v":"HA255"},{"$f":"IFERROR(VLOOKUP($B29,Tarif!A:D,4,FALSE),\"\")","v":40},null,null,null,null,null,null,null,null,null,null,null,null,null,null,null,null,null,null,"Si 4,5 MR choisi"]
["HZ64",7622433,{"$f":"IFERROR(VLOOKUP($B30,Tarif!A:D,2,FALSE),\"\")","v":"KIT SONDE CONDENSATION (0-10V)"},{"$f":"IFERROR(VLOOKUP($B30,Tarif!A:D,3,FALSE),\"\")","v":"HZ64"},{"$f":"IFERROR(VLOOKUP($B30,Tarif!A:D,4,FALSE),\"\")","v":420},null,null,null,null,"4,5 MR",null,{"$f":"IF($J$13=OFFRE!$H$23,\"Kit complet : PAC + accessoires\",\"\")","v":"Kit complet : PAC + accessoires"},null,null,null,null,null,"Kit complet : PAC + accessoires",null,null,null,null,{"$f":"IF(Y39=\"\",0,1)","v":0},{"$f":"IF($J$25=1,K30,IF($P$25=1,Q30,\"\"))","v":""},{"$f":"IF($J$25=1,L30,IF($P$25=1,R30,\"\"))","v":""},{"$f":"IF($J$25=1,M30,IF($P$25=1,S30,\"\"))","v":""},{"$f":"IF($J$25=1,N30,IF($P$25=1,T30,\"\"))","v":""},{"$f":"IF($J$25=1,O30,IF($P$25=1,U30,\"\"))","v":""}]
["HK27",100019114,{"$f":"IFERROR(VLOOKUP($B31,Tarif!A:D,2,FALSE),\"\")","v":"KIT SONDE HYGRO RAFRAICHISSEMENT"},{"$f":"IFERROR(VLOOKUP($B31,Tarif!A:D,3,FALSE),\"\")","v":"HK27"},{"$f":"IFERROR(VLOOKUP($B31,Tarif!A:D,4,FALSE),\"\")","v":233},null,null,null,null,null,{"$f":"IF($J$13=OFFRE!$H$23,IF($H$18=1,$B$70,$B$73),\"\")","v":7728542},{"$f":"IFERROR(VLOOKUP(K31,$B$7:$E$99,2,FALSE),\"\")","v":""},{"$f":"IFERROR(VLOOKUP(K31,$B$7:$E$99,3,FALSE),\"\")","v":"-"},{"$f":"IFERROR(VLOOKUP(K31,$B$7:$E$99,4,FALSE),\"\")","v":""},{"$f":"IF(K31=\"\",\"\",1)","v":1},null,null,{"$f":"IFERROR(VLOOKUP(Q31,$B$7:$E$99,2,FALSE),\"\")","v":""},{"$f":"IFERROR(VLOOKUP(Q31,$B$7:$E$99,3,FALSE),\"\")","v":""},{"$f":"IFERROR(VLOOKUP(Q31,$B$7:$E$99,4,FALSE),\"\")","v":""},null,null,null,{"$f":"IF($J$25=1,K31,IF($P$25=1,Q31,\"\"))","v":""},{"$f":"IF($J$25=1,L31,IF($P$25=1,R31,\"\"))","v":""},{"$f":"IF($J$25=1,M31,IF($P$25=1,S31,\"\"))","v":""},{"$f":"IF($J$25=1,N31,IF($P$25=1,T31,\"\"))","v":""},{"$f":"IF($J$25=1,O31,IF($P$25=1,U31,\"\"))","v":""}]
["",null,{"$f":"IFERROR(VLOOKUP($B32,Tarif!A:D,2,FALSE),\"\")","v":""},{"$f":"IFERROR(VLOOKUP($B32,Tarif!A:D,3,FALSE),\"\")","v":""},{"$f":"IFERROR(VLOOKUP($B32,Tarif!A:D,4,FALSE),\"\")","v":""},null,null,null,null,null,null,null,null,null,{"$f":"IF(K32=\"\",\"\",1)","v":""},null,null,null,null,null,null,null,null,"","","","",""]
["",null,{"$f":"IFERROR(VLOOKUP($B33,Tarif!A:D,2,FALSE),\"\")","v":""},{"$f":"IFERROR(VLOOKUP($B33,Tarif!A:D,3,FALSE),\"\")","v":""},{"$f":"IFERROR(VLOOKUP($B33,Tarif!A:D,4,FALSE),\"\")","v":""},null,null,null,null,null,null,{"$f":"IF($J$13=OFFRE!$H$24,\"Sélection personnalisée\",\"\")","v":""},null,null,"",null,null,"Sélection personnalisée",null,null,null,null,null,"","","","",""]
["",null,{"$f":"IFERROR(VLOOKUP($B34,Tarif!A:D,2,FALSE),\"\")","v":""},{"$f":"IFERROR(VLOOKUP($B34,Tarif!A:D,3,FALSE),\"\")","v":""},{"$f":"IFERROR(VLOOKUP($B34,Tarif!A:D,4,FALSE),\"\")","v":""},null,null,null,null,null,{"$f":"IF($J$13=OFFRE!$H$24,$B$55,\"\")","v":""},{"$f":"IFERROR(VLOOKUP(K34,$B$7:$E$99,2,FALSE),\"\")","v":""},{"$f":"IFERROR(VLOOKUP(K34,$B$7:$E$99,3,FALSE),\"\")","v":""},{"$f":"IFERROR(VLOOKUP(K34,$B$7:$E$99,4,FALSE),\"\")","v":""},"",null,null,{"$f":"IFERROR(VLOOKUP(Q34,$B$7:$E$99,2,FALSE),\"\")","v":""},{"$f":"IFERROR(VLOOKUP(Q34,$B$7:$E$99,3,FALSE),\"\")","v":""},{"$f":"IFERROR(VLOOKUP(Q34,$B$7:$E$99,4,FALSE),\"\")","v":""},null,null,null,"","","","",""]
["",null,{"$f":"IFERROR(VLOOKUP($B35,Tarif!A:D,2,FALSE),\"\")","v":""},{"$f":"IFERROR(VLOOKUP($B35,Tarif!A:D,3,FALSE),\"\")","v":""},{"$f":"IFERROR(VLOOKUP($B35,Tarif!A:D,4,FALSE),\"\")","v":""},null,null,null,null,null,{"$f":"IF($J$13=OFFRE!$H$24,IF($H$18=1,$B$60,$B$61),\"\")","v":""},{"$f":"IFERROR(VLOOKUP(K35,$B$7:$E$99,2,FALSE),\"\")","v":""},{"$f":"IFERROR(VLOOKUP(K35,$B$7:$E$99,3,FALSE),\"\")","v":""},{"$f":"IFERROR(VLOOKUP(K35,$B$7:$E$99,4,FALSE),\"\")","v":""},"",null,null,{"$f":"IFERROR(VLOOKUP(Q35,$B$7:$E$99,2,FALSE),\"\")","v":""},{"$f":"IFERROR(VLOOKUP(Q35,$B$7:$E$99,3,FALSE),\"\")","v":""},{"$f":"IFERROR(VLOOKUP(Q35,$B$7:$E$99,4,FALSE),\"\")","v":""},null,null,null,"","","","",""]
["",null,{"$f":"IFERROR(VLOOKUP($B36,Tarif!A:D,2,FALSE),\"\")","v":""},{"$f":"IFERROR(VLOOKUP($B36,Tarif!A:D,3,FALSE),\"\")","v":""},{"$f":"IFERROR(VLOOKUP($B36,Tarif!A:D,4,FALSE),\"\")","v":""},null,null,null,null,null,{"$f":"IF($J$13=OFFRE!$H$24,IF($H$18=1,$B$78,$B$79),\"\")","v":""},{"$f":"IFERROR(VLOOKUP(K36,$B$7:$E$99,2,FALSE),\"\")","v":""},{"$f":"IFERROR(VLOOKUP(K36,$B$7:$E$99,3,FALSE),\"\")","v":""},{"$f":"IFERROR(VLOOKUP(K36,$B$7:$E$99,4,FALSE),\"\")","v":""},"",null,null,{"$f":"IFERROR(VLOOKUP(Q36,$B$7:$E$99,2,FALSE),\"\")","v":""},{"$f":"IFERROR(VLOOKUP(Q36,$B$7:$E$99,3,FALSE),\"\")","v":""},{"$f":"IFERROR(VLOOKUP(Q36,$B$7:$E$99,4,FALSE),\"\")","v":""},null,null,null,"","","","",""]
["",null,{"$f":"IFERROR(VLOOKUP($B37,Tarif!A:D,2,FALSE),\"\")","v":""},{"$f":"IFERROR(VLOOKUP($B37,Tarif!A:D,3,FALSE),\"\")","v":""},{"$f":"IFERROR(VLOOKUP($B37,Tarif!A:D,4,FALSE),\"\")","v":""},null,null,null,null,null,{"$f":"IF($J$13=OFFRE!$H$24,$B$66,\"\")","v":""},{"$f":"IFERROR(VLOOKUP(K37,$B$7:$E$99,2,FALSE),\"\")","v":""},{"$f":"IFERROR(VLOOKUP(K37,$B$7:$E$99,3,FALSE),\"\")","v":""},{"$f":"IFERROR(VLOOKUP(K37,$B$7:$E$99,4,FALSE),\"\")","v":""},"",null,null,null,null,null,null,null,null,"","","","",""]
["",null,{"$f":"IFERROR(VLOOKUP($B38,Tarif!A:D,2,FALSE),\"\")","v":""},{"$f":"IFERROR(VLOOKUP($B38,Tarif!A:D,3,FALSE),\"\")","v":""},{"$f":"IFERROR(VLOOKUP($B38,Tarif!A:D,4,FALSE),\"\")","v":""},null,null,null,null,null,null,null,null,null,"",null,null,null,null,null,null,null,null,"","","","",""]
["",null,{"$f":"IFERROR(VLOOKUP($B39,Tarif!A:D,2,FALSE),\"\")","v":""},{"$f":"IFERROR(VLOOKUP($B39,Tarif!A:D,3,FALSE),\"\")","v":""},{"$f":"IFERROR(VLOOKUP($B39,Tarif!A:D,4,FALSE),\"\")","v":""},null,null,null,null,null,null,"Accessoires de mise en œuvre",null,null,null,null,null,"Accessoires de mise en œuvre",null,null,null,null,null,"","","","",""]
["",null,{"$f":"IFERROR(VLOOKUP($B40,Tarif!A:D,2,FALSE),\"\")","v":""},{"$f":"IFERROR(VLOOKUP($B40,Tarif!A:D,3,FALSE),\"\")","v":""},{"$f":"IFERROR(VLOOKUP($B40,Tarif!A:D,4,FALSE),\"\")","v":""},null,null,null,null,null,{"$f":"IF($H$15=OFFRE!$H$16,'Offre Strateo'!$B$9,'Offre Strateo'!$B$7)","v":7694974},{"$f":"IFERROR(VLOOKUP(K40,$B$7:$E$99,2,FALSE),\"\")","v":"SUPPORT AU SOL CAOUTCHOUC 600MM"},{"$f":"IFERROR(VLOOKUP(K40,$B$7:$E$99,3,FALSE),\"\")","v":"EH879"},{"$f":"IFERROR(VLOOKUP(K40,$B$7:$E$99,4,FALSE),\"\")","v":119},1,null,null,{"$f":"IFERROR(VLOOKUP(Q40,$B$7:$E$99,2,FALSE),\"\")","v":""},{"$f":"IFERROR(VLOOKUP(Q40,$B$7:$E$99,3,FALSE),\"\")","v":""},{"$f":"IFERROR(VLOOKUP(Q40,$B$7:$E$99,4,FALSE),\"\")","v":""},null,null,null,"","","","",""]
["",null,{"$f":"IFERROR(VLOOKUP($B41,Tarif!A:D,2,FALSE),\"\")","v":""},{"$f":"IFERROR(VLOOKUP($B41,Tarif!A:D,3,FALSE),\"\")","v":""},{"$f":"IFERROR(VLOOKUP($B41,Tarif!A:D,4,FALSE),\"\")","v":""},null,null,null,null,null,null,null,null,null,null,null,null,null,null,null,null,null,null,{"$f":"IF($J$25=1,K41,IF($P$25=1,Q41,\"\"))","v":""},{"$f":"IF($J$25=1,L41,IF($P$25=1,R41,\"\"))","v":""},{"$f":"IF($J$25=1,M41,IF($P$25=1,S41,\"\"))","v":""},{"$f":"IF($J$25=1,N41,IF($P$25=1,T41,\"\"))","v":""},{"$f":"IF($J$25=1,O41,IF($P$25=1,U41,\"\"))","v":""}]
["",null,{"$f":"IFERROR(VLOOKUP($B42,Tarif!A:D,2,FALSE),\"\")","v":""},{"$f":"IFERROR(VLOOKUP($B42,Tarif!A:D,3,FALSE),\"\")","v":""},{"$f":"IFERROR(VLOOKUP($B42,Tarif!A:D,4,FALSE),\"\")","v":""},null,null,null,null,null,null,null,null,null,null,null,null,null,null,null,null,null,null,"","","","",""]
["",null,{"$f":"IFERROR(VLOOKUP($B43,Tarif!A:D,2,FALSE),\"\")","v":""},{"$f":"IFERROR(VLOOKUP($B43,Tarif!A:D,3,FALSE),\"\")","v":""},{"$f":"IFERROR(VLOOKUP($B43,Tarif!A:D,4,FALSE),\"\")","v":""},null,null,null,null,null,null,"Liaison frigorifique",null,null,null,null,null,"Liaison frigorifique",null,null,null,null,null,"","","","",""]
["",null,{"$f":"IFERROR(VLOOKUP($B44,Tarif!A:D,2,FALSE),\"\")","v":""},{"$f":"IFERROR(VLOOKUP($B44,Tarif!A:D,3,FALSE),\"\")","v":""},{"$f":"IFERROR(VLOOKUP($B44,Tarif!A:D,4,FALSE),\"\")","v":""},null,null,null,null,null,{"$f":"$B$10","v":100015476},{"$f":"IFERROR(VLOOKUP(K44,$B$7:$E$99,2,FALSE),\"\")","v":"LIAISON FRIGORIFIQUE PE 1/2\" 1/4\" - LG 10 m"},{"$f":"IFERROR(VLOOKUP(K44,$B$7:$E$99,3,FALSE),\"\")","v":"EH142"},{"$f":"IFERROR(VLOOKUP(K44,$B$7:$E$99,4,FALSE),\"\")","v":255},1,null,null,{"$f":"IFERROR(VLOOKUP(Q44,$B$7:$E$99,2,FALSE),\"\")","v":""},{"$f":"IFERROR(VLOOKUP(Q44,$B$7:$E$99,3,FALSE),\"\")","v":""},{"$f":"IFERROR(VLOOKUP(Q44,$B$7:$E$99,4,FALSE),\"\")","v":""},null,null,null,"","","","",""]
["",null,{"$f":"IFERROR(VLOOKUP($B45,Tarif!A:D,2,FALSE),\"\")","v":""},{"$f":"IFERROR(VLOOKUP($B45,Tarif!A:D,3,FALSE),\"\")","v":""},{"$f":"IFERROR(VLOOKUP($B45,Tarif!A:D,4,FALSE),\"\")","v":""},null,null,null,null,null,null,null,null,null,null,null,null,null,null,null,null,null,null,"","","","",""]
["",null,{"$f":"IFERROR(VLOOKUP($B46,Tarif!A:D,2,FALSE),\"\")","v":""},{"$f":"IFERROR(VLOOKUP($B46,Tarif!A:D,3,FALSE),\"\")","v":""},{"$f":"IFERROR(VLOOKUP($B46,Tarif!A:D,4,FALSE),\"\")","v":""},null,null,null,null,null,null,null,null,null,null,null,null,null,null,null,null,null,null,"","","","",""]
["",null,{"$f":"IFERROR(VLOOKUP($B47,Tarif!A:D,2,FALSE),\"\")","v":""},{"$f":"IFERROR(VLOOKUP($B47,Tarif!A:D,3,FALSE),\"\")","v":""},{"$f":"IFERROR(VLOOKUP($B47,Tarif!A:D,4,FALSE),\"\")","v":""},null,null,null,null,null,null,null,null,null,null,null,null,null,null,null,null,null,null,"","","","",""]
["",null,{"$f":"IFERROR(VLOOKUP($B48,Tarif!A:D,2,FALSE),\"\")","v":""},{"$f":"IFERROR(VLOOKUP($B48,Tarif!A:D,3,FALSE),\"\")","v":""},{"$f":"IFERROR(VLOOKUP($B48,Tarif!A:D,4,FALSE),\"\")","v":""},null,null,null,null,null,null,"Accessoires de raccordement hydraulique",null,null,null,null,null,"Accessoires de raccordement hydraulique",null,null,null,null,null,"","","","",""]
["",null,{"$f":"IFERROR(VLOOKUP($B49,Tarif!A:D,2,FALSE),\"\")","v":""},{"$f":"IFERROR(VLOOKUP($B49,Tarif!A:D,3,FALSE),\"\")","v":""},{"$f":"IFERROR(VLOOKUP($B49,Tarif!A:D,4,FALSE),\"\")","v":""},null,null,null,null,null,{"$f":"$B$16","v":7726776},{"$f":"IFERROR(VLOOKUP(K49,$B$7:$E$99,2,FALSE),\"\")","v":""},{"$f":"IFERROR(VLOOKUP(K49,$B$7:$E$99,3,FALSE),\"\")","v":""},{"$f":"IFERROR(VLOOKUP(K49,$B$7:$E$99,4,FALSE),\"\")","v":""},1,null,null,{"$f":"IFERROR(VLOOKUP(Q49,$B$7:$E$99,2,FALSE),\"\")","v":""},{"$f":"IFERROR(VLOOKUP(Q49,$B$7:$E$99,3,FALSE),\"\")","v":""},{"$f":"IFERROR(VLOOKUP(Q49,$B$7:$E$99,4,FALSE),\"\")","v":""},null,null,null,"","","","",""]
["",null,{"$f":"IFERROR(VLOOKUP($B50,Tarif!A:D,2,FALSE),\"\")","v":""},{"$f":"IFERROR(VLOOKUP($B50,Tarif!A:D,3,FALSE),\"\")","v":""},{"$f":"IFERROR(VLOOKUP($B50,Tarif!A:D,4,FALSE),\"\")","v":""},null,null,null,null,null,{"$f":"$B$17","v":7687189},"KIT POMPE DE RELEVAGE","EH860",158,null,null,null,"","","",null,null,null,"","","","",""]
["",null,{"$f":"IFERROR(VLOOKUP($B51,Tarif!A:D,2,FALSE),\"\")","v":""},{"$f":"IFERROR(VLOOKUP($B51,Tarif!A:D,3,FALSE),\"\")","v":""},{"$f":"IFERROR(VLOOKUP($B51,Tarif!A:D,4,FALSE),\"\")","v":""},null,null,null,null,null,{"$f":"$B$18","v":100008841},"BALLON TAMPON 80L B 80 T","EH85",572,1,null,null,"","","",null,null,null,"","","","",""]
[null,"CAELIA PAC/Unité int.-ext.",null,null,null,null,null,null,null,null,{"$f":"$B$19","v":100004415},"BALLON TAMPON 160L B 150 T","EH60",857,null,null,null,"","","",null,null,null,"","","","",""]
[null,null,null,null,null,null,null,null,null,null,{"$f":"IF($H$18=2,\"\",$B$20)","v":7717436},"","","",null,null,null,"","","",null,null,null,"","","","",""]
[null,"unité ext.",null,null,null,null,null,null,null,null,null,"","","",null,null,null,"","","",null,null,null,"","","","",""]
["EH616",7656794,{"$f":"VLOOKUP($B55,Tarif!A:D,2,FALSE)","v":"AWHP 4.5 MR"},{"$f":"VLOOKUP($B55,Tarif!A:D,3,FALSE)","v":"EH616"},{"$f":"VLOOKUP($B55,Tarif!A:D,4,FALSE)","v":1963},null,null,null,null,null,null,"","","",null,null,null,"","","",null,null,null,"","","","",""]
["EH672",7668016,{"$f":"VLOOKUP($B56,Tarif!A:D,2,FALSE)","v":"AWHP 6 MR-3"},{"$f":"VLOOKUP($B56,Tarif!A:D,3,FALSE)","v":"EH672"},{"$f":"VLOOKUP($B56,Tarif!A:D,4,FALSE)","v":2366},null,null,null,null,null,null,"","","",null,null,null,"","","",null,null,null,"","","","",""]
["EH381",7609926,{"$f":"VLOOKUP($B57,Tarif!A:D,2,FALSE)","v":"AWHP 8 MR-2 "},{"$f":"VLOOKUP($B57,Tarif!A:D,3,FALSE)","v":"EH381"},{"$f":"VLOOKUP($B57,Tarif!A:D,4,FALSE)","v":3170},null,null,null,null,null,null,"","","",null,null,null,"","","",null,null,null,"","","","",""]
[null,null,null,null,null,null,null,null,null,null,null,"","","",null,null,null,"","","",null,null,null,"","","","",""]
[null,"Platine hydraulique",null,null,null,null,null,null,null,null,null,null,null,null,null,null,null,null,null,null,null,null,null,"","","","",""]
[{"$error":"#N/A"},7696865,{"$f":"VLOOKUP($B60,Tarif!A:D,2,FALSE)","v":{"$error":"#N/A"}},{"$f":"VLOOKUP($B60,Tarif!A:D,3,FALSE)","v":{"$error":"#N/A"}},{"$f":"VLOOKUP($B60,Tarif!A:D,4,FALSE)","v":{"$error":"#N/A"}},null,null,null,null,null,null,null,null,null,null,null,null,"Ballons de production Eau Chaude Sanitaire",null,null,null,null,null,"","","","",""]
[{"$error":"#N/A"},7716971,{"$f":"VLOOKUP($B61,Tarif!A:D,2,FALSE)","v":{"$error":"#N/A"}},{"$f":"VLOOKUP($B61,Tarif!A:D,3,FALSE)","v":{"$error":"#N/A"}},{"$f":"VLOOKUP($B61,Tarif!A:D,4,FALSE)","v":{"$error":"#N/A"}},null,null,null,null,null,null,{"$f":"IFERROR(VLOOKUP(K61,$B$7:$E$99,2,FALSE),\"\")","v":""},{"$f":"IFERROR(VLOOKUP(K61,$B$7:$E$99,3,FALSE),\"\")","v":""},{"$f":"IFERROR(VLOOKUP(K61,$B$7:$E$99,4,FALSE),\"\")","v":""},null,null,null,{"$f":"IFERROR(VLOOKUP(Q61,$B$7:$E$99,2,FALSE),\"\")","v":""},{"$f":"IFERROR(VLOOKUP(Q61,$B$7:$E$99,3,FALSE),\"\")","v":""},{"$f":"IFERROR(VLOOKUP(Q61,$B$7:$E$99,4,FALSE),\"\")","v":""},null,null,null,"","","","",""]
[null,null,null,null,null,null,null,null,null,null,null,"","","",null,null,null,"","","",null,null,null,"","","","",""]
[null,null,null,null,null,null,null,null,null,null,null,"","","",null,null,null,"","","",null,null,null,"","","","",""]
[null,null,null,null,null,null,null,null,null,null,null,"","","",null,null,null,"","","",null,null,null,"","","","",""]
[null,"Adaptateur frigo",null,null,null,null,null,null,null,null,null,"","","",null,null,null,"","","",null,null,null,"","","","",""]
["EH146",100015480,{"$f":"VLOOKUP($B66,Tarif!A:D,2,FALSE)","v":"RACCORD D'ADAPTATION FRIGO POUR 4 kW ET 6 kW"},{"$f":"VLOOKUP($B66,Tarif!A:D,3,FALSE)","v":"EH146"},{"$f":"VLOOKUP($B66,Tarif!A:D,4,FALSE)","v":64},null,null,null,null,null,null,"","","",null,null,null,"","","",null,null,null,"","","","",""]
[null,null,null,null,null,null,null,null,null,null,null,"","","",null,null,null,"","","",null,null,null,"","","","",""]
[null,null,null,null,null,null,null,null,null,null,null,"","","",null,null,null,"","","",null,null,null,"","","","",""]
[null,"Kit complets",null,null,null,null,null,null,null,null,null,null,null,null,null,null,null,null,null,null,null,null,null,"","","","",""]
["-",7728542,{"$f":"VLOOKUP($B70,Tarif!A:D,2,FALSE)","v":{"$error":"#N/A"}},"-",{"$f":"VLOOKUP($B70,Tarif!A:D,4,FALSE)","v":{"$error":"#N/A"}},null,null,null,null,null,null,null,null,null,null,null,null,"Kit de fonction réversible",null,null,null,null,null,"","","","",""]
["-",7728543,{"$f":"VLOOKUP($B71,Tarif!A:D,2,FALSE)","v":{"$error":"#N/A"}},"-",{"$f":"VLOOKUP($B71,Tarif!A:D,4,FALSE)","v":{"$error":"#N/A"}},null,null,null,null,null,null,{"$f":"IFERROR(VLOOKUP(K71,$B$7:$E$99,2,FALSE),\"\")","v":""},{"$f":"IFERROR(VLOOKUP(K71,$B$7:$E$99,3,FALSE),\"\")","v":""},{"$f":"IFERROR(VLOOKUP(K71,$B$7:$E$99,4,FALSE),\"\")","v":""},null,null,null,{"$f":"IFERROR(VLOOKUP(Q71,$B$7:$E$99,2,FALSE),\"\")","v":""},{"$f":"IFERROR(VLOOKUP(Q71,$B$7:$E$99,3,FALSE),\"\")","v":""},{"$f":"IFERROR(VLOOKUP(Q71,$B$7:$E$99,4,FALSE),\"\")","v":""},null,null,null,"","","","",""]
[{"$f":"D72","v":"-"},7728544,{"$f":"VLOOKUP($B72,Tarif!A:D,2,FALSE)","v":{"$error":"#N/A"}},"-",{"$f":"VLOOKUP($B72,Tarif!A:D,4,FALSE)","v":{"$error":"#N/A"}},null,null,null,null,null,null,{"$f":"IFERROR(VLOOKUP(K72,$B$7:$E$99,2,FALSE),\"\")","v":""},{"$f":"IFERROR(VLOOKUP(K72,$B$7:$E$99,3,FALSE),\"\")","v":""},{"$f":"IFERROR(VLOOKUP(K72,$B$7:$E$99,4,FALSE),\"\")","v":""},null,null,null,{"$f":"IFERROR(VLOOKUP(Q72,$B$7:$E$99,2,FALSE),\"\")","v":""},{"$f":"IFERROR(VLOOKUP(Q72,$B$7:$E$99,3,FALSE),\"\")","v":""},{"$f":"IFERROR(VLOOKUP(Q72,$B$7:$E$99,4,FALSE),\"\")","v":""},null,null,null,"","","","",""]
["-",7728545,{"$f":"VLOOKUP($B73,Tarif!A:D,2,FALSE)","v":{"$error":"#N/A"}},"-",{"$f":"VLOOKUP($B73,Tarif!A:D,4,FALSE)","v":{"$error":"#N/A"}},null,null,null,null,null,null,null,null,null,null,null,null,null,null,null,null,null,null,"","","","",""]
["-",7728546,{"$f":"VLOOKUP($B74,Tarif!A:D,2,FALSE)","v":{"$error":"#N/A"}},"-",{"$f":"VLOOKUP($B74,Tarif!A:D,4,FALSE)","v":{"$error":"#N/A"}},null,null,null,null,null,null,"Accessoires de régulation",null,null,null,null,null,"Accessoires de régulation",null,null,null,null,null,"","","","",""]
["-",7728547,{"$f":"VLOOKUP($B75,Tarif!A:D,2,FALSE)","v":{"$error":"#N/A"}},"-",{"$f":"VLOOKUP($B75,Tarif!A:D,4,FALSE)","v":{"$error":"#N/A"}},null,null,null,null,null,{"$f":"$B$31","v":100019114},{"$f":"IFERROR(VLOOKUP(K75,$B$7:$E$99,2,FALSE),\"\")","v":"KIT SONDE HYGRO RAFRAICHISSEMENT"},{"$f":"IFERROR(VLOOKUP(K75,$B$7:$E$99,3,FALSE),\"\")","v":"HK27"},{"$f":"IFERROR(VLOOKUP(K75,$B$7:$E$99,4,FALSE),\"\")","v":233},null,null,null,{"$f":"IFERROR(VLOOKUP(Q75,$B$7:$E$99,2,FALSE),\"\")","v":""},{"$f":"IFERROR(VLOOKUP(Q75,$B$7:$E$99,3,FALSE),\"\")","v":""},{"$f":"IFERROR(VLOOKUP(Q75,$B$7:$E$99,4,FALSE),\"\")","v":""},null,null,null,"","","","",""]
[null,null,null,null,null,null,null,null,null,null,{"$f":"$B$22","v":7636899},"KIT SILENCIEUX MODULE EXTERIEUR","EH572",66,null,null,null,"","","",null,null,null,"","","","",""]
[null,"Module intérieur",null,null,null,null,null,null,null,null,{"$f":"$B$24","v":7727379},"","","",null,null,null,"","","",null,null,null,"","","","",""]
[{"$error":"#N/A"},7700833,{"$f":"VLOOKUP($B78,Tarif!A:D,2,FALSE)","v":{"$error":"#N/A"}},{"$f":"VLOOKUP($B78,Tarif!A:D,3,FALSE)","v":{"$error":"#N/A"}},{"$f":"VLOOKUP($B78,Tarif!A:D,4,FALSE)","v":{"$error":"#N/A"}},null,null,null,null,null,{"$f":"$B$25","v":88017859},"THERMOSTAT D'AMBIANCE NON PROGRAMMABLE","AD140",54,null,null,null,"","","",null,null,null,"","","","",""]
[{"$error":"#N/A"},7718118,{"$f":"VLOOKUP($B79,Tarif!A:D,2,FALSE)","v":{"$error":"#N/A"}},{"$f":"VLOOKUP($B79,Tarif!A:D,3,FALSE)","v":{"$error":"#N/A"}},{"$f":"VLOOKUP($B79,Tarif!A:D,4,FALSE)","v":{"$error":"#N/A"}},null,null,null,null,null,{"$f":"$B$26","v":88017855},"","","",null,null,null,"","","",null,null,null,"","","","",""]
[null,null,null,null,null,null,null,null,null,null,{"$f":"$B$27","v":88017018},"THERMOSTAT D AMBIANCE PROGRAMMABLE SANS FILS","AD192",308,null,null,null,"","","",null,null,null,"","","","",""]
[null,null,null,null,null,null,null,null,null,null,{"$f":"$B$28","v":7691375},"","","",{"$f":"$H$18","v":1},null,null,"","","",null,null,null,"","","","",""]
[null,null,null,null,null,null,null,null,null,null,{"$f":"$B$29","v":7624902},"KIT CABLAGE PLANCHER CHAUFFANT DIRECT","HA255",40,null,null,null,"","","",null,null,null,"","","","",""]
[null,null,null,null,null,null,null,null,null,null,{"$f":"$B$30","v":7622433},"KIT SONDE CONDENSATION (0-10V)","HZ64",420,null,null,null,"","","",null,null,null,"","","","",""]
[null,null,null,null,null,null,null,null,null,null,{"$f":"IF($H$18=2,\"\",$B$23)","v":7726492},"","","",null,null,null,"","","",null,null,null,"","","","",""]
[null,null,null,null,null,null,null,null,null,null,null,"","","",null,null,null,"","","",null,null,null,"","","","",""]
[null,null,null,null,null,null,null,null,null,null,null,"","","",null,null,null,"","","",null,null,null,"","","","",""]
[null,null,null,null,null,null,null,null,null,null,null,"","","",null,null,null,"","","",null,null,null,"","","","",""]
[null,null,null,null,null,null,null,null,null,null,null,"","","",null,null,null,"","","",null,null,null,"","","","",""]
[]
[]
[]
[]
[null,null,null,null,null,null,null,null,null,null,null,null,null,null,null,null,{"$f":"$Q$24","v":"OEcOil-Hybrid OFSC (Condensation)"}]
[null,null,null,null,null,null,null,null,null,{"$f":"IF('Offre Strateo'!$H$9=OFFRE!$T$56,1,0)","v":0},{"$f":"OFFRE!$T$56","v":"STRATEO 6 MONO"},null,null,null,null,null,{"$f":"OFFRE!$L$56","v":"OEcOil-Hybrid OFSC 6 kW MONO"}]
[null,null,null,null,null,null,null,null,null,"Appoint",{"$f":"OFFRE!$F$7","v":"Electrique"},null,null,null,null,null,{"$f":"OFFRE!$F$6","v":"Hydraulique par chaudière"}]
[null,null,null,null,null,null,null,null,null,null,null,null,null,null,null,null,0]
[null,null,null,null,null,null,null,null,null,null,null,null,null,null,null,null,{"$f":"$K$28","v":0}]
[null,null,null,null,null,null,null,null,null,null,null,null,null,null,null,null,{"$f":"OFFRE!$D$6","v":"OUI"},null,null,null,null,null,null,"Si 6 MR choisi"]
[null,null,null,null,null,null,null,null,null,"6 MR",null,{"$f":"IF($J$13=OFFRE!$H$23,\"Kit complet : PAC + accessoires\",\"\")","v":"Kit complet : PAC + accessoires"},null,null,null,null,null,"Kit complet : PAC + accessoires",null,null,null,null,{"$f":"IF(Y108=\"\",0,1)","v":0},{"$f":"IF($J$94=1,K99,IF($P$94=1,Q99,\"\"))","v":""},{"$f":"IF($J$94=1,L99,IF($P$94=1,R99,\"\"))","v":""},{"$f":"IF($J$94=1,M99,IF($P$94=1,S99,\"\"))","v":""},{"$f":"IF($J$94=1,N99,IF($P$94=1,T99,\"\"))","v":""},{"$f":"IF($J$94=1,O99,IF($P$94=1,U99,\"\"))","v":""}]
[null,null,null,null,null,null,null,null,null,null,{"$f":"IF($J$13=OFFRE!$H$23,IF($H$18=1,$B$71,$B$74),\"\")","v":7728543},{"$f":"IFERROR(VLOOKUP(K100,$B$7:$E$99,2,FALSE),\"\")","v":""},{"$f":"IFERROR(VLOOKUP(K100,$B$7:$E$99,3,FALSE),\"\")","v":"-"},{"$f":"IFERROR(VLOOKUP(K100,$B$7:$E$99,4,FALSE),\"\")","v":""},{"$f":"IF(K100=\"\",\"\",1)","v":1},null,null,{"$f":"IFERROR(VLOOKUP(Q100,$B$7:$E$99,2,FALSE),\"\")","v":""},{"$f":"IFERROR(VLOOKUP(Q100,$B$7:$E$99,3,FALSE),\"\")","v":""},{"$f":"IFERROR(VLOOKUP(Q100,$B$7:$E$99,4,FALSE),\"\")","v":""},null,null,null,"","","","",""]
[null,null,null,null,null,null,null,null,null,null,null,null,null,null,{"$f":"IF(K101=\"\",\"\",1)","v":""},null,null,null,null,null,null,null,null,"","","","",""]
[null,null,null,null,null,null,null,null,null,null,null,{"$f":"IF($J$13=OFFRE!$H$24,\"Sélection personnalisée\",\"\")","v":""},null,null,"",null,null,"Sélection personnalisée",null,null,null,null,null,"","","","",""]
[null,null,null,null,null,"qté préco",null,null,null,null,{"$f":"IF($J$13=OFFRE!$H$24,$B$56,\"\")","v":""},{"$f":"IFERROR(VLOOKUP(K103,$B$7:$E$99,2,FALSE),\"\")","v":""},{"$f":"IFERROR(VLOOKUP(K103,$B$7:$E$99,3,FALSE),\"\")","v":""},{"$f":"IFERROR(VLOOKUP(K103,$B$7:$E$99,4,FALSE),\"\")","v":""},"",null,null,{"$f":"IFERROR(VLOOKUP(Q103,$B$7:$E$99,2,FALSE),\"\")","v":""},{"$f":"IFERROR(VLOOKUP(Q103,$B$7:$E$99,3,FALSE),\"\")","v":""},{"$f":"IFERROR(VLOOKUP(Q103,$B$7:$E$99,4,FALSE),\"\")","v":""},null,null,null,"","","","",""]
[null,"Devis avec 0",null,null,null,null,null,null,null,null,{"$f":"IF($J$13=OFFRE!$H$24,IF($H$18=1,$B$60,$B$61),\"\")","v":""},{"$f":"IFERROR(VLOOKUP(K104,$B$7:$E$99,2,FALSE),\"\")","v":""},{"$f":"IFERROR(VLOOKUP(K104,$B$7:$E$99,3,FALSE),\"\")","v":""},{"$f":"IFERROR(VLOOKUP(K104,$B$7:$E$99,4,FALSE),\"\")","v":""},"",null,null,{"$f":"IFERROR(VLOOKUP(Q104,$B$7:$E$99,2,FALSE),\"\")","v":""},{"$f":"IFERROR(VLOOKUP(Q104,$B$7:$E$99,3,FALSE),\"\")","v":""},{"$f":"IFERROR(VLOOKUP(Q104,$B$7:$E$99,4,FALSE),\"\")","v":""},null,null,null,"","","","",""]
[1,{"$f":"IF($W$99=1,X99,IF($W$167=1,X167,IF($W$30=1,X30,\"\")))","v":""},{"$f":"IF($W$99=1,Y99,IF($W$167=1,Y167,IF($W$30=1,Y30,\"\")))","v":""},{"$f":"IF($W$99=1,Z99,IF($W$167=1,Z167,IF($W$30=1,Z30,\"\")))","v":""},{"$f":"IF($W$99=1,AA99,IF($W$167=1,AA167,IF($W$30=1,AA30,\"\")))","v":""},{"$f":"IF($W$99=1,AB99,IF($W$167=1,AB167,IF($W$30=1,AB30,\"\")))","v":""},null,null,null,null,{"$f":"IF($J$13=OFFRE!$H$24,IF($H$18=1,$B$78,$B$79),\"\")","v":""},{"$f":"IFERROR(VLOOKUP(K105,$B$7:$E$99,2,FALSE),\"\")","v":""},{"$f":"IFERROR(VLOOKUP(K105,$B$7:$E$99,3,FALSE),\"\")","v":""},{"$f":"IFERROR(VLOOKUP(K105,$B$7:$E$99,4,FALSE),\"\")","v":""},"",null,null,{"$f":"IFERROR(VLOOKUP(Q105,$B$7:$E$99,2,FALSE),\"\")","v":""},{"$f":"IFERROR(VLOOKUP(Q105,$B$7:$E$99,3,FALSE),\"\")","v":""},{"$f":"IFERROR(VLOOKUP(Q105,$B$7:$E$99,4,FALSE),\"\")","v":""},null,null,null,"","","","",""]
[2,"","","","","",null,null,null,null,{"$f":"IF($J$13=OFFRE!$H$24,$B$66,\"\")","v":""},{"$f":"IFERROR(VLOOKUP(K106,$B$7:$E$99,2,FALSE),\"\")","v":""},{"$f":"IFERROR(VLOOKUP(K106,$B$7:$E$99,3,FALSE),\"\")","v":""},{"$f":"IFERROR(VLOOKUP(K106,$B$7:$E$99,4,FALSE),\"\")","v":""},"",null,null,null,null,null,null,null,null,"","","","",""]
[3,"","","","","",null,null,null,null,null,null,null,null,"",null,null,null,null,null,null,null,null,"","","","",""]
[4,"","","","","",null,null,null,null,null,"Accessoires de mise en œuvre",null,null,null,null,null,"Accessoires de mise en œuvre",null,null,null,null,null,"","","","",""]
[5,"","","","","",null,null,null,null,{"$f":"IF($H$15=OFFRE!$H$16,'Offre Strateo'!$B$9,'Offre Strateo'!$B$7)","v":7694974},{"$f":"IFERROR(VLOOKUP(K109,$B$7:$E$99,2,FALSE),\"\")","v":"SUPPORT AU SOL CAOUTCHOUC 600MM"},{"$f":"IFERROR(VLOOKUP(K109,$B$7:$E$99,3,FALSE),\"\")","v":"EH879"},{"$f":"IFERROR(VLOOKUP(K109,$B$7:$E$99,4,FALSE),\"\")","v":119},1,null,null,{"$f":"IFERROR(VLOOKUP(Q109,$B$7:$E$99,2,FALSE),\"\")","v":""},{"$f":"IFERROR(VLOOKUP(Q109,$B$7:$E$99,3,FALSE),\"\")","v":""},{"$f":"IFERROR(VLOOKUP(Q109,$B$7:$E$99,4,FALSE),\"\")","v":""},null,null,null,"","","","",""]
[6,"","","","","",null,null,null,null,null,null,null,null,null,null,null,null,null,null,null,null,null,"","","","",""]
[7,"","","","","",null,null,null,null,null,null,null,null,null,null,null,null,null,null,null,null,null,"","","","",""]
[8,"","","","","",null,null,null,null,null,"Liaison frigorifique",null,null,null,null,null,"Liaison frigorifique",null,null,null,null,null,"","","","",""]
[9,"","","","","",null,null,null,null,{"$f":"$B$10","v":100015476},{"$f":"IFERROR(VLOOKUP(K113,$B$7:$E$99,2,FALSE),\"\")","v":"LIAISON FRIGORIFIQUE PE 1/2\" 1/4\" - LG 10 m"},{"$f":"IFERROR(VLOOKUP(K113,$B$7:$E$99,3,FALSE),\"\")","v":"EH142"},{"$f":"IFERROR(VLOOKUP(K113,$B$7:$E$99,4,FALSE),\"\")","v":255},1,null,null,{"$f":"IFERROR(VLOOKUP(Q113,$B$7:$E$99,2,FALSE),\"\")","v":""},{"$f":"IFERROR(VLOOKUP(Q113,$B$7:$E$99,3,FALSE),\"\")","v":""},{"$f":"IFERROR(VLOOKUP(Q113,$B$7:$E$99,4,FALSE),\"\")","v":""},null,null,null,"","","","",""]
[10,"","","","","",null,null,null,null,null,null,null,null,null,null,null,null,null,null,null,null,null,"","","","",""]
[11,"","","","","",null,null,null,null,null,null,null,null,null,null,null,null,null,null,null,null,null,"","","","",""]
[12,"","","","","",null,null,null,null,null,null,null,null,null,null,null,null,null,null,null,null,null,"","","","",""]
[13,"","","","","",null,null,null,null,null,"Accessoires de raccordement hydraulique",null,null,null,null,null,"Accessoires de raccordement hydraulique",null,null,null,null,null,"","","","",""]
[14,"","","","","",null,null,null,null,{"$f":"$B$16","v":7726776},{"$f":"IFERROR(VLOOKUP(K118,$B$7:$E$99,2,FALSE),\"\")","v":""},{"$f":"IFERROR(VLOOKUP(K118,$B$7:$E$99,3,FALSE),\"\")","v":""},{"$f":"IFERROR(VLOOKUP(K118,$B$7:$E$99,4,FALSE),\"\")","v":""},1,null,null,{"$f":"IFERROR(VLOOKUP(Q118,$B$7:$E$99,2,FALSE),\"\")","v":""},{"$f":"IFERROR(VLOOKUP(Q118,$B$7:$E$99,3,FALSE),\"\")","v":""},{"$f":"IFERROR(VLOOKUP(Q118,$B$7:$E$99,4,FALSE),\"\")","v":""},null,null,null,"","","","",""]
[15,"","","","","",null,null,null,null,{"$f":"$B$17","v":7687189},"KIT POMPE DE RELEVAGE","EH860",158,null,null,null,"","","",null,null,null,"","","","",""]
[16,"","","","","",null,null,null,null,{"$f":"$B$18","v":100008841},"BALLON TAMPON 80L B 80 T","EH85",572,1,null,null,"","","",null,null,null,"","","","",""]
[17,"","","","","",null,null,null,null,{"$f":"$B$19","v":100004415},"BALLON TAMPON 160L B 150 T","EH60",857,null,null,null,"","","",null,null,null,"","","","",""]
[18,"","","","","",null,null,null,null,{"$f":"IF($H$18=2,\"\",$B$20)","v":7717436},"","","",null,null,null,"","","",null,null,null,"","","","",""]
[19,"","","","","",null,null,null,null,null,"","","",null,null,null,"","","",null,null,null,"","","","",""]
[20,"","","","","",null,null,null,null,null,"","","",null,null,null,"","","",null,null,null,"","","","",""]
[21,"","","","","",null,null,null,null,null,"","","",null,null,null,"","","",null,null,null,"","","","",""]
[22,"","","","","",null,null,null,null,null,"","","",null,null,null,"","","",null,null,null,"","","","",""]
[23,"","","","","",null,null,null,null,null,"","","",null,null,null,"","","",null,null,null,"","","","",""]
[24,"","","","","",null,null,null,null,null,null,null,null,null,null,null,null,null,null,null,null,null,"","","","",""]
[25,"","","","","",null,null,null,null,null,null,null,null,null,null,null,"Ballons de production Eau Chaude Sanitaire",null,null,null,null,null,"","","","",""]
[26,"","","","","",null,null,null,null,null,{"$f":"IFERROR(VLOOKUP(K130,$B$7:$E$99,2,FALSE),\"\")","v":""},{"$f":"IFERROR(VLOOKUP(K130,$B$7:$E$99,3,FALSE),\"\")","v":""},{"$f":"IFERROR(VLOOKUP(K130,$B$7:$E$99,4,FALSE),\"\")","v":""},null,null,null,{"$f":"IFERROR(VLOOKUP(Q130,$B$7:$E$99,2,FALSE),\"\")","v":""},{"$f":"IFERROR(VLOOKUP(Q130,$B$7:$E$99,3,FALSE),\"\")","v":""},{"$f":"IFERROR(VLOOKUP(Q130,$B$7:$E$99,4,FALSE),\"\")","v":""},null,null,null,"","","","",""]
[27,"","","","","",null,null,null,null,null,"","","",null,null,null,"","","",null,null,null,{"$f":"IF($J$94=1,K131,IF($P$94=1,Q131,\"\"))","v":""},{"$f":"IF($J$94=1,L131,IF($P$94=1,R131,\"\"))","v":""},{"$f":"IF($J$94=1,M131,IF($P$94=1,S131,\"\"))","v":""},{"$f":"IF($J$94=1,N131,IF($P$94=1,T131,\"\"))","v":""},{"$f":"IF($J$94=1,O131,IF($P$94=1,U131,\"\"))","v":""}]
[28,"","","","","",null,null,null,null,null,"","","",null,null,null,"","","",null,null,null,"","","","",""]
[29,"","","","","",null,null,null,null,null,"","","",null,null,null,"","","",null,null,null,"","","","",""]
[30,"","","","","",null,null,null,null,null,"","","",null,null,null,"","","",null,null,null,"","","","",""]
[31,"","","","","",null,null,null,null,null,"","","",null,null,null,"","","",null,null,null,"","","","",""]
[32,"","","","","",null,null,null,null,null,"","","",null,null,null,"","","",null,null,null,"","","","",""]
[33,{"$f":"IF($W$99=1,X131,IF($W$167=1,X199,IF($W$30=1,X62,\"\")))","v":""},{"$f":"IF($W$99=1,Y131,IF($W$167=1,Y199,IF($W$30=1,Y62,\"\")))","v":""},{"$f":"IF($W$99=1,Z131,IF($W$167=1,Z199,IF($W$30=1,Z62,\"\")))","v":""},{"$f":"IF($W$99=1,AA131,IF($W$167=1,AA199,IF($W$30=1,AA62,\"\")))","v":""},{"$f":"IF($W$99=1,AB131,IF($W$167=1,AB199,IF($W$30=1,AB62,\"\")))","v":""},null,null,null,null,null,"","","",null,null,null,"","","",null,null,null,"","","","",""]
[34,"","","","","",null,null,null,null,null,null,null,null,null,null,null,null,null,null,null,null,null,"","","","",""]
[35,"","","","","",null,null,null,null,null,null,null,null,null,null,null,"Kit de fonction réversible",null,null,null,null,null,"","","","",""]
[36,"","","","","",null,null,null,null,null,{"$f":"IFERROR(VLOOKUP(K140,$B$7:$E$99,2,FALSE),\"\")","v":""},{"$f":"IFERROR(VLOOKUP(K140,$B$7:$E$99,3,FALSE),\"\")","v":""},{"$f":"IFERROR(VLOOKUP(K140,$B$7:$E$99,4,FALSE),\"\")","v":""},null,null,null,{"$f":"IFERROR(VLOOKUP(Q140,$B$7:$E$99,2,FALSE),\"\")","v":""},{"$f":"IFERROR(VLOOKUP(Q140,$B$7:$E$99,3,FALSE),\"\")","v":""},{"$f":"IFERROR(VLOOKUP(Q140,$B$7:$E$99,4,FALSE),\"\")","v":""},null,null,null,"","","","",""]
[37,"","","","","",null,null,null,null,null,{"$f":"IFERROR(VLOOKUP(K141,$B$7:$E$99,2,FALSE),\"\")","v":""},{"$f":"IFERROR(VLOOKUP(K141,$B$7:$E$99,3,FALSE),\"\")","v":""},{"$f":"IFERROR(VLOOKUP(K141,$B$7:$E$99,4,FALSE),\"\")","v":""},null,null,null,{"$f":"IFERROR(VLOOKUP(Q141,$B$7:$E$99,2,FALSE),\"\")","v":""},{"$f":"IFERROR(VLOOKUP(Q141,$B$7:$E$99,3,FALSE),\"\")","v":""},{"$f":"IFERROR(VLOOKUP(Q141,$B$7:$E$99,4,FALSE),\"\")","v":""},null,null,null,"","","","",""]
[38,"","","","","",null,null,null,null,null,null,null,null,null,null,null,null,null,null,null,null,null,"","","","",""]
[39,"","","","","",null,null,null,null,null,"Accessoires de régulation",null,null,null,null,null,"Accessoires de régulation",null,null,null,null,null,"","","","",""]
[40,"","","","","",null,null,null,null,{"$f":"$B$31","v":100019114},{"$f":"IFERROR(VLOOKUP(K144,$B$7:$E$99,2,FALSE),\"\")","v":"KIT SONDE HYGRO RAFRAICHISSEMENT"},{"$f":"IFERROR(VLOOKUP(K144,$B$7:$E$99,3,FALSE),\"\")","v":"HK27"},{"$f":"IFERROR(VLOOKUP(K144,$B$7:$E$99,4,FALSE),\"\")","v":233},null,null,null,{"$f":"IFERROR(VLOOKUP(Q144,$B$7:$E$99,2,FALSE),\"\")","v":""},{"$f":"IFERROR(VLOOKUP(Q144,$B$7:$E$99,3,FALSE),\"\")","v":""},{"$f":"IFERROR(VLOOKUP(Q144,$B$7:$E$99,4,FALSE),\"\")","v":""},null,null,null,"","","","",""]
[41,"","","","","",null,null,null,null,{"$f":"$B$22","v":7636899},"KIT SILENCIEUX MODULE EXTERIEUR","EH572",66,null,null,null,"","","",null,null,null,"","","","",""]
[42,"","","","","",null,null,null,null,{"$f":"$B$24","v":7727379},"","","",null,null,null,"","","",null,null,null,"","","","",""]
[43,"","","","","",null,null,null,null,{"$f":"$B$25","v":88017859},"THERMOSTAT D'AMBIANCE NON PROGRAMMABLE","AD140",54,null,null,null,"","","",null,null,null,"","","","",""]
[44,"","","","","",null,null,null,null,{"$f":"$B$26","v":88017855},"","","",null,null,null,"","","",null,null,null,"","","","",""]
[45,"","","","","",null,null,null,null,{"$f":"$B$27","v":88017018},"THERMOSTAT D AMBIANCE PROGRAMMABLE SANS FILS","AD192",308,null,null,null,"","","",null,null,null,"","","","",""]
[46,"","","","","",null,null,null,null,{"$f":"$B$28","v":7691375},"","","",{"$f":"$H$18","v":1},null,null,"","","",null,null,null,"","","","",""]
[47,"","","","","",null,null,null,null,{"$f":"$B$29","v":7624902},"KIT CABLAGE PLANCHER CHAUFFANT DIRECT","HA255",40,null,null,null,"","","",null,null,null,"","","","",""]
[48,"","","","","",null,null,null,null,{"$f":"$B$30","v":7622433},"KIT SONDE CONDENSATION (0-10V)","HZ64",420,null,null,null,"","","",null,null,null,"","","","",""]
[49,"","","","","",null,null,null,null,{"$f":"IF($H$18=2,\"\",$B$23)","v":7726492},"","","",null,null,null,"","","",null,null,null,"","","","",""]
[50,"","","","","",null,null,null,null,null,"","","",null,null,null,"","","",null,null,null,"","","","",""]
[51,"","","","","",null,null,null,null,null,"","","",null,null,null,"","","",null,null,null,"","","","",""]
[52,"","","","","",null,null,null,null,null,"","","",null,null,null,"","","",null,null,null,"","","","",""]
[53,"","","","","",null,null,null,null,null,"","","",null,null,null,"","","",null,null,null,"","","","",""]
[54,"","","","",""]
[55,"","","","",""]
[56,"","","","",""]
[57,"","","","","",null,null,null,null,null,null,null,null,null,null,{"$f":"$Q$24","v":"OEcOil-Hybrid OFSC (Condensation)"}]
[58,"","","","","",null,null,null,{"$f":"IF('Offre Strateo'!$H$9=OFFRE!$T$57,1,0)","v":0},{"$f":"OFFRE!$T$57","v":"STRATEO 8 MONO"},null,null,null,null,null,{"$f":"OFFRE!$L$57","v":"OEcOil-Hybrid OFSC 8 kW MONO"}]
[59,"","","","","",null,null,null,"Appoint",{"$f":"OFFRE!$F$7","v":"Electrique"},null,null,null,null,null,{"$f":"OFFRE!$F$6","v":"Hydraulique par chaudière"}]
[]
[]
[null,null,null,null,null,"qté préco",null,null,null,null,null,null,null,null,null,null,null,null,null,null,null,null,null,"Si 8 MR choisi"]
[null,"Devis final",null,null,null,null,null,null,null,"8 MR",null,{"$f":"IF($J$13=OFFRE!$H$23,\"Kit complet : PAC + accessoires\",\"\")","v":"Kit complet : PAC + accessoires"},null,null,null,null,null,"Kit complet : PAC + accessoires",null,null,null,null,{"$f":"IF(Y176=\"\",0,1)","v":0},{"$f":"IF($J$162=1,K167,IF($P$162=1,Q167,\"\"))","v":""},{"$f":"IF($J$162=1,L167,IF($P$162=1,R167,\"\"))","v":""},{"$f":"IF($J$162=1,M167,IF($P$162=1,S167,\"\"))","v":""},{"$f":"IF($J$162=1,N167,IF($P$162=1,T167,\"\"))","v":""},{"$f":"IF($J$162=1,O167,IF($P$162=1,U167,\"\"))","v":""}]
[1,{"$f":"IF(B105=0,\"\",B105)","v":""},{"$f":"IF(C105=0,\"\",C105)","v":""},{"$f":"IF(D105=0,\"\",D105)","v":""},{"$f":"IF(E105=0,\"\",E105)","v":""},{"$f":"IF(F105=0,\"\",F105)","v":""},null,null,null,null,{"$f":"IF($J$13=OFFRE!$H$23,IF($H$18=1,$B$72,$B$75),\"\")","v":7728544},{"$f":"IFERROR(VLOOKUP(K168,$B$7:$E$99,2,FALSE),\"\")","v":""},{"$f":"IFERROR(VLOOKUP(K168,$B$7:$E$99,3,FALSE),\"\")","v":"-"},{"$f":"IFERROR(VLOOKUP(K168,$B$7:$E$99,4,FALSE),\"\")","v":""},{"$f":"IF(K168=\"\",\"\",1)","v":1},null,null,{"$f":"IFERROR(VLOOKUP(Q168,$B$7:$E$99,2,FALSE),\"\")","v":""},{"$f":"IFERROR(VLOOKUP(Q168,$B$7:$E$99,3,FALSE),\"\")","v":""},{"$f":"IFERROR(VLOOKUP(Q168,$B$7:$E$99,4,FALSE),\"\")","v":""},null,null,null,{"$f":"IF($J$162=1,K168,IF($P$162=1,Q168,\"\"))","v":""},{"$f":"IF($J$162=1,L168,IF($P$162=1,R168,\"\"))","v":""},{"$f":"IF($J$162=1,M168,IF($P$162=1,S168,\"\"))","v":""},{"$f":"IF($J$162=1,N168,IF($P$162=1,T168,\"\"))","v":""},{"$f":"IF($J$162=1,O168,IF($P$162=1,U168,\"\"))","v":""}]
[2,{"$f":"IF(B106=0,\"\",B106)","v":""},"",{"$f":"IF(D106=0,\"\",D106)","v":""},{"$f":"IF(E106=0,\"\",E106)","v":""},{"$f":"IF(F106=0,\"\",F106)","v":""},null,null,null,null,null,null,null,null,{"$f":"IF(K169=\"\",\"\",1)","v":""},null,null,null,null,null,null,null,null,"","","","",""]
[3,"","","","","",null,null,null,null,null,{"$f":"IF($J$13=OFFRE!$H$24,\"Sélection personnalisée\",\"\")","v":""},null,null,"",null,null,"Sélection personnalisée",null,null,null,null,null,"","","","",""]
[4,"","","","","",null,null,null,null,{"$f":"IF($J$13=OFFRE!$H$24,$B$57,\"\")","v":""},{"$f":"IFERROR(VLOOKUP(K171,$B$7:$E$99,2,FALSE),\"\")","v":""},{"$f":"IFERROR(VLOOKUP(K171,$B$7:$E$99,3,FALSE),\"\")","v":""},{"$f":"IFERROR(VLOOKUP(K171,$B$7:$E$99,4,FALSE),\"\")","v":""},"",null,null,{"$f":"IFERROR(VLOOKUP(Q171,$B$7:$E$99,2,FALSE),\"\")","v":""},{"$f":"IFERROR(VLOOKUP(Q171,$B$7:$E$99,3,FALSE),\"\")","v":""},{"$f":"IFERROR(VLOOKUP(Q171,$B$7:$E$99,4,FALSE),\"\")","v":""},null,null,null,"","","","",""]
[5,"","","","","",null,null,null,null,{"$f":"IF($J$13=OFFRE!$H$24,IF($H$18=1,$B$60,$B$61),\"\")","v":""},{"$f":"IFERROR(VLOOKUP(K172,$B$7:$E$99,2,FALSE),\"\")","v":""},{"$f":"IFERROR(VLOOKUP(K172,$B$7:$E$99,3,FALSE),\"\")","v":""},{"$f":"IFERROR(VLOOKUP(K172,$B$7:$E$99,4,FALSE),\"\")","v":""},"",null,null,{"$f":"IFERROR(VLOOKUP(Q172,$B$7:$E$99,2,FALSE),\"\")","v":""},{"$f":"IFERROR(VLOOKUP(Q172,$B$7:$E$99,3,FALSE),\"\")","v":""},{"$f":"IFERROR(VLOOKUP(Q172,$B$7:$E$99,4,FALSE),\"\")","v":""},null,null,null,"","","","",""]
[6,"","","","","",null,null,null,null,{"$f":"IF($J$13=OFFRE!$H$24,IF($H$18=1,$B$78,$B$79),\"\")","v":""},{"$f":"IFERROR(VLOOKUP(K173,$B$7:$E$99,2,FALSE),\"\")","v":""},{"$f":"IFERROR(VLOOKUP(K173,$B$7:$E$99,3,FALSE),\"\")","v":""},{"$f":"IFERROR(VLOOKUP(K173,$B$7:$E$99,4,FALSE),\"\")","v":""},"",null,null,{"$f":"IFERROR(VLOOKUP(Q173,$B$7:$E$99,2,FALSE),\"\")","v":""},{"$f":"IFERROR(VLOOKUP(Q173,$B$7:$E$99,3,FALSE),\"\")","v":""},{"$f":"IFERROR(VLOOKUP(Q173,$B$7:$E$99,4,FALSE),\"\")","v":""},null,null,null,"","","","",""]
[7,"","","","","",null,null,null,null,null,null,null,null,"",null,null,null,null,null,null,null,null,"","","","",""]
[8,"","","","","",null,null,null,null,null,null,null,null,"",null,null,null,null,null,null,null,null,"","","","",""]
[9,"","","","","",null,null,null,null,null,"Accessoires de mise en œuvre",null,null,null,null,null,"Accessoires de mise en œuvre",null,null,null,null,null,"","","","",""]
[10,"","","","","",null,null,null,null,{"$f":"IF($H$15=OFFRE!$H$16,'Offre Strateo'!$B$9,'Offre Strateo'!$B$7)","v":7694974},{"$f":"IFERROR(VLOOKUP(K177,$B$7:$E$99,2,FALSE),\"\")","v":"SUPPORT AU SOL CAOUTCHOUC 600MM"},{"$f":"IFERROR(VLOOKUP(K177,$B$7:$E$99,3,FALSE),\"\")","v":"EH879"},{"$f":"IFERROR(VLOOKUP(K177,$B$7:$E$99,4,FALSE),\"\")","v":119},1,null,null,{"$f":"IFERROR(VLOOKUP(Q177,$B$7:$E$99,2,FALSE),\"\")","v":""},{"$f":"IFERROR(VLOOKUP(Q177,$B$7:$E$99,3,FALSE),\"\")","v":""},{"$f":"IFERROR(VLOOKUP(Q177,$B$7:$E$99,4,FALSE),\"\")","v":""},null,null,null,"","","","",""]
[11,"","","","","",null,null,null,null,null,null,null,null,null,null,null,null,null,null,null,null,null,{"$f":"IF($J$162=1,K178,IF($P$162=1,Q178,\"\"))","v":""},"","","",""]
[12,"","","","","",null,null,null,null,null,null,null,null,null,null,null,null,null,null,null,null,null,{"$f":"IF($J$162=1,K179,IF($P$162=1,Q179,\"\"))","v":""},"","","",""]
[13,"","","","","",null,null,null,null,null,"Liaison frigorifique",null,null,null,null,null,"Liaison frigorifique",null,null,null,null,null,"","","","",""]
[14,"","","","","",null,null,null,null,{"$f":"$B$11","v":7726775},{"$f":"IFERROR(VLOOKUP(K181,$B$7:$E$99,2,FALSE),\"\")","v":"KIT FLEXIBLES FRIGO L2300 "},{"$f":"IFERROR(VLOOKUP(K181,$B$7:$E$99,3,FALSE),\"\")","v":"EH978"},{"$f":"IFERROR(VLOOKUP(K181,$B$7:$E$99,4,FALSE),\"\")","v":365},1,null,null,{"$f":"IFERROR(VLOOKUP(Q181,$B$7:$E$99,2,FALSE),\"\")","v":""},{"$f":"IFERROR(VLOOKUP(Q181,$B$7:$E$99,3,FALSE),\"\")","v":""},{"$f":"IFERROR(VLOOKUP(Q181,$B$7:$E$99,4,FALSE),\"\")","v":""},null,null,null,"","","","",""]
[15,"","","","","",null,null,null,null,{"$f":"$B$12","v":100012535},{"$f":"IFERROR(VLOOKUP(K182,$B$7:$E$99,2,FALSE),\"\")","v":"LIAISON FRIGORIFIQUE PE 5/8'' 3/8'' - LG 5m"},{"$f":"IFERROR(VLOOKUP(K182,$B$7:$E$99,3,FALSE),\"\")","v":"EH114"},{"$f":"IFERROR(VLOOKUP(K182,$B$7:$E$99,4,FALSE),\"\")","v":255},null,null,null,null,null,null,null,null,null,"","","","",""]
[16,"","","","","",null,null,null,null,{"$f":"$B$13","v":100012536},{"$f":"IFERROR(VLOOKUP(K183,$B$7:$E$99,2,FALSE),\"\")","v":"LIAISON FRIGORIFIQUE PE 5/8'' 3/8'' - LG 10m"},{"$f":"IFERROR(VLOOKUP(K183,$B$7:$E$99,3,FALSE),\"\")","v":"EH115"},{"$f":"IFERROR(VLOOKUP(K183,$B$7:$E$99,4,FALSE),\"\")","v":456},null,null,null,null,null,null,null,null,null,"","","","",""]
[17,"","","","","",null,null,null,null,{"$f":"$B$14","v":100012537},{"$f":"IFERROR(VLOOKUP(K184,$B$7:$E$99,2,FALSE),\"\")","v":"LIAISON FRIGORIFIQUE PE 5/8'' 3/8'' - LG 20m"},{"$f":"IFERROR(VLOOKUP(K184,$B$7:$E$99,3,FALSE),\"\")","v":"EH116"},{"$f":"IFERROR(VLOOKUP(K184,$B$7:$E$99,4,FALSE),\"\")","v":823},null,null,null,null,null,null,null,null,null,"","","","",""]
[18,{"$f":"IF(B122=0,\"\",B122)","v":""},"","","","",null,null,null,null,null,"Accessoires de raccordement hydraulique",null,null,null,null,null,"Accessoires de raccordement hydraulique",null,null,null,null,null,"","","","",""]
[19,{"$f":"IF(B123=0,\"\",B123)","v":""},"","","","",null,null,null,null,{"$f":"$B$16","v":7726776},{"$f":"IFERROR(VLOOKUP(K186,$B$7:$E$99,2,FALSE),\"\")","v":""},{"$f":"IFERROR(VLOOKUP(K186,$B$7:$E$99,3,FALSE),\"\")","v":""},{"$f":"IFERROR(VLOOKUP(K186,$B$7:$E$99,4,FALSE),\"\")","v":""},1,null,null,{"$f":"IFERROR(VLOOKUP(Q186,$B$7:$E$99,2,FALSE),\"\")","v":""},{"$f":"IFERROR(VLOOKUP(Q186,$B$7:$E$99,3,FALSE),\"\")","v":""},{"$f":"IFERROR(VLOOKUP(Q186,$B$7:$E$99,4,FALSE),\"\")","v":""},null,null,null,"","","","",""]
[20,"","","","","",null,null,null,null,{"$f":"$B$17","v":7687189},"KIT POMPE DE RELEVAGE","EH860",158,null,null,null,"","","",null,null,null,"","","","",""]
[21,"","","","","",null,null,null,null,{"$f":"$B$18","v":100008841},"BALLON TAMPON 80L B 80 T","EH85",572,1,null,null,"","","",null,null,null,"","","","",""]
[22,"","","","","",null,null,null,null,{"$f":"$B$19","v":100004415},"BALLON TAMPON 160L B 150 T","EH60",857,null,null,null,"","","",null,null,null,"","","","",""]
[23,"","","","","",null,null,null,null,{"$f":"IF($H$18=2,\"\",$B$20)","v":7717436},"","","",null,null,null,"","","",null,null,null,"","","","",""]
[24,"","","","","",null,null,null,null,null,"","","",null,null,null,"","","",null,null,null,"","","","",""]
[25,"","","","","",null,null,null,null,null,"","","",null,null,null,"","","",null,null,null,"","","","",""]
[26,"","","","","",null,null,null,null,null,"","","",null,null,null,"","","",null,null,null,"","","","",""]
[27,"","","","","",null,null,null,null,null,"","","",null,null,null,"","","",null,null,null,"","","","",""]
[28,"","","","","",null,null,null,null,null,"","","",null,null,null,"","","",null,null,null,"","","","",""]
[29,"","","","","",null,null,null,null,null,null,null,null,null,null,null,null,null,null,null,null,null,"","","","",""]
[30,"","","","","",null,null,null,null,null,null,null,null,null,null,null,"Ballons de production Eau Chaude Sanitaire",null,null,null,null,null,"","","","",""]
[31,"","","","","",null,null,null,null,null,{"$f":"IFERROR(VLOOKUP(K198,$B$7:$E$99,2,FALSE),\"\")","v":""},{"$f":"IFERROR(VLOOKUP(K198,$B$7:$E$99,3,FALSE),\"\")","v":""},{"$f":"IFERROR(VLOOKUP(K198,$B$7:$E$99,4,FALSE),\"\")","v":""},null,null,null,{"$f":"IFERROR(VLOOKUP(Q198,$B$7:$E$99,2,FALSE),\"\")","v":""},{"$f":"IFERROR(VLOOKUP(Q198,$B$7:$E$99,3,FALSE),\"\")","v":""},{"$f":"IFERROR(VLOOKUP(Q198,$B$7:$E$99,4,FALSE),\"\")","v":""},null,null,null,"","","","",""]
[32,"","","","","",null,null,null,null,null,"","","",null,null,null,"","","",null,null,null,"","","","",""]
[33,"","","","","",null,null,null,null,null,"","","",null,null,null,"","","",null,null,null,"","","","",""]
[34,{"$f":"IF(B138=0,\"\",B138)","v":""},"","","","",null,null,null,null,null,"","","",null,null,null,"","","",null,null,null,"","","","",""]
[35,{"$f":"IF(B139=0,\"\",B139)","v":""},"","","","",null,null,null,null,null,"","","",null,null,null,"","","",null,null,null,"","","","",""]
[36,"","","","","",null,null,null,null,null,"","","",null,null,null,"","","",null,null,null,"","","","",""]
[37,"","","","","",null,null,null,null,null,"","","",null,null,null,"","","",null,null,null,"","","","",""]
[38,"","","","","",null,null,null,null,null,"","","",null,null,null,"","","",null,null,null,"","","","",""]
[39,"","","","","",null,null,null,null,null,null,null,null,null,null,null,null,null,null,null,null,null,"","","","",""]
[40,"","","","","",null,null,null,null,null,null,null,null,null,null,null,"Kit de fonction réversible",null,null,null,null,null,"","","","",""]
[41,"","","","","",null,null,null,null,null,{"$f":"IFERROR(VLOOKUP(K208,$B$7:$E$99,2,FALSE),\"\")","v":""},{"$f":"IFERROR(VLOOKUP(K208,$B$7:$E$99,3,FALSE),\"\")","v":""},{"$f":"IFERROR(VLOOKUP(K208,$B$7:$E$99,4,FALSE),\"\")","v":""},null,null,null,{"$f":"IFERROR(VLOOKUP(Q208,$B$7:$E$99,2,FALSE),\"\")","v":""},{"$f":"IFERROR(VLOOKUP(Q208,$B$7:$E$99,3,FALSE),\"\")","v":""},{"$f":"IFERROR(VLOOKUP(Q208,$B$7:$E$99,4,FALSE),\"\")","v":""},null,null,null,"","","","",""]
[42,"","","","","",null,null,null,null,null,{"$f":"IFERROR(VLOOKUP(K209,$B$7:$E$99,2,FALSE),\"\")","v":""},{"$f":"IFERROR(VLOOKUP(K209,$B$7:$E$99,3,FALSE),\"\")","v":""},{"$f":"IFERROR(VLOOKUP(K209,$B$7:$E$99,4,FALSE),\"\")","v":""},null,null,null,{"$f":"IFERROR(VLOOKUP(Q209,$B$7:$E$99,2,FALSE),\"\")","v":""},{"$f":"IFERROR(VLOOKUP(Q209,$B$7:$E$99,3,FALSE),\"\")","v":""},{"$f":"IFERROR(VLOOKUP(Q209,$B$7:$E$99,4,FALSE),\"\")","v":""},null,null,null,"","","","",""]
[43,"","","","","",null,null,null,null,null,null,null,null,null,null,null,null,null,null,null,null,null,"","","","",""]
[44,"","","","","",null,null,null,null,null,"Accessoires de régulation",null,null,null,null,null,"Accessoires de régulation",null,null,null,null,null,"","","","",""]
[45,"","","","","",null,null,null,null,{"$f":"$B$31","v":100019114},{"$f":"IFERROR(VLOOKUP(K212,$B$7:$E$99,2,FALSE),\"\")","v":"KIT SONDE HYGRO RAFRAICHISSEMENT"},{"$f":"IFERROR(VLOOKUP(K212,$B$7:$E$99,3,FALSE),\"\")","v":"HK27"},{"$f":"IFERROR(VLOOKUP(K212,$B$7:$E$99,4,FALSE),\"\")","v":233},null,null,null,{"$f":"IFERROR(VLOOKUP(Q212,$B$7:$E$99,2,FALSE),\"\")","v":""},{"$f":"IFERROR(VLOOKUP(Q212,$B$7:$E$99,3,FALSE),\"\")","v":""},{"$f":"IFERROR(VLOOKUP(Q212,$B$7:$E$99,4,FALSE),\"\")","v":""},null,null,null,"","","","",""]
[46,"","","","","",null,null,null,null,{"$f":"$B$22","v":7636899},"KIT SILENCIEUX MODULE EXTERIEUR","EH572",66,null,null,null,"","","",null,null,null,"","","","",""]
[47,"","","","","",null,null,null,null,{"$f":"$B$24","v":7727379},"","","",null,null,null,"","","",null,null,null,"","","","",""]
[48,"","","","","",null,null,null,null,{"$f":"$B$25","v":88017859},"THERMOSTAT D'AMBIANCE NON PROGRAMMABLE","AD140",54,null,null,null,"","","",null,null,null,"","","","",""]
[49,"","","","","",null,null,null,null,{"$f":"$B$26","v":88017855},"","","",null,null,null,"","","",null,null,null,"","","","",""]
[50,{"$f":"IF(B154=0,\"\",B154)","v":""},"","","","",null,null,null,null,{"$f":"$B$27","v":88017018},"THERMOSTAT D AMBIANCE PROGRAMMABLE SANS FILS","AD192",308,null,null,null,"","","",null,null,null,"","","","",""]
[51,{"$f":"IF(B155=0,\"\",B155)","v":""},"","","","",null,null,null,null,{"$f":"$B$28","v":7691375},"","","",{"$f":"$H$18","v":1},null,null,"","","",null,null,null,"","","","",""]
[52,"","","","","",null,null,null,null,{"$f":"$B$29","v":7624902},"KIT CABLAGE PLANCHER CHAUFFANT DIRECT","HA255",40,null,null,null,"","","",null,null,null,"","","","",""]
[53,"","","","","",null,null,null,null,{"$f":"$B$30","v":7622433},"KIT SONDE CONDENSATION (0-10V)","HZ64",420,null,null,null,"","","",null,null,null,"","","","",""]
[54,"","","","","",null,null,null,null,{"$f":"IF($H$18=2,\"\",$B$23)","v":7726492},"","","",null,null,null,"","","",null,null,null,"","","","",""]
[55,"","","","","",null,null,null,null,null,"","","",null,null,null,"","","",null,null,null,"","","","",""]
[56,"","","","","",null,null,null,null,null,"","","",null,null,null,"","","",null,null,null,"","","","",""]
[57,"","","","","",null,null,null,null,null,"","","",null,null,null,"","","",null,null,null,"","","","",""]
[58,"","","","","",null,null,null,null,null,"","","",null,null,null,"","","",null,null,null,"","","","",""]
[59,"","","","",""]
[null,{"$f":"\"\"","v":""},{"$f":"+L5","v":"Accessoires de régulation nécessaires pour les circuits indiqués :"},{"$f":"\"\"","v":""},{"$f":"\"\"","v":""},{"$f":"\"\"","v":""}]
[null,{"$f":"\"\"","v":""},{"$f":"+L6","v":"1 circuit : Vanne"},{"$f":"\"\"","v":""},{"$f":"\"\"","v":""},{"$f":"\"\"","v":""}]
[null,{"$f":"\"\"","v":""},{"$f":"\"\"","v":""},{"$f":"\"\"","v":""},{"$f":"\"\"","v":""},{"$f":"\"\"","v":""}]
[null,{"$f":"+K8","v":""},{"$f":"+OFFRE!$AF$71","v":"Disponible d'origine"},{"$f":"+M8","v":""},{"$f":"+N8","v":""},{"$f":"IF(B230<>\"\",1,\"\")","v":""}]
[null,{"$f":"\"\"","v":""},{"$f":"\"\"","v":""},{"$f":"\"\"","v":""},{"$f":"\"\"","v":""},{"$f":"\"\"","v":""}]
[null,{"$f":"\"\"","v":""},{"$f":"\"\"","v":""},{"$f":"\"\"","v":""},{"$f":"\"\"","v":""},{"$f":"\"\"","v":""}]
[null,{"$f":"\"\"","v":""},{"$f":"\"\"","v":""},{"$f":"\"\"","v":""},{"$f":"\"\"","v":""},{"$f":"\"\"","v":""}]
[null,{"$f":"\"\"","v":""},{"$f":"\"\"","v":""},{"$f":"\"\"","v":""},{"$f":"\"\"","v":""},{"$f":"\"\"","v":""}]
[null,{"$f":"\"\"","v":""},{"$f":"\"\"","v":""},{"$f":"\"\"","v":""},{"$f":"\"\"","v":""},{"$f":"\"\"","v":""}]
[null,{"$f":"\"\"","v":""},{"$f":"\"\"","v":""},{"$f":"\"\"","v":""},{"$f":"\"\"","v":""},{"$f":"\"\"","v":""}]
[null,{"$f":"\"\"","v":""},{"$f":"\"\"","v":""},{"$f":"\"\"","v":""},{"$f":"\"\"","v":""},{"$f":"\"\"","v":""}]
[null,{"$f":"\"\"","v":""},{"$f":"\"\"","v":""},{"$f":"\"\"","v":""},{"$f":"\"\"","v":""},{"$f":"\"\"","v":""}]
[null,{"$f":"\"\"","v":""},{"$f":"\"\"","v":""},{"$f":"\"\"","v":""},{"$f":"\"\"","v":""},{"$f":"\"\"","v":""}]
[null,{"$f":"\"\"","v":""},{"$f":"\"\"","v":""},{"$f":"\"\"","v":""},{"$f":"\"\"","v":""},{"$f":"\"\"","v":""}]
[null,{"$f":"\"\"","v":""},{"$f":"\"\"","v":""},{"$f":"\"\"","v":""},{"$f":"\"\"","v":""},{"$f":"\"\"","v":""}]
[null,{"$f":"\"\"","v":""},{"$f":"\"\"","v":""},{"$f":"\"\"","v":""},{"$f":"\"\"","v":""},{"$f":"\"\"","v":""}]
[null,{"$f":"\"\"","v":""},{"$f":"\"\"","v":""},{"$f":"\"\"","v":""},{"$f":"\"\"","v":""},{"$f":"\"\"","v":""}]
[null,{"$f":"\"\"","v":""},{"$f":"\"\"","v":""},{"$f":"\"\"","v":""},{"$f":"\"\"","v":""},{"$f":"\"\"","v":""}]

{"sheet":"Offre HPI - CAELIA","index":29,"n_rows":613,"n_cols":28,"rows_kept":613,"cut":false,"hidden":true,"merged":[[554,9,612,9],[228,9,286,9],[489,9,547,9],[424,9,482,9],[359,9,417,9],[294,9,352,9],[146,0,149,0],[182,1,182,5],[3,1,3,4],[76,1,76,4],[98,9,156,9],[163,9,221,9],[29,9,87,9]]}
[]
[null,null,"Composition devis CAELIA (relève élec ou chaudière)"]
[]
["A garder ","ACCESSOIRES ET OPTIONS CAELIA UNIQUEMENT"]
[null,null,null,null,null,null,null,"Gamme"]
[null,"Références","Désignation",null,"Prix",null,null,{"$f":"IF(Chiffrage!$B$18=OFFRE!$B$7,Chiffrage!$B$24,Chiffrage!$B$25)","v":"OENOVIAPAC-C MB (Monobloc)"},null,null,null,"Accessoires de régulation nécessaires pour les circuits indiqués :"]
["Supports",null,null,null,null,null,null,null,null,null,null,{"$f":"IF($H$18>1,CONCATENATE($H$18,\" circuits : \",$H$21),CONCATENATE($H$18,\" circuit : \",$H$21))","v":"1 circuit : Vanne"}]
[{"$f":"D8","v":"EH95"},100011222,{"$f":"VLOOKUP($B8,Tarif!$A:$D,2,FALSE)","v":"SUPPORT MURALE & PLOTS ANTIVIBRATILES POUR  ROE-II AWHP 6-8"},{"$f":"VLOOKUP($B8,Tarif!$A:$D,3,FALSE)","v":"EH95"},{"$f":"VLOOKUP($B8,Tarif!$A:$D,4,FALSE)","v":181},null,null,"Modèle"]
[{"$f":"D9","v":"EH250"},100018409,{"$f":"VLOOKUP($B9,Tarif!$A:$D,2,FALSE)","v":"SUPPORT MURAL AWHP 11à 27 kW"},{"$f":"VLOOKUP($B9,Tarif!$A:$D,3,FALSE)","v":"EH250"},{"$f":"VLOOKUP($B9,Tarif!$A:$D,4,FALSE)","v":181},null,null,{"$f":"IF(Chiffrage!$B$18=OFFRE!$B$7,Chiffrage!$G$24,IF($H$27=ChoixPAC!$G$12,VLOOKUP(Chiffrage!$G$25,ChoixPAC!$H$43:$I$51,2,FALSE),Chiffrage!$G$25))","v":"OEnoviaPac-C MB 6 MR - E"},null,null,{"$f":"IFERROR(IF(VLOOKUP($H$21,OFFRE!$O$71:$AF$76,6,FALSE)=\"Disponible d'origine\",\"\",VLOOKUP($M$9,$A$7:$E$50,2,FALSE)),\"\")","v":88017017},{"$f":"IFERROR(IF(VLOOKUP($H$21,OFFRE!$O$71:$AF$76,6,FALSE)=\"Disponible d'origine\",VLOOKUP($H$21,OFFRE!$O$71:$AF$76,6,FALSE),VLOOKUP($M$9,$A$7:$E$50,3,FALSE)),\"\")","v":"SONDE DEPART v3v"},{"$f":"IF(OR(VLOOKUP($H$21,OFFRE!$O$71:$AF$76,6,FALSE)=0,VLOOKUP($H$21,OFFRE!$O$71:$AF$76,6,FALSE)=\"Disponible d'origine\"),\"\",VLOOKUP($H$21,OFFRE!$O$71:$AF$76,6,FALSE))","v":"AD199"},{"$f":"IFERROR(IF(VLOOKUP($H$21,OFFRE!$O$71:$AF$76,6,FALSE)=\"Disponible d'origine\",\"\",VLOOKUP($M$9,$A$7:$E$50,5,FALSE)),\"\")","v":85}]
[{"$f":"D10","v":0},null,null,null,null,null,null,null,null,null,{"$f":"IFERROR(IF(VLOOKUP($H$21,OFFRE!$O$71:$AF$76,7,FALSE)=\"Disponible d'origine\",VLOOKUP($H$21,OFFRE!$O$71:$AF$76,7,FALSE),VLOOKUP($M$10,$A$7:$E$50,2,FALSE)),\"\")","v":""},{"$f":"IFERROR(IF(VLOOKUP($H$21,OFFRE!$O$71:$AF$76,7,FALSE)=\"Disponible d'origine\",VLOOKUP($H$21,OFFRE!$O$71:$AF$76,7,FALSE),VLOOKUP($M$10,$A$7:$E$50,3,FALSE)),\"\")","v":""},{"$f":"IF(OR(VLOOKUP($H$21,OFFRE!$O$71:$AF$76,7,FALSE)=0,VLOOKUP($H$21,OFFRE!$O$71:$AF$76,7,FALSE)=\"Disponible d'origine\"),\"\",VLOOKUP($H$21,OFFRE!$O$71:$AF$76,7,FALSE))","v":""},{"$f":"IFERROR(IF(VLOOKUP($H$21,OFFRE!$O$71:$AF$76,7,FALSE)=\"Disponible d'origine\",VLOOKUP($H$21,OFFRE!$O$71:$AF$76,7,FALSE),VLOOKUP($M$10,$A$7:$E$50,5,FALSE)),\"\")","v":""}]
[{"$f":"D11","v":"EH112"},100012533,{"$f":"VLOOKUP($B11,Tarif!$A:$D,2,FALSE)","v":"SUPPORT POSE AU SOL AWHP"},{"$f":"VLOOKUP($B11,Tarif!$A:$D,3,FALSE)","v":"EH112"},{"$f":"VLOOKUP($B11,Tarif!$A:$D,4,FALSE)","v":48},null,null,"Type d'appoint"]
[{"$f":"D12","v":"EH879"},7694974,{"$f":"VLOOKUP($B12,Tarif!$A:$D,2,FALSE)","v":"SUPPORT AU SOL CAOUTCHOUC 600MM"},{"$f":"VLOOKUP($B12,Tarif!$A:$D,3,FALSE)","v":"EH879"},{"$f":"VLOOKUP($B12,Tarif!$A:$D,4,FALSE)","v":119},null,null,{"$f":"IF(Chiffrage!$B$18=OFFRE!$B$7,Chiffrage!$J$24,Chiffrage!$J$25)","v":"Electrique"},null,"type séléction"]
["Liaisons",null,null,null,null,null,null,null,null,{"$f":"Chiffrage!$G$111","v":"Kit complet"}]
[{"$f":"D14","v":"EH114"},100012535,{"$f":"VLOOKUP($B14,Tarif!$A:$D,2,FALSE)","v":"LIAISON FRIGORIFIQUE PE 5/8'' 3/8'' - LG 5m"},{"$f":"VLOOKUP($B14,Tarif!$A:$D,3,FALSE)","v":"EH114"},{"$f":"VLOOKUP($B14,Tarif!$A:$D,4,FALSE)","v":255},null,null,"Pose unité ext"]
[{"$f":"D15","v":"EH115"},100012536,{"$f":"VLOOKUP($B15,Tarif!$A:$D,2,FALSE)","v":"LIAISON FRIGORIFIQUE PE 5/8'' 3/8'' - LG 10m"},{"$f":"VLOOKUP($B15,Tarif!$A:$D,3,FALSE)","v":"EH115"},{"$f":"VLOOKUP($B15,Tarif!$A:$D,4,FALSE)","v":456},null,null,{"$f":"OFFRE!$O$23","v":"Au sol"}]
[{"$f":"D16","v":"EH116"},100012537,{"$f":"VLOOKUP($B16,Tarif!$A:$D,2,FALSE)","v":"LIAISON FRIGORIFIQUE PE 5/8'' 3/8'' - LG 20m"},{"$f":"VLOOKUP($B16,Tarif!$A:$D,3,FALSE)","v":"EH116"},{"$f":"VLOOKUP($B16,Tarif!$A:$D,4,FALSE)","v":823}]
[{"$f":"D17","v":"EH142"},100015476,{"$f":"VLOOKUP($B17,Tarif!$A:$D,2,FALSE)","v":"LIAISON FRIGORIFIQUE PE 1/2\" 1/4\" - LG 10 m"},{"$f":"VLOOKUP($B17,Tarif!$A:$D,3,FALSE)","v":"EH142"},{"$f":"VLOOKUP($B17,Tarif!$A:$D,4,FALSE)","v":255},null,null,"nb circuit"]
["Mode froid",null,null,null,null,null,null,{"$f":"OFFRE!$N$23","v":1}]
[{"$f":"D19","v":"HK24"},100018410,{"$f":"VLOOKUP($B19,Tarif!$A:$D,2,FALSE)","v":"KIT ISOLATION MODE FROID MIT-IN iSYSTEM"},{"$f":"VLOOKUP($B19,Tarif!$A:$D,3,FALSE)","v":"HK24"},{"$f":"VLOOKUP($B19,Tarif!$A:$D,4,FALSE)","v":297}]
[{"$f":"D20","v":"HK25"},100018411,{"$f":"VLOOKUP($B20,Tarif!$A:$D,2,FALSE)","v":"KIT ISOLATION MODE FROID KIT VANNE 3 VOIES (CIRCUIT B)"},{"$f":"VLOOKUP($B20,Tarif!$A:$D,3,FALSE)","v":"HK25"},{"$f":"VLOOKUP($B20,Tarif!$A:$D,4,FALSE)","v":168},null,null,"type circuit",null,null,null,"Relève électrique",null,null,null,null,null,"Relève hydraulique"]
["BT",null,null,null,null,null,null,{"$f":"OFFRE!$N$26","v":"Vanne"}]
[{"$f":"D22","v":"EH85"},100008841,{"$f":"VLOOKUP($B22,Tarif!$A:$D,2,FALSE)","v":"BALLON TAMPON 80L B 80 T"},{"$f":"VLOOKUP($B22,Tarif!$A:$D,3,FALSE)","v":"EH85"},{"$f":"VLOOKUP($B22,Tarif!$A:$D,4,FALSE)","v":572}]
["Hydraulique",null,null,null,null,null,null,"ECS par PAC"]
[{"$f":"D24","v":"HK21"},100017830,{"$f":"VLOOKUP($B24,Tarif!$A:$D,2,FALSE)","v":"KIT VANNE 3 VOIES (CIRCUIT B)"},{"$f":"VLOOKUP($B24,Tarif!$A:$D,3,FALSE)","v":"HK21"},{"$f":"VLOOKUP($B24,Tarif!$A:$D,4,FALSE)","v":732},null,null,{"$f":"OFFRE!$N$29","v":"NON"},null,null,null,null,null,null,null,null,null,null,null,null,"Qté devis type"]
[{"$f":"D25","v":"HK22"},100017832,{"$f":"VLOOKUP($B25,Tarif!$A:$D,2,FALSE)","v":"KIT TUBULURES 2 CIRCUITS"},{"$f":"VLOOKUP($B25,Tarif!$A:$D,3,FALSE)","v":"HK22"},{"$f":"VLOOKUP($B25,Tarif!$A:$D,4,FALSE)","v":156},null,null,null,null,{"$f":"IF('Offre HPI - CAELIA'!$H$9=OFFRE!$G$55,1,0)","v":0},{"$f":"OFFRE!$G$55","v":"OEnoviaPac-Confort-2 4,5 kW MONO - E"},null,null,null,null,{"$f":"IF('Offre HPI - CAELIA'!$H$9=OFFRE!$H$55,1,0)","v":0},{"$f":"OFFRE!$H$55","v":"OEnoviaPac-Confort-2 4,5 kW MONO - H"}]
["EH149",100015468,{"$f":"VLOOKUP($B26,Tarif!$A:$D,2,FALSE)","v":"KIT RAC HYDRAULIQUE PAC - BALLON ECS"},{"$f":"VLOOKUP($B26,Tarif!$A:$D,3,FALSE)","v":"EH149"},{"$f":"VLOOKUP($B26,Tarif!$A:$D,4,FALSE)","v":109},null,null,"Cascade ou non ?",null,"Appoint",{"$f":"OFFRE!$F$7","v":"Electrique"},null,null,null,null,null,{"$f":"OFFRE!$F$6","v":"Hydraulique par chaudière"}]
["EA140",100020164,{"$f":"VLOOKUP($B27,Tarif!$A:$D,2,FALSE)","v":"COLLECTEUR 2/3 CIRCUITS "},{"$f":"VLOOKUP($B27,Tarif!$A:$D,3,FALSE)","v":"EA140"},{"$f":"VLOOKUP($B27,Tarif!$A:$D,4,FALSE)","v":382},null,null,{"$f":"OFFRE!$O$17","v":""}]
["EA143",100020167,{"$f":"VLOOKUP($B28,Tarif!$A:$D,2,FALSE)","v":"CIRCUIT DIRECT P.ELEC CLASSE A  "},{"$f":"VLOOKUP($B28,Tarif!$A:$D,3,FALSE)","v":"EA143"},{"$f":"VLOOKUP($B28,Tarif!$A:$D,4,FALSE)","v":720}]
["EA144",100020168,{"$f":"VLOOKUP($B29,Tarif!$A:$D,2,FALSE)","v":"CIRCUIT V3V P.ELEC"},{"$f":"VLOOKUP($B29,Tarif!$A:$D,3,FALSE)","v":"EA144"},{"$f":"VLOOKUP($B29,Tarif!$A:$D,4,FALSE)","v":1023},null,null,null,null,null,null,null,null,null,null,null,null,null,null,null,null,null,null,"Si 4,5 MR choisi"]
["EA141",100020165,{"$f":"VLOOKUP($B30,Tarif!$A:$D,2,FALSE)","v":"CONSOLE MUR COLLECTEUR "},{"$f":"VLOOKUP($B30,Tarif!$A:$D,3,FALSE)","v":"EA141"},{"$f":"VLOOKUP($B30,Tarif!$A:$D,4,FALSE)","v":48},null,null,null,null,"4,5 MR",null,{"$f":"IF($J$13=OFFRE!$H$23,\"Kit complet : PAC + accessoires\",\"\")","v":"Kit complet : PAC + accessoires"},null,null,null,null,null,{"$f":"IF($J$13=OFFRE!$H$23,\"Kit complet : PAC + accessoires\",\"\")","v":"Kit complet : PAC + accessoires"},null,null,null,null,{"$f":"IF(Y39=\"\",0,1)","v":0},{"$f":"IF($J$25=1,K30,IF($P$25=1,Q30,\"\"))","v":""},"","","",""]
["EA142",100020166,{"$f":"VLOOKUP($B31,Tarif!$A:$D,2,FALSE)","v":"CONSOLE MUR 1 MODULE "},{"$f":"VLOOKUP($B31,Tarif!$A:$D,3,FALSE)","v":"EA142"},{"$f":"VLOOKUP($B31,Tarif!$A:$D,4,FALSE)","v":129},null,null,null,null,null,{"$f":"IF($J$13=OFFRE!$H$23,$B$105,\"\")","v":7670833},{"$f":"IFERROR(VLOOKUP(K31,$B$7:$E$124,2,FALSE),\"\")","v":"OENOVIAPAC-2 CONF 4.5 MR-2/EM"},{"$f":"IFERROR(VLOOKUP(K31,$B$7:$E$124,3,FALSE),\"\")","v":"-"},{"$f":"IFERROR(VLOOKUP(K31,$B$7:$E$124,4,FALSE),\"\")","v":5859},{"$f":"IF(K31=\"\",\"\",IF($H$27=ChoixPAC!$G$11,1,2))","v":2},null,{"$f":"IF($J$13=OFFRE!$H$23,$B$116,\"\")","v":7670787},{"$f":"IFERROR(VLOOKUP(Q31,$B$7:$E$124,2,FALSE),\"\")","v":"OENOVIAPAC-2 CONF 4.5 MR-2/H"},{"$f":"IFERROR(VLOOKUP(Q31,$B$7:$E$124,3,FALSE),\"\")","v":"-"},{"$f":"IFERROR(VLOOKUP(Q31,$B$7:$E$124,4,FALSE),\"\")","v":5352},{"$f":"IF(Q31=\"\",\"\",IF($H$27=ChoixPAC!$G$11,1,2))","v":2},null,null,"","","","",""]
["HA249",100003301,{"$f":"VLOOKUP($B32,Tarif!$A:$D,2,FALSE)","v":"KIT CABLAGE PLANCHER CHAUFFANT DIRECT"},{"$f":"VLOOKUP($B32,Tarif!$A:$D,3,FALSE)","v":"HA249"},{"$f":"VLOOKUP($B32,Tarif!$A:$D,4,FALSE)","v":42},null,null,null,null,null,null,null,null,null,{"$f":"IF(K32=\"\",\"\",IF($H$27=ChoixPAC!$G$11,1,2))","v":""},null,null,null,null,null,{"$f":"IF(Q32=\"\",\"\",IF($H$27=ChoixPAC!$G$11,1,2))","v":""},null,null,{"$f":"IF($J$25=1,K32,IF($P$25=1,Q32,\"\"))","v":""},{"$f":"IF($J$25=1,L32,IF($P$25=1,R32,\"\"))","v":""},{"$f":"IF($J$25=1,M32,IF($P$25=1,S32,\"\"))","v":""},{"$f":"IF($J$25=1,N32,IF($P$25=1,T32,\"\"))","v":""},{"$f":"IF($J$25=1,O32,IF($P$25=1,U32,\"\"))","v":""}]
["EH559",7625589,{"$f":"VLOOKUP($B33,Tarif!$A:$D,2,FALSE)","v":"KIT SILENCIEUX "},{"$f":"VLOOKUP($B33,Tarif!$A:$D,3,FALSE)","v":"EH559"},{"$f":"VLOOKUP($B33,Tarif!$A:$D,4,FALSE)","v":92},null,null,null,null,null,null,{"$f":"IF($J$13=OFFRE!$H$24,\"Sélection personnalisée\",\"\")","v":""},null,null,{"$f":"IF(K33=\"\",\"\",IF($H$27=ChoixPAC!$G$11,1,2))","v":""},null,null,{"$f":"IF($J$13=OFFRE!$H$24,\"Sélection personnalisée\",\"\")","v":""},null,null,{"$f":"IF(Q33=\"\",\"\",IF($H$27=ChoixPAC!$G$11,1,2))","v":""},null,null,"","","","",""]
["Régul",null,null,null,null,null,null,null,null,null,{"$f":"IF($J$13=OFFRE!$H$24,$B$95,\"\")","v":""},{"$f":"IFERROR(VLOOKUP(K34,$B$7:$E$124,2,FALSE),\"\")","v":""},{"$f":"IFERROR(VLOOKUP(K34,$B$7:$E$124,3,FALSE),\"\")","v":""},{"$f":"IFERROR(VLOOKUP(K34,$B$7:$E$124,4,FALSE),\"\")","v":""},{"$f":"IF(K34=\"\",\"\",IF($H$27=ChoixPAC!$G$11,1,2))","v":""},null,{"$f":"IF($J$13=OFFRE!$H$24,$B$100,\"\")","v":""},{"$f":"IFERROR(VLOOKUP(Q34,$B$7:$E$124,2,FALSE),\"\")","v":""},{"$f":"IFERROR(VLOOKUP(Q34,$B$7:$E$124,3,FALSE),\"\")","v":""},{"$f":"IFERROR(VLOOKUP(Q34,$B$7:$E$124,4,FALSE),\"\")","v":""},{"$f":"IF(Q34=\"\",\"\",IF($H$27=ChoixPAC!$G$11,1,2))","v":""},null,null,"","","","",""]
[{"$f":"D35","v":"AD249"},100013304,{"$f":"VLOOKUP($B35,Tarif!$A:$D,2,FALSE)","v":"COLIS OPTION V3V OE-TRONIC 4"},{"$f":"VLOOKUP($B35,Tarif!$A:$D,3,FALSE)","v":"AD249"},{"$f":"VLOOKUP($B35,Tarif!$A:$D,4,FALSE)","v":170},null,null,null,null,null,{"$f":"IF($J$13=OFFRE!$H$24,$B$80,\"\")","v":""},{"$f":"IFERROR(VLOOKUP(K35,$B$7:$E$124,2,FALSE),\"\")","v":""},{"$f":"IFERROR(VLOOKUP(K35,$B$7:$E$124,3,FALSE),\"\")","v":""},{"$f":"IFERROR(VLOOKUP(K35,$B$7:$E$124,4,FALSE),\"\")","v":""},{"$f":"IF(K35=\"\",\"\",IF($H$27=ChoixPAC!$G$11,1,2))","v":""},null,{"$f":"IF($J$13=OFFRE!$H$24,$B$80,\"\")","v":""},{"$f":"IFERROR(VLOOKUP(Q35,$B$7:$E$124,2,FALSE),\"\")","v":""},{"$f":"IFERROR(VLOOKUP(Q35,$B$7:$E$124,3,FALSE),\"\")","v":""},{"$f":"IFERROR(VLOOKUP(Q35,$B$7:$E$124,4,FALSE),\"\")","v":""},{"$f":"IF(Q35=\"\",\"\",IF($H$27=ChoixPAC!$G$11,1,2))","v":""},null,null,"","","","",""]
[{"$f":"D36","v":"AD250"},100013305,{"$f":"VLOOKUP($B36,Tarif!$A:$D,2,FALSE)","v":"SONDE SYSTÈME ECS"},{"$f":"VLOOKUP($B36,Tarif!$A:$D,3,FALSE)","v":"AD250"},{"$f":"VLOOKUP($B36,Tarif!$A:$D,4,FALSE)","v":49},null,null,null,null,null,{"$f":"IF($J$13=OFFRE!$H$24,$B$91,\"\")","v":""},{"$f":"IFERROR(VLOOKUP(K36,$B$7:$E$124,2,FALSE),\"\")","v":""},{"$f":"IFERROR(VLOOKUP(K36,$B$7:$E$124,3,FALSE),\"\")","v":""},{"$f":"IFERROR(VLOOKUP(K36,$B$7:$E$124,4,FALSE),\"\")","v":""},{"$f":"IF(K36=\"\",\"\",IF($H$27=ChoixPAC!$G$11,1,2))","v":""},null,{"$f":"IF($J$13=OFFRE!$H$24,$B$91,\"\")","v":""},{"$f":"IFERROR(VLOOKUP(Q36,$B$7:$E$124,2,FALSE),\"\")","v":""},{"$f":"IFERROR(VLOOKUP(Q36,$B$7:$E$124,3,FALSE),\"\")","v":""},{"$f":"IFERROR(VLOOKUP(Q36,$B$7:$E$124,4,FALSE),\"\")","v":""},{"$f":"IF(Q36=\"\",\"\",IF($H$27=ChoixPAC!$G$11,1,2))","v":""},null,null,"","","","",""]
["AD251",100013306,{"$f":"VLOOKUP($B37,Tarif!$A:$D,2,FALSE)","v":"SONDE EXTERIEURE RADIO "},{"$f":"VLOOKUP($B37,Tarif!$A:$D,3,FALSE)","v":"AD251"},{"$f":"VLOOKUP($B37,Tarif!$A:$D,4,FALSE)","v":82},null,null,null,null,null,null,null,null,null,{"$f":"IF(K37=\"\",\"\",IF($H$27=ChoixPAC!$G$11,1,2))","v":""},null,null,null,null,null,{"$f":"IF(Q37=\"\",\"\",IF($H$27=ChoixPAC!$G$11,1,2))","v":""},null,null,"","","","",""]
["AD252",100013307,{"$f":"VLOOKUP($B38,Tarif!$A:$D,2,FALSE)","v":"MODULE CHAUDIERE RADIO (EMETTEUR)"},{"$f":"VLOOKUP($B38,Tarif!$A:$D,3,FALSE)","v":"AD252"},{"$f":"VLOOKUP($B38,Tarif!$A:$D,4,FALSE)","v":132},null,null,null,null,null,null,null,null,null,{"$f":"IF(K38=\"\",\"\",IF($H$27=ChoixPAC!$G$11,1,2))","v":""},null,null,null,null,null,{"$f":"IF(Q38=\"\",\"\",IF($H$27=ChoixPAC!$G$11,1,2))","v":""},null,null,"","","","",""]
["AD255",100013472,{"$f":"VLOOKUP($B39,Tarif!$A:$D,2,FALSE)","v":"CDE A DISTANCE RADIO RS 400R     "},{"$f":"VLOOKUP($B39,Tarif!$A:$D,3,FALSE)","v":"AD255"},{"$f":"VLOOKUP($B39,Tarif!$A:$D,4,FALSE)","v":256},null,null,null,null,null,null,"Accessoires de mise en œuvre",null,null,null,null,null,"Accessoires de mise en œuvre",null,null,null,null,null,"","","","",""]
["AD257",100013477,{"$f":"VLOOKUP($B40,Tarif!$A:$D,2,FALSE)","v":"COMMANDE A DISTANCE RS 400"},{"$f":"VLOOKUP($B40,Tarif!$A:$D,3,FALSE)","v":"AD257"},{"$f":"VLOOKUP($B40,Tarif!$A:$D,4,FALSE)","v":190},null,null,null,null,null,{"$f":"IF($H$15=OFFRE!$H$16,'Offre HPI - CAELIA'!$B$12,'Offre HPI - CAELIA'!$B$8)","v":7694974},{"$f":"IFERROR(VLOOKUP(K40,$B$7:$E$124,2,FALSE),\"\")","v":"SUPPORT AU SOL CAOUTCHOUC 600MM"},{"$f":"IFERROR(VLOOKUP(K40,$B$7:$E$124,3,FALSE),\"\")","v":"EH879"},{"$f":"IFERROR(VLOOKUP(K40,$B$7:$E$124,4,FALSE),\"\")","v":119},{"$f":"IF($H$27=ChoixPAC!$G$11,1,2)","v":2},null,{"$f":"IF(OFFRE!$O$23=OFFRE!$H$16,'Offre HPI - CAELIA'!$B$12,'Offre HPI - CAELIA'!$B$8)","v":7694974},{"$f":"IFERROR(VLOOKUP(Q40,$B$7:$E$124,2,FALSE),\"\")","v":"SUPPORT AU SOL CAOUTCHOUC 600MM"},{"$f":"IFERROR(VLOOKUP(Q40,$B$7:$E$124,3,FALSE),\"\")","v":"EH879"},{"$f":"IFERROR(VLOOKUP(Q40,$B$7:$E$124,4,FALSE),\"\")","v":119},{"$f":"IF($H$27=ChoixPAC!$G$11,1,2)","v":2},null,null,"","","","",""]
["AD134",88017851,{"$f":"VLOOKUP($B41,Tarif!$A:$D,2,FALSE)","v":"CABLE DE LIAISON BUS LG 12 M"},{"$f":"VLOOKUP($B41,Tarif!$A:$D,3,FALSE)","v":"AD134"},{"$f":"VLOOKUP($B41,Tarif!$A:$D,4,FALSE)","v":118},null,null,null,null,null,{"$f":"B22","v":100008841},{"$f":"IFERROR(VLOOKUP(K41,$B$7:$E$124,2,FALSE),\"\")","v":"BALLON TAMPON 80L B 80 T"},{"$f":"IFERROR(VLOOKUP(K41,$B$7:$E$124,3,FALSE),\"\")","v":"EH85"},{"$f":"IFERROR(VLOOKUP(K41,$B$7:$E$124,4,FALSE),\"\")","v":572},1,null,{"$f":"$B$22","v":100008841},{"$f":"IFERROR(VLOOKUP(Q41,$B$7:$E$124,2,FALSE),\"\")","v":"BALLON TAMPON 80L B 80 T"},{"$f":"IFERROR(VLOOKUP(Q41,$B$7:$E$124,3,FALSE),\"\")","v":"EH85"},{"$f":"IFERROR(VLOOKUP(Q41,$B$7:$E$124,4,FALSE),\"\")","v":572},1,null,null,{"$f":"IF($J$25=1,K41,IF($P$25=1,Q41,\"\"))","v":""},{"$f":"IF($J$25=1,L41,IF($P$25=1,R41,\"\"))","v":""},{"$f":"IF($J$25=1,M41,IF($P$25=1,S41,\"\"))","v":""},{"$f":"IF($J$25=1,N41,IF($P$25=1,T41,\"\"))","v":""},{"$f":"IF($J$25=1,O41,IF($P$25=1,U41,\"\"))","v":""}]
["AD199",88017017,{"$f":"VLOOKUP($B42,Tarif!$A:$D,2,FALSE)","v":"SONDE DEPART v3v"},{"$f":"VLOOKUP($B42,Tarif!$A:$D,3,FALSE)","v":"AD199"},{"$f":"VLOOKUP($B42,Tarif!$A:$D,4,FALSE)","v":85},null,null,null,null,null,null,null,null,null,null,null,null,null,null,null,null,null,null,"","","","",""]
["AD208",100002803,{"$f":"VLOOKUP($B43,Tarif!$A:$D,2,FALSE)","v":"COMMANDE A DISTANCE SIMPLIFIEE AD208"},{"$f":"VLOOKUP($B43,Tarif!$A:$D,3,FALSE)","v":"AD208"},{"$f":"VLOOKUP($B43,Tarif!$A:$D,4,FALSE)","v":112},null,null,null,null,null,null,"Liaison frigorifique",null,null,null,null,null,"Liaison frigorifique",null,null,null,null,null,"","","","",""]
["AD212",100000030,{"$f":"VLOOKUP($B44,Tarif!$A:$D,2,FALSE)","v":"COLIS OPTION SONDE ECS"},{"$f":"VLOOKUP($B44,Tarif!$A:$D,3,FALSE)","v":"AD212"},{"$f":"VLOOKUP($B44,Tarif!$A:$D,4,FALSE)","v":53},null,null,null,null,null,{"$f":"$B$17","v":100015476},{"$f":"IFERROR(VLOOKUP(K44,$B$7:$E$124,2,FALSE),\"\")","v":"LIAISON FRIGORIFIQUE PE 1/2\" 1/4\" - LG 10 m"},{"$f":"IFERROR(VLOOKUP(K44,$B$7:$E$124,3,FALSE),\"\")","v":"EH142"},{"$f":"IFERROR(VLOOKUP(K44,$B$7:$E$124,4,FALSE),\"\")","v":255},{"$f":"IF($H$27=ChoixPAC!$G$11,1,2)","v":2},null,{"$f":"$B$17","v":100015476},{"$f":"IFERROR(VLOOKUP(Q44,$B$7:$E$124,2,FALSE),\"\")","v":"LIAISON FRIGORIFIQUE PE 1/2\" 1/4\" - LG 10 m"},{"$f":"IFERROR(VLOOKUP(Q44,$B$7:$E$124,3,FALSE),\"\")","v":"EH142"},{"$f":"IFERROR(VLOOKUP(Q44,$B$7:$E$124,4,FALSE),\"\")","v":255},{"$f":"IF($H$27=ChoixPAC!$G$11,1,2)","v":2},null,null,"","","","",""]
["HK27",100019114,{"$f":"VLOOKUP($B45,Tarif!$A:$D,2,FALSE)","v":"KIT SONDE HYGRO RAFRAICHISSEMENT"},{"$f":"VLOOKUP($B45,Tarif!$A:$D,3,FALSE)","v":"HK27"},{"$f":"VLOOKUP($B45,Tarif!$A:$D,4,FALSE)","v":233},null,null,null,null,null,null,null,null,null,null,null,null,null,null,null,null,null,null,"","","","",""]
["HK29",100020294,{"$f":"VLOOKUP($B46,Tarif!$A:$D,2,FALSE)","v":"KIT COMPTAGE D'ENERGIE"},{"$f":"VLOOKUP($B46,Tarif!$A:$D,3,FALSE)","v":"HK29"},{"$f":"VLOOKUP($B46,Tarif!$A:$D,4,FALSE)","v":209},null,null,null,null,null,null,null,null,null,null,null,null,null,null,null,null,null,null,"","","","",""]
[{"$error":"#N/A"},{"$f":"\"\"","v":""},{"$f":"VLOOKUP($B47,Tarif!$A:$D,2,FALSE)","v":{"$error":"#N/A"}},{"$f":"VLOOKUP($B47,Tarif!$A:$D,3,FALSE)","v":{"$error":"#N/A"}},{"$f":"VLOOKUP($B47,Tarif!$A:$D,4,FALSE)","v":{"$error":"#N/A"}},null,null,null,null,null,null,null,null,null,null,null,null,null,null,null,null,null,null,"","",{"$f":"IF($J$25=1,M47,IF($P$25=1,S47,\"\"))","v":""},"",""]
[{"$error":"#N/A"},{"$f":"\"\"","v":""},{"$f":"VLOOKUP($B48,Tarif!$A:$D,2,FALSE)","v":{"$error":"#N/A"}},{"$f":"VLOOKUP($B48,Tarif!$A:$D,3,FALSE)","v":{"$error":"#N/A"}},{"$f":"VLOOKUP($B48,Tarif!$A:$D,4,FALSE)","v":{"$error":"#N/A"}},null,null,null,null,null,null,"Accessoires de raccordement hydraulique",null,null,null,null,null,"Accessoires de raccordement hydraulique",null,null,null,null,null,"","",{"$f":"IF($J$25=1,M48,IF($P$25=1,S48,\"\"))","v":""},"",""]
[0,null,null,null,null,null,null,null,null,null,{"$f":"$B$24","v":100017830},{"$f":"IFERROR(VLOOKUP(K49,$B$7:$E$124,2,FALSE),\"\")","v":"KIT VANNE 3 VOIES (CIRCUIT B)"},{"$f":"IFERROR(VLOOKUP(K49,$B$7:$E$124,3,FALSE),\"\")","v":"HK21"},{"$f":"IFERROR(VLOOKUP(K49,$B$7:$E$124,4,FALSE),\"\")","v":732},1,null,{"$f":"$B$24","v":100017830},{"$f":"IFERROR(VLOOKUP(Q49,$B$7:$E$124,2,FALSE),\"\")","v":"KIT VANNE 3 VOIES (CIRCUIT B)"},{"$f":"IFERROR(VLOOKUP(Q49,$B$7:$E$124,3,FALSE),\"\")","v":"HK21"},{"$f":"IFERROR(VLOOKUP(Q49,$B$7:$E$124,4,FALSE),\"\")","v":732},1,null,null,"","","","",""]
["Ballon ECS",null,{"$f":"IFERROR(VLOOKUP($B50,TarifChappee,2,FALSE),\"\")","v":""},null,{"$f":"IFERROR(VLOOKUP($B50,TarifChappee,4,FALSE),\"\")","v":""},null,null,null,null,null,{"$f":"$B$25","v":100017832},{"$f":"IFERROR(VLOOKUP(K50,$B$7:$E$124,2,FALSE),\"\")","v":"KIT TUBULURES 2 CIRCUITS"},{"$f":"IFERROR(VLOOKUP(K50,$B$7:$E$124,3,FALSE),\"\")","v":"HK22"},{"$f":"IFERROR(VLOOKUP(K50,$B$7:$E$124,4,FALSE),\"\")","v":156},null,null,{"$f":"$B$25","v":100017832},{"$f":"IFERROR(VLOOKUP(Q50,$B$7:$E$124,2,FALSE),\"\")","v":"KIT TUBULURES 2 CIRCUITS"},{"$f":"IFERROR(VLOOKUP(Q50,$B$7:$E$124,3,FALSE),\"\")","v":"HK22"},{"$f":"IFERROR(VLOOKUP(Q50,$B$7:$E$124,4,FALSE),\"\")","v":156},null,null,null,"","","","",""]
[{"$f":"D51","v":"HK23"},100017833,{"$f":"VLOOKUP($B51,Tarif!$A:$D,2,FALSE)","v":"VANNE D'INVERSION CHAUFFAGE-SANITAIRE"},{"$f":"VLOOKUP($B51,Tarif!$A:$D,3,FALSE)","v":"HK23"},{"$f":"VLOOKUP($B51,Tarif!$A:$D,4,FALSE)","v":217},null,null,null,null,null,{"$f":"$B$26","v":100015468},"KIT RAC HYDRAULIQUE PAC - BALLON ECS","EH149",109,null,null,{"$f":"$B$26","v":100015468},"KIT RAC HYDRAULIQUE PAC - BALLON ECS","EH149",109,null,null,null,"","","","",""]
[{"$f":"D52","v":"EH149"},100015468,{"$f":"VLOOKUP($B52,Tarif!$A:$D,2,FALSE)","v":"KIT RAC HYDRAULIQUE PAC - BALLON ECS"},{"$f":"VLOOKUP($B52,Tarif!$A:$D,3,FALSE)","v":"EH149"},{"$f":"VLOOKUP($B52,Tarif!$A:$D,4,FALSE)","v":109},null,null,null,null,null,{"$f":"$B$27","v":100020164},"COLLECTEUR 2/3 CIRCUITS ","EA140",382,null,null,{"$f":"$B$27","v":100020164},"COLLECTEUR 2/3 CIRCUITS ","EA140",382,null,null,null,"","","","",""]
["EC624",100019196,{"$f":"VLOOKUP($B53,Tarif!$A:$D,2,FALSE)","v":"PREPARATEUR VERTICAL OBPB 150"},{"$f":"VLOOKUP($B53,Tarif!$A:$D,3,FALSE)","v":"EC624"},{"$f":"VLOOKUP($B53,Tarif!$A:$D,4,FALSE)","v":1536},null,null,null,null,null,{"$f":"$B$28","v":100020167},"CIRCUIT DIRECT P.ELEC CLASSE A  ","EA143",720,null,null,{"$f":"$B$28","v":100020167},"CIRCUIT DIRECT P.ELEC CLASSE A  ","EA143",720,null,null,null,"","","","",""]
["EC625",100019197,{"$f":"VLOOKUP($B54,Tarif!$A:$D,2,FALSE)","v":"PREPARATEUR VERTICAL OBPB 200"},{"$f":"VLOOKUP($B54,Tarif!$A:$D,3,FALSE)","v":"EC625"},{"$f":"VLOOKUP($B54,Tarif!$A:$D,4,FALSE)","v":1707},null,null,null,null,null,{"$f":"$B$29","v":100020168},"CIRCUIT V3V P.ELEC","EA144",1023,null,null,{"$f":"$B$29","v":100020168},"CIRCUIT V3V P.ELEC","EA144",1023,null,null,null,"","","","",""]
["EC626",100019198,{"$f":"VLOOKUP($B55,Tarif!$A:$D,2,FALSE)","v":"PREPARATEUR VERTICAL OBPB 300"},{"$f":"VLOOKUP($B55,Tarif!$A:$D,3,FALSE)","v":"EC626"},{"$f":"VLOOKUP($B55,Tarif!$A:$D,4,FALSE)","v":2176},null,null,null,null,null,{"$f":"$B$30","v":100020165},"CONSOLE MUR COLLECTEUR ","EA141",48,null,null,{"$f":"$B$30","v":100020165},"CONSOLE MUR COLLECTEUR ","EA141",48,null,null,null,"","","","",""]
["EC791",7683302,{"$f":"VLOOKUP($B56,Tarif!$A:$D,2,FALSE)","v":"OBPB 401"},{"$f":"VLOOKUP($B56,Tarif!$A:$D,3,FALSE)","v":"EC791"},{"$f":"VLOOKUP($B56,Tarif!$A:$D,4,FALSE)","v":3316},null,null,null,null,null,{"$f":"$B$31","v":100020166},"CONSOLE MUR 1 MODULE ","EA142",129,null,null,{"$f":"$B$31","v":100020166},"CONSOLE MUR 1 MODULE ","EA142",129,null,null,null,"","","","",""]
["EC796",7683324,{"$f":"VLOOKUP($B57,Tarif!$A:$D,2,FALSE)","v":"OBPB 501"},{"$f":"VLOOKUP($B57,Tarif!$A:$D,3,FALSE)","v":"EC796"},{"$f":"VLOOKUP($B57,Tarif!$A:$D,4,FALSE)","v":3629},null,null,null,null,null,{"$f":"$B$32","v":100003301},"KIT CABLAGE PLANCHER CHAUFFANT DIRECT","HA249",42,null,null,{"$f":"$B$32","v":100003301},"KIT CABLAGE PLANCHER CHAUFFANT DIRECT","HA249",42,null,null,null,"","","","",""]
["ER616",7622063,{"$f":"VLOOKUP($B58,Tarif!$A:$D,2,FALSE)","v":"PREPARATEUR MIXTE OBEPB 300 POUR PAC"},{"$f":"VLOOKUP($B58,Tarif!$A:$D,3,FALSE)","v":"ER616"},{"$f":"VLOOKUP($B58,Tarif!$A:$D,4,FALSE)","v":2247},null,null,null,null,null,{"$f":"$B$33","v":7625589},"KIT SILENCIEUX ","EH559",92,null,null,{"$f":"$B$33","v":7625589},"KIT SILENCIEUX ","EH559",92,null,null,null,"","","","",""]
[null,null,null,null,null,null,null,null,null,null,null,null,null,null,null,null,null,null,null,null,null,null,null,"","","","",""]
[null,null,null,null,null,null,null,null,null,null,null,{"$f":"IF($H$24=OFFRE!$D$6,\"Ballons de production Eau Chaude Sanitaire\",\"\")","v":""},null,null,null,null,null,{"$f":"IF($H$24=OFFRE!$D$6,\"Ballons de production Eau Chaude Sanitaire\",\"\")","v":""},null,null,null,null,null,"","","","",""]
[null,null,null,null,null,null,null,null,null,null,{"$f":"IF($H$24=OFFRE!$D$6,$B$51,\"\")","v":""},{"$f":"IFERROR(VLOOKUP(K61,$B$7:$E$124,2,FALSE),\"\")","v":""},{"$f":"IFERROR(VLOOKUP(K61,$B$7:$E$124,3,FALSE),\"\")","v":""},{"$f":"IFERROR(VLOOKUP(K61,$B$7:$E$124,4,FALSE),\"\")","v":""},null,null,{"$f":"IF($H$24=OFFRE!$D$6,$B$51,\"\")","v":""},{"$f":"IFERROR(VLOOKUP(Q61,$B$7:$E$124,2,FALSE),\"\")","v":""},{"$f":"IFERROR(VLOOKUP(Q61,$B$7:$E$124,3,FALSE),\"\")","v":""},{"$f":"IFERROR(VLOOKUP(Q61,$B$7:$E$124,4,FALSE),\"\")","v":""},null,null,null,"","","","",""]
[null,null,null,null,null,null,null,null,null,null,{"$f":"IF($H$24=OFFRE!$D$6,$B$52,\"\")","v":""},"",{"$f":"IFERROR(VLOOKUP(K62,$B$7:$E$124,3,FALSE),\"\")","v":""},{"$f":"IFERROR(VLOOKUP(K62,$B$7:$E$124,4,FALSE),\"\")","v":""},null,null,{"$f":"IF($H$24=OFFRE!$D$6,$B$52,\"\")","v":""},"","","",null,null,null,"","","","",""]
[null,null,null,null,null,null,null,null,null,null,{"$f":"IF($H$24=OFFRE!$D$6,$B$53,\"\")","v":""},"","","",null,null,{"$f":"IF($H$24=OFFRE!$D$6,$B$53,\"\")","v":""},"","","",null,null,null,"","","","",""]
[null,null,null,null,null,null,null,null,null,null,{"$f":"IF($H$24=OFFRE!$D$6,$B$54,\"\")","v":""},"","","",null,null,{"$f":"IF($H$24=OFFRE!$D$6,$B$54,\"\")","v":""},"","","",null,null,null,"","","","",""]
[null,null,null,null,null,null,null,null,null,null,{"$f":"IF($H$24=OFFRE!$D$6,$B$55,\"\")","v":""},"","","",null,null,{"$f":"IF($H$24=OFFRE!$D$6,$B$55,\"\")","v":""},"","","",null,null,null,"","","","",""]
[null,null,null,null,null,null,null,null,null,null,{"$f":"IF($H$24=OFFRE!$D$6,$B$56,\"\")","v":""},"","","",null,null,{"$f":"IF($H$24=OFFRE!$D$6,$B$56,\"\")","v":""},"","","",null,null,null,"","","","",""]
[null,null,null,null,null,null,null,null,null,null,{"$f":"IF($H$24=OFFRE!$D$6,$B$57,\"\")","v":""},"","","",null,null,{"$f":"IF($H$24=OFFRE!$D$6,$B$57,\"\")","v":""},"","","",null,null,null,"","","","",""]
[null,null,null,null,null,null,null,null,null,null,{"$f":"IF($H$24=OFFRE!$D$6,$B$58,\"\")","v":""},"","","",null,null,{"$f":"IF($H$24=OFFRE!$D$6,$B$58,\"\")","v":""},"","","",null,null,null,"","","","",""]
[null,null,null,null,null,null,null,null,null,null,null,null,null,null,null,null,null,null,null,null,null,null,null,"","","","",""]
[null,null,null,null,null,null,null,null,null,null,null,"Kit de fonction réversible",null,null,null,null,null,"Kit de fonction réversible",null,null,null,null,null,"","","","",""]
[null,null,null,null,null,null,null,null,null,null,{"$f":"$B$19","v":100018410},{"$f":"IFERROR(VLOOKUP(K71,$B$7:$E$124,2,FALSE),\"\")","v":"KIT ISOLATION MODE FROID MIT-IN iSYSTEM"},{"$f":"IFERROR(VLOOKUP(K71,$B$7:$E$124,3,FALSE),\"\")","v":"HK24"},{"$f":"IFERROR(VLOOKUP(K71,$B$7:$E$124,4,FALSE),\"\")","v":297},null,null,{"$f":"$B$19","v":100018410},{"$f":"IFERROR(VLOOKUP(Q71,$B$7:$E$124,2,FALSE),\"\")","v":"KIT ISOLATION MODE FROID MIT-IN iSYSTEM"},{"$f":"IFERROR(VLOOKUP(Q71,$B$7:$E$124,3,FALSE),\"\")","v":"HK24"},{"$f":"IFERROR(VLOOKUP(Q71,$B$7:$E$124,4,FALSE),\"\")","v":297},null,null,null,"","","","",""]
[null,null,null,null,null,null,null,null,null,null,{"$f":"$B$20","v":100018411},{"$f":"IFERROR(VLOOKUP(K72,$B$7:$E$124,2,FALSE),\"\")","v":"KIT ISOLATION MODE FROID KIT VANNE 3 VOIES (CIRCUIT B)"},{"$f":"IFERROR(VLOOKUP(K72,$B$7:$E$124,3,FALSE),\"\")","v":"HK25"},{"$f":"IFERROR(VLOOKUP(K72,$B$7:$E$124,4,FALSE),\"\")","v":168},null,null,{"$f":"$B$20","v":100018411},{"$f":"IFERROR(VLOOKUP(Q72,$B$7:$E$124,2,FALSE),\"\")","v":"KIT ISOLATION MODE FROID KIT VANNE 3 VOIES (CIRCUIT B)"},{"$f":"IFERROR(VLOOKUP(Q72,$B$7:$E$124,3,FALSE),\"\")","v":"HK25"},{"$f":"IFERROR(VLOOKUP(Q72,$B$7:$E$124,4,FALSE),\"\")","v":168},null,null,null,"","","","",""]
[null,null,null,null,null,null,null,null,null,null,null,null,null,null,null,null,null,null,null,null,null,null,null,"","","","",""]
[null,null,null,null,null,null,null,null,null,null,null,"Accessoires de régulation",null,null,null,null,null,"Accessoires de régulation",null,null,null,null,null,"","","","",""]
[null,null,null,null,null,null,null,null,null,null,{"$f":"$B$35","v":100013304},{"$f":"IFERROR(VLOOKUP(K75,$B$7:$E$124,2,FALSE),\"\")","v":"COLIS OPTION V3V OE-TRONIC 4"},{"$f":"IFERROR(VLOOKUP(K75,$B$7:$E$124,3,FALSE),\"\")","v":"AD249"},{"$f":"IFERROR(VLOOKUP(K75,$B$7:$E$124,4,FALSE),\"\")","v":170},null,null,{"$f":"$B$35","v":100013304},{"$f":"IFERROR(VLOOKUP(Q75,$B$7:$E$124,2,FALSE),\"\")","v":"COLIS OPTION V3V OE-TRONIC 4"},{"$f":"IFERROR(VLOOKUP(Q75,$B$7:$E$124,3,FALSE),\"\")","v":"AD249"},{"$f":"IFERROR(VLOOKUP(Q75,$B$7:$E$124,4,FALSE),\"\")","v":170},null,null,null,"","","","",""]
[null,null,null,null,null,null,null,null,null,null,{"$f":"$B$36","v":100013305},{"$f":"IFERROR(VLOOKUP(K76,$B$7:$E$124,2,FALSE),\"\")","v":"SONDE SYSTÈME ECS"},{"$f":"IFERROR(VLOOKUP(K76,$B$7:$E$124,3,FALSE),\"\")","v":"AD250"},{"$f":"IFERROR(VLOOKUP(K76,$B$7:$E$124,4,FALSE),\"\")","v":49},null,null,{"$f":"$B$36","v":100013305},{"$f":"IFERROR(VLOOKUP(Q76,$B$7:$E$124,2,FALSE),\"\")","v":"SONDE SYSTÈME ECS"},{"$f":"IFERROR(VLOOKUP(Q76,$B$7:$E$124,3,FALSE),\"\")","v":"AD250"},{"$f":"IFERROR(VLOOKUP(Q76,$B$7:$E$124,4,FALSE),\"\")","v":49},null,null,null,{"$f":"IF($J$25=1,K76,IF($P$25=1,Q76,\"\"))","v":""},{"$f":"IF($J$25=1,L76,IF($P$25=1,R76,\"\"))","v":""},"",{"$f":"IF($J$25=1,N76,IF($P$25=1,T76,\"\"))","v":""},{"$f":"IF($J$25=1,O76,IF($P$25=1,U76,\"\"))","v":""}]
[null,"CAELIA PAC/Unité int.-ext.",null,null,null,null,null,null,null,null,{"$f":"$B$37","v":100013306},"SONDE EXTERIEURE RADIO ","AD251",82,null,null,{"$f":"$B$37","v":100013306},"SONDE EXTERIEURE RADIO ","AD251",82,null,null,null,"","","","",""]
[null,null,null,null,null,null,null,null,null,null,{"$f":"$B$38","v":100013307},"MODULE CHAUDIERE RADIO (EMETTEUR)","AD252",132,null,null,{"$f":"$B$38","v":100013307},"MODULE CHAUDIERE RADIO (EMETTEUR)","AD252",132,null,null,null,"","","","",""]
[null,"unité ext.",null,null,null,null,null,null,null,null,{"$f":"$B$39","v":100013472},"CDE A DISTANCE RADIO RS 400R     ","AD255",256,null,null,{"$f":"$B$39","v":100013472},"CDE A DISTANCE RADIO RS 400R     ","AD255",256,null,null,null,"","","","",""]
[{"$f":"D80","v":"EH616"},7656794,{"$f":"VLOOKUP($B80,Tarif!$A:$D,2,FALSE)","v":"AWHP 4.5 MR"},{"$f":"VLOOKUP($B80,Tarif!$A:$D,3,FALSE)","v":"EH616"},{"$f":"VLOOKUP($B80,Tarif!$A:$D,4,FALSE)","v":1963},null,null,null,null,null,{"$f":"$B$40","v":100013477},"COMMANDE A DISTANCE RS 400","AD257",190,{"$f":"$H$18","v":1},null,{"$f":"$B$40","v":100013477},"COMMANDE A DISTANCE RS 400","AD257",190,{"$f":"$H$18","v":1},null,null,"","","","",""]
[{"$f":"D81","v":"EH672"},7668016,{"$f":"VLOOKUP($B81,Tarif!$A:$D,2,FALSE)","v":"AWHP 6 MR-3"},{"$f":"VLOOKUP($B81,Tarif!$A:$D,3,FALSE)","v":"EH672"},{"$f":"VLOOKUP($B81,Tarif!$A:$D,4,FALSE)","v":2366},null,null,null,null,null,{"$f":"$B$41","v":88017851},"CABLE DE LIAISON BUS LG 12 M","AD134",118,null,null,{"$f":"$B$41","v":88017851},"CABLE DE LIAISON BUS LG 12 M","AD134",118,null,null,null,"","","","",""]
["EH381",7609926,{"$f":"VLOOKUP($B82,Tarif!$A:$D,2,FALSE)","v":"AWHP 8 MR-2 "},{"$f":"VLOOKUP($B82,Tarif!$A:$D,3,FALSE)","v":"EH381"},{"$f":"VLOOKUP($B82,Tarif!$A:$D,4,FALSE)","v":3170},null,null,null,null,null,{"$f":"$B$42","v":88017017},"SONDE DEPART v3v","AD199",85,null,null,{"$f":"$B$42","v":88017017},"SONDE DEPART v3v","AD199",85,null,null,null,"","","","",""]
["EH382",7609927,{"$f":"VLOOKUP($B83,Tarif!$A:$D,2,FALSE)","v":"AWHP 11 MR-2 "},{"$f":"VLOOKUP($B83,Tarif!$A:$D,3,FALSE)","v":"EH382"},{"$f":"VLOOKUP($B83,Tarif!$A:$D,4,FALSE)","v":4335},null,null,null,null,null,{"$f":"$B$43","v":100002803},"COMMANDE A DISTANCE SIMPLIFIEE AD208","AD208",112,null,null,{"$f":"$B$43","v":100002803},"COMMANDE A DISTANCE SIMPLIFIEE AD208","AD208",112,null,null,null,"","","","",""]
["EH383",7609928,{"$f":"VLOOKUP($B84,Tarif!$A:$D,2,FALSE)","v":"AWHP 11 TR-2 "},{"$f":"VLOOKUP($B84,Tarif!$A:$D,3,FALSE)","v":"EH383"},{"$f":"VLOOKUP($B84,Tarif!$A:$D,4,FALSE)","v":4666},null,null,null,null,null,{"$f":"$B$44","v":100000030},"COLIS OPTION SONDE ECS","AD212",53,null,null,{"$f":"$B$44","v":100000030},"COLIS OPTION SONDE ECS","AD212",53,null,null,null,"","","","",""]
["EH384",7609929,{"$f":"VLOOKUP($B85,Tarif!$A:$D,2,FALSE)","v":"AWHP 16 MR-2 "},{"$f":"VLOOKUP($B85,Tarif!$A:$D,3,FALSE)","v":"EH384"},{"$f":"VLOOKUP($B85,Tarif!$A:$D,4,FALSE)","v":5476},null,null,null,null,null,{"$f":"$B$45","v":100019114},"KIT SONDE HYGRO RAFRAICHISSEMENT","HK27",233,null,null,{"$f":"$B$45","v":100019114},"KIT SONDE HYGRO RAFRAICHISSEMENT","HK27",233,null,null,null,"","","","",""]
["EH385",7609930,{"$f":"VLOOKUP($B86,Tarif!$A:$D,2,FALSE)","v":"AWHP 16 TR-2 "},{"$f":"VLOOKUP($B86,Tarif!$A:$D,3,FALSE)","v":"EH385"},{"$f":"VLOOKUP($B86,Tarif!$A:$D,4,FALSE)","v":5922},null,null,null,null,null,{"$f":"$B$46","v":100020294},"KIT COMPTAGE D'ENERGIE","HK29",209,null,null,{"$f":"$B$46","v":100020294},"KIT COMPTAGE D'ENERGIE","HK29",209,null,null,null,"","","","",""]
["EH614",7655104,{"$f":"VLOOKUP($B87,Tarif!$A:$D,2,FALSE)","v":"AWHP 22 TR"},{"$f":"VLOOKUP($B87,Tarif!$A:$D,3,FALSE)","v":"EH614"},{"$f":"VLOOKUP($B87,Tarif!$A:$D,4,FALSE)","v":7118},null,null,null,null,null,{"$f":"$B$47","v":""},"","","",null,null,{"$f":"$B$47","v":""},"","","",null,null,null,"","","","",""]
["EH615",7655105,{"$f":"VLOOKUP($B88,Tarif!$A:$D,2,FALSE)","v":"AWHP 27 TR"},{"$f":"VLOOKUP($B88,Tarif!$A:$D,3,FALSE)","v":"EH615"},{"$f":"VLOOKUP($B88,Tarif!$A:$D,4,FALSE)","v":8491},null,null,null,null,null,{"$f":"$B$48","v":""},"","","",null,null,{"$f":"$B$48","v":""},"","","",null,null,null,"","","","",""]
[]
[null,"Adaptateur frigo"]
["EH146",100015480,{"$f":"VLOOKUP($B91,Tarif!$A:$D,2,FALSE)","v":"RACCORD D'ADAPTATION FRIGO POUR 4 kW ET 6 kW"},{"$f":"VLOOKUP($B91,Tarif!$A:$D,3,FALSE)","v":"EH146"},{"$f":"VLOOKUP($B91,Tarif!$A:$D,4,FALSE)","v":64}]
["HK26",100018428,{"$f":"VLOOKUP($B92,Tarif!$A:$D,2,FALSE)","v":"RACCORD D'ADAPTATION FRIGO POUR 22 kW"},{"$f":"VLOOKUP($B92,Tarif!$A:$D,3,FALSE)","v":"HK26"},{"$f":"VLOOKUP($B92,Tarif!$A:$D,4,FALSE)","v":39}]
[]
[null,"unité int. Élec",null,null,null,null,null,null,null,{"$f":"IF('Offre HPI - CAELIA'!$H$9=OFFRE!$G$56,1,0)","v":0},{"$f":"OFFRE!$G$56","v":"OEnoviaPac-Confort-2 6 kW MONO - E"},null,null,null,null,{"$f":"IF('Offre HPI - CAELIA'!$H$9=OFFRE!$H$56,1,0)","v":0},{"$f":"OFFRE!$H$56","v":"OEnoviaPac-Confort-2 6 kW MONO - H"}]
["EH394",7609942,{"$f":"VLOOKUP($B95,Tarif!$A:$D,2,FALSE)","v":"MHR-IN-2/E 4-8 OE-TRO "},{"$f":"VLOOKUP($B95,Tarif!$A:$D,3,FALSE)","v":"EH394"},{"$f":"VLOOKUP($B95,Tarif!$A:$D,4,FALSE)","v":3832},null,null,null,null,"Appoint",{"$f":"OFFRE!$F$7","v":"Electrique"},null,null,null,null,null,{"$f":"OFFRE!$F$6","v":"Hydraulique par chaudière"}]
["EH395",7609943,{"$f":"VLOOKUP($B96,Tarif!$A:$D,2,FALSE)","v":"MHR-IN-2/E 11-16 OE-TRO "},{"$f":"VLOOKUP($B96,Tarif!$A:$D,3,FALSE)","v":"EH395"},{"$f":"VLOOKUP($B96,Tarif!$A:$D,4,FALSE)","v":4272}]
["EH397",7609945,{"$f":"VLOOKUP($B97,Tarif!$A:$D,2,FALSE)","v":"MHR-IN-2/E 22-27 OE-TRO "},{"$f":"VLOOKUP($B97,Tarif!$A:$D,3,FALSE)","v":"EH397"},{"$f":"VLOOKUP($B97,Tarif!$A:$D,4,FALSE)","v":5664}]
[null,null,null,null,null,null,null,null,null,null,null,null,null,null,null,null,null,null,null,null,null,null,null,"Si 6 MR choisi"]
[null,"unité int. Hydrau",null,null,null,null,null,null,null,"6 MR",null,{"$f":"IF($J$13=OFFRE!$H$23,\"Kit complet : PAC + accessoires\",\"\")","v":"Kit complet : PAC + accessoires"},null,null,null,null,null,{"$f":"IF($J$13=OFFRE!$H$23,\"Kit complet : PAC + accessoires\",\"\")","v":"Kit complet : PAC + accessoires"},null,null,null,null,{"$f":"IF(Y108=\"\",0,1)","v":0},{"$f":"IF($J$94=1,K99,IF($P$94=1,Q99,\"\"))","v":""},{"$f":"IF($J$94=1,L99,IF($P$94=1,R99,\"\"))","v":""},{"$f":"IF($J$94=1,M99,IF($P$94=1,S99,\"\"))","v":""},{"$f":"IF($J$94=1,N99,IF($P$94=1,T99,\"\"))","v":""},{"$f":"IF($J$94=1,O99,IF($P$94=1,U99,\"\"))","v":""}]
["EH392",7609940,{"$f":"VLOOKUP($B100,Tarif!$A:$D,2,FALSE)","v":"MHR-IN-2/H 4-8 OE-TRO "},{"$f":"VLOOKUP($B100,Tarif!$A:$D,3,FALSE)","v":"EH392"},{"$f":"VLOOKUP($B100,Tarif!$A:$D,4,FALSE)","v":3325},null,null,null,null,null,{"$f":"IF($J$13=OFFRE!$H$23,$B$106,\"\")","v":7609997},{"$f":"IFERROR(VLOOKUP(K100,$B$7:$E$124,2,FALSE),\"\")","v":"OENOVIAPAC-2 CONFORT 6 MR-2/EM"},{"$f":"IFERROR(VLOOKUP(K100,$B$7:$E$124,3,FALSE),\"\")","v":"-"},{"$f":"IFERROR(VLOOKUP(K100,$B$7:$E$124,4,FALSE),\"\")","v":6262},{"$f":"IF(K100=\"\",\"\",IF($H$27=ChoixPAC!$G$11,1,2))","v":2},null,{"$f":"IF($J$13=OFFRE!$H$23,$B$117,\"\")","v":7609996},{"$f":"IFERROR(VLOOKUP(Q100,$B$7:$E$124,2,FALSE),\"\")","v":"OENOVIAPAC-2 CONFORT 6 MR-2/H"},{"$f":"IFERROR(VLOOKUP(Q100,$B$7:$E$124,3,FALSE),\"\")","v":"-"},{"$f":"IFERROR(VLOOKUP(Q100,$B$7:$E$124,4,FALSE),\"\")","v":5755},{"$f":"IF(Q100=\"\",\"\",IF($H$27=ChoixPAC!$G$11,1,2))","v":2},null,null,"","","","",""]
["EH393",7609941,{"$f":"VLOOKUP($B101,Tarif!$A:$D,2,FALSE)","v":"MHR-IN-2/H 11-16 OE-TRO "},{"$f":"VLOOKUP($B101,Tarif!$A:$D,3,FALSE)","v":"EH393"},{"$f":"VLOOKUP($B101,Tarif!$A:$D,4,FALSE)","v":3718},null,null,null,null,null,null,null,null,null,{"$f":"IF(K101=\"\",\"\",IF($H$27=ChoixPAC!$G$11,1,2))","v":""},null,null,null,null,null,{"$f":"IF(Q101=\"\",\"\",IF($H$27=ChoixPAC!$G$11,1,2))","v":""},null,null,"","","","",""]
["EH396",7609944,{"$f":"VLOOKUP($B102,Tarif!$A:$D,2,FALSE)","v":"MHR-IN-2/H 22-27 OE-TRO "},{"$f":"VLOOKUP($B102,Tarif!$A:$D,3,FALSE)","v":"EH396"},{"$f":"VLOOKUP($B102,Tarif!$A:$D,4,FALSE)","v":4925},null,null,null,null,null,null,{"$f":"IF($J$13=OFFRE!$H$24,\"Sélection personnalisée\",\"\")","v":""},null,null,{"$f":"IF(K102=\"\",\"\",IF($H$27=ChoixPAC!$G$11,1,2))","v":""},null,null,{"$f":"IF($J$13=OFFRE!$H$24,\"Sélection personnalisée\",\"\")","v":""},null,null,{"$f":"IF(Q102=\"\",\"\",IF($H$27=ChoixPAC!$G$11,1,2))","v":""},null,null,"","","","",""]
[null,null,null,null,null,null,null,null,null,null,{"$f":"IF($J$13=OFFRE!$H$24,$B$95,\"\")","v":""},{"$f":"IFERROR(VLOOKUP(K103,$B$7:$E$124,2,FALSE),\"\")","v":""},{"$f":"IFERROR(VLOOKUP(K103,$B$7:$E$124,3,FALSE),\"\")","v":""},{"$f":"IFERROR(VLOOKUP(K103,$B$7:$E$124,4,FALSE),\"\")","v":""},{"$f":"IF(K103=\"\",\"\",IF($H$27=ChoixPAC!$G$11,1,2))","v":""},null,{"$f":"IF($J$13=OFFRE!$H$24,$B$100,\"\")","v":""},{"$f":"IFERROR(VLOOKUP(Q103,$B$7:$E$124,2,FALSE),\"\")","v":""},{"$f":"IFERROR(VLOOKUP(Q103,$B$7:$E$124,3,FALSE),\"\")","v":""},{"$f":"IFERROR(VLOOKUP(Q103,$B$7:$E$124,4,FALSE),\"\")","v":""},{"$f":"IF(Q103=\"\",\"\",IF($H$27=ChoixPAC!$G$11,1,2))","v":""},null,null,"","","","",""]
[null,"PAC EM / ET",null,null,null,null,null,null,null,null,{"$f":"IF($J$13=OFFRE!$H$24,$B$81,\"\")","v":""},{"$f":"IFERROR(VLOOKUP(K104,$B$7:$E$124,2,FALSE),\"\")","v":""},{"$f":"IFERROR(VLOOKUP(K104,$B$7:$E$124,3,FALSE),\"\")","v":""},{"$f":"IFERROR(VLOOKUP(K104,$B$7:$E$124,4,FALSE),\"\")","v":""},{"$f":"IF(K104=\"\",\"\",IF($H$27=ChoixPAC!$G$11,1,2))","v":""},null,{"$f":"IF($J$13=OFFRE!$H$24,$B$81,\"\")","v":""},{"$f":"IFERROR(VLOOKUP(Q104,$B$7:$E$124,2,FALSE),\"\")","v":""},{"$f":"IFERROR(VLOOKUP(Q104,$B$7:$E$124,3,FALSE),\"\")","v":""},{"$f":"IFERROR(VLOOKUP(Q104,$B$7:$E$124,4,FALSE),\"\")","v":""},{"$f":"IF(Q104=\"\",\"\",IF($H$27=ChoixPAC!$G$11,1,2))","v":""},null,null,"","","","",""]
[null,7670833,{"$f":"VLOOKUP($B105,Tarif!$A:$D,2,FALSE)","v":"OENOVIAPAC-2 CONF 4.5 MR-2/EM"},"-",{"$f":"VLOOKUP($B105,Tarif!$A:$D,4,FALSE)","v":5859},null,null,null,null,null,{"$f":"IF($J$13=OFFRE!$H$24,$B$91,\"\")","v":""},{"$f":"IFERROR(VLOOKUP(K105,$B$7:$E$124,2,FALSE),\"\")","v":""},{"$f":"IFERROR(VLOOKUP(K105,$B$7:$E$124,3,FALSE),\"\")","v":""},{"$f":"IFERROR(VLOOKUP(K105,$B$7:$E$124,4,FALSE),\"\")","v":""},{"$f":"IF(K105=\"\",\"\",IF($H$27=ChoixPAC!$G$11,1,2))","v":""},null,{"$f":"IF($J$13=OFFRE!$H$24,$B$91,\"\")","v":""},{"$f":"IFERROR(VLOOKUP(Q105,$B$7:$E$124,2,FALSE),\"\")","v":""},{"$f":"IFERROR(VLOOKUP(Q105,$B$7:$E$124,3,FALSE),\"\")","v":""},{"$f":"IFERROR(VLOOKUP(Q105,$B$7:$E$124,4,FALSE),\"\")","v":""},{"$f":"IF(Q105=\"\",\"\",IF($H$27=ChoixPAC!$G$11,1,2))","v":""},null,null,"","","","",""]
[null,7609997,{"$f":"VLOOKUP($B106,Tarif!$A:$D,2,FALSE)","v":"OENOVIAPAC-2 CONFORT 6 MR-2/EM"},"-",{"$f":"VLOOKUP($B106,Tarif!$A:$D,4,FALSE)","v":6262},null,null,null,null,null,null,null,null,null,{"$f":"IF(K106=\"\",\"\",IF($H$27=ChoixPAC!$G$11,1,2))","v":""},null,null,null,null,null,{"$f":"IF(Q106=\"\",\"\",IF($H$27=ChoixPAC!$G$11,1,2))","v":""},null,null,"","","","",""]
[null,7609999,{"$f":"VLOOKUP($B107,Tarif!$A:$D,2,FALSE)","v":"OENOVIAPAC-2 CONFORT 8 MR-2/EM"},"-",{"$f":"VLOOKUP($B107,Tarif!$A:$D,4,FALSE)","v":7002},null,null,null,null,null,null,null,null,null,{"$f":"IF(K107=\"\",\"\",IF($H$27=ChoixPAC!$G$11,1,2))","v":""},null,null,null,null,null,{"$f":"IF(Q107=\"\",\"\",IF($H$27=ChoixPAC!$G$11,1,2))","v":""},null,null,"","","","",""]
[null,7610001,{"$f":"VLOOKUP($B108,Tarif!$A:$D,2,FALSE)","v":"OENOVIAPAC-2 CONFORT 11 MR-2/EM"},"-",{"$f":"VLOOKUP($B108,Tarif!$A:$D,4,FALSE)","v":8607},null,null,null,null,null,null,"Accessoires de mise en œuvre",null,null,null,null,null,"Accessoires de mise en œuvre",null,null,null,null,null,"","","","",""]
[null,7610003,{"$f":"VLOOKUP($B109,Tarif!$A:$D,2,FALSE)","v":"OENOVIAPAC-2 CONFORT 11 TR-2/ET"},"-",{"$f":"VLOOKUP($B109,Tarif!$A:$D,4,FALSE)","v":8938},null,null,null,null,null,{"$f":"IF(OFFRE!$O$23=OFFRE!$H$16,'Offre HPI - CAELIA'!$B$12,'Offre HPI - CAELIA'!$B$8)","v":7694974},{"$f":"IFERROR(VLOOKUP(K109,$B$7:$E$124,2,FALSE),\"\")","v":"SUPPORT AU SOL CAOUTCHOUC 600MM"},{"$f":"IFERROR(VLOOKUP(K109,$B$7:$E$124,3,FALSE),\"\")","v":"EH879"},{"$f":"IFERROR(VLOOKUP(K109,$B$7:$E$124,4,FALSE),\"\")","v":119},{"$f":"IF($H$27=ChoixPAC!$G$11,1,2)","v":2},null,{"$f":"IF(OFFRE!$O$23=OFFRE!$H$16,'Offre HPI - CAELIA'!$B$12,'Offre HPI - CAELIA'!$B$8)","v":7694974},{"$f":"IFERROR(VLOOKUP(Q109,$B$7:$E$124,2,FALSE),\"\")","v":"SUPPORT AU SOL CAOUTCHOUC 600MM"},{"$f":"IFERROR(VLOOKUP(Q109,$B$7:$E$124,3,FALSE),\"\")","v":"EH879"},{"$f":"IFERROR(VLOOKUP(Q109,$B$7:$E$124,4,FALSE),\"\")","v":119},{"$f":"IF($H$27=ChoixPAC!$G$11,1,2)","v":2},null,null,"","","","",""]
[null,7610005,{"$f":"VLOOKUP($B110,Tarif!$A:$D,2,FALSE)","v":"OENOVIAPAC-2 CONFORT 16 MR-2/EM"},"-",{"$f":"VLOOKUP($B110,Tarif!$A:$D,4,FALSE)","v":9748},null,null,null,null,null,{"$f":"$B$22","v":100008841},{"$f":"IFERROR(VLOOKUP(K110,$B$7:$E$124,2,FALSE),\"\")","v":"BALLON TAMPON 80L B 80 T"},{"$f":"IFERROR(VLOOKUP(K110,$B$7:$E$124,3,FALSE),\"\")","v":"EH85"},{"$f":"IFERROR(VLOOKUP(K110,$B$7:$E$124,4,FALSE),\"\")","v":572},1,null,{"$f":"$B$22","v":100008841},{"$f":"IFERROR(VLOOKUP(Q110,$B$7:$E$124,2,FALSE),\"\")","v":"BALLON TAMPON 80L B 80 T"},{"$f":"IFERROR(VLOOKUP(Q110,$B$7:$E$124,3,FALSE),\"\")","v":"EH85"},{"$f":"IFERROR(VLOOKUP(Q110,$B$7:$E$124,4,FALSE),\"\")","v":572},1,null,null,"","","","",""]
[null,7610007,{"$f":"VLOOKUP($B111,Tarif!$A:$D,2,FALSE)","v":"OENOVIAPAC-2 CONFORT 16 TR-2/ET"},"-",{"$f":"VLOOKUP($B111,Tarif!$A:$D,4,FALSE)","v":10194},null,null,null,null,null,null,null,null,null,null,null,null,null,null,null,null,null,null,"","","","",""]
[null,7610009,{"$f":"VLOOKUP($B112,Tarif!$A:$D,2,FALSE)","v":"OENOVIAPAC-2 CONFORT 22 TR-2/ET"},"-",{"$f":"VLOOKUP($B112,Tarif!$A:$D,4,FALSE)","v":12821},null,null,null,null,null,null,"Liaison frigorifique",null,null,null,null,null,"Liaison frigorifique",null,null,null,null,null,"","","","",""]
[null,7610011,{"$f":"VLOOKUP($B113,Tarif!$A:$D,2,FALSE)","v":"OENOVIAPAC-2 CONFORT 27 TR-2/ET"},"-",{"$f":"VLOOKUP($B113,Tarif!$A:$D,4,FALSE)","v":14155},null,null,null,null,null,{"$f":"$B$17","v":100015476},{"$f":"IFERROR(VLOOKUP(K113,$B$7:$E$124,2,FALSE),\"\")","v":"LIAISON FRIGORIFIQUE PE 1/2\" 1/4\" - LG 10 m"},{"$f":"IFERROR(VLOOKUP(K113,$B$7:$E$124,3,FALSE),\"\")","v":"EH142"},{"$f":"IFERROR(VLOOKUP(K113,$B$7:$E$124,4,FALSE),\"\")","v":255},{"$f":"IF($H$27=ChoixPAC!$G$11,1,2)","v":2},null,{"$f":"$B$17","v":100015476},{"$f":"IFERROR(VLOOKUP(Q113,$B$7:$E$124,2,FALSE),\"\")","v":"LIAISON FRIGORIFIQUE PE 1/2\" 1/4\" - LG 10 m"},{"$f":"IFERROR(VLOOKUP(Q113,$B$7:$E$124,3,FALSE),\"\")","v":"EH142"},{"$f":"IFERROR(VLOOKUP(Q113,$B$7:$E$124,4,FALSE),\"\")","v":255},{"$f":"IF($H$27=ChoixPAC!$G$11,1,2)","v":2},null,null,"","","","",""]
[null,null,null,null,null,null,null,null,null,null,null,null,null,null,null,null,null,null,null,null,null,null,null,"","","","",""]
[null,"PAC HM / HT",null,null,null,null,null,null,null,null,null,null,null,null,null,null,null,null,null,null,null,null,null,"","","","",""]
[null,7670787,{"$f":"VLOOKUP($B116,Tarif!$A:$D,2,FALSE)","v":"OENOVIAPAC-2 CONF 4.5 MR-2/H"},"-",{"$f":"VLOOKUP($B116,Tarif!$A:$D,4,FALSE)","v":5352},null,null,null,null,null,null,null,null,null,null,null,null,null,null,null,null,null,null,"","","","",""]
[null,7609996,{"$f":"VLOOKUP($B117,Tarif!$A:$D,2,FALSE)","v":"OENOVIAPAC-2 CONFORT 6 MR-2/H"},"-",{"$f":"VLOOKUP($B117,Tarif!$A:$D,4,FALSE)","v":5755},null,null,null,null,null,null,"Accessoires de raccordement hydraulique",null,null,null,null,null,"Accessoires de raccordement hydraulique",null,null,null,null,null,"","","","",""]
[null,7609998,{"$f":"VLOOKUP($B118,Tarif!$A:$D,2,FALSE)","v":"OENOVIAPAC-2 CONFORT 8 MR-2/H"},"-",{"$f":"VLOOKUP($B118,Tarif!$A:$D,4,FALSE)","v":6495},null,null,null,null,null,{"$f":"$B$24","v":100017830},{"$f":"IFERROR(VLOOKUP(K118,$B$7:$E$124,2,FALSE),\"\")","v":"KIT VANNE 3 VOIES (CIRCUIT B)"},{"$f":"IFERROR(VLOOKUP(K118,$B$7:$E$124,3,FALSE),\"\")","v":"HK21"},{"$f":"IFERROR(VLOOKUP(K118,$B$7:$E$124,4,FALSE),\"\")","v":732},1,null,{"$f":"$B$24","v":100017830},{"$f":"IFERROR(VLOOKUP(Q118,$B$7:$E$124,2,FALSE),\"\")","v":"KIT VANNE 3 VOIES (CIRCUIT B)"},{"$f":"IFERROR(VLOOKUP(Q118,$B$7:$E$124,3,FALSE),\"\")","v":"HK21"},{"$f":"IFERROR(VLOOKUP(Q118,$B$7:$E$124,4,FALSE),\"\")","v":732},1,null,null,"","","","",""]
[null,7610000,{"$f":"VLOOKUP($B119,Tarif!$A:$D,2,FALSE)","v":"OENOVIAPAC-2 CONFORT 11 MR-2/H"},"-",{"$f":"VLOOKUP($B119,Tarif!$A:$D,4,FALSE)","v":8053},null,null,null,null,null,{"$f":"$B$25","v":100017832},{"$f":"IFERROR(VLOOKUP(K119,$B$7:$E$124,2,FALSE),\"\")","v":"KIT TUBULURES 2 CIRCUITS"},{"$f":"IFERROR(VLOOKUP(K119,$B$7:$E$124,3,FALSE),\"\")","v":"HK22"},{"$f":"IFERROR(VLOOKUP(K119,$B$7:$E$124,4,FALSE),\"\")","v":156},null,null,{"$f":"$B$25","v":100017832},{"$f":"IFERROR(VLOOKUP(Q119,$B$7:$E$124,2,FALSE),\"\")","v":"KIT TUBULURES 2 CIRCUITS"},{"$f":"IFERROR(VLOOKUP(Q119,$B$7:$E$124,3,FALSE),\"\")","v":"HK22"},{"$f":"IFERROR(VLOOKUP(Q119,$B$7:$E$124,4,FALSE),\"\")","v":156},null,null,null,"","","","",""]
[null,7610002,{"$f":"VLOOKUP($B120,Tarif!$A:$D,2,FALSE)","v":"OENOVIAPAC-2 CONFORT 11 TR-2/H"},"-",{"$f":"VLOOKUP($B120,Tarif!$A:$D,4,FALSE)","v":8384},null,null,null,null,null,{"$f":"$B$26","v":100015468},"KIT RAC HYDRAULIQUE PAC - BALLON ECS","EH149",109,null,null,{"$f":"$B$26","v":100015468},"KIT RAC HYDRAULIQUE PAC - BALLON ECS","EH149",109,null,null,null,"","","","",""]
[null,7610004,{"$f":"VLOOKUP($B121,Tarif!$A:$D,2,FALSE)","v":"OENOVIAPAC-2 CONFORT 16 MR-2/H"},"-",{"$f":"VLOOKUP($B121,Tarif!$A:$D,4,FALSE)","v":9194},null,null,null,null,null,{"$f":"$B$27","v":100020164},"COLLECTEUR 2/3 CIRCUITS ","EA140",382,null,null,{"$f":"$B$27","v":100020164},"COLLECTEUR 2/3 CIRCUITS ","EA140",382,null,null,null,"","","","",""]
[null,7610006,{"$f":"VLOOKUP($B122,Tarif!$A:$D,2,FALSE)","v":"OENOVIAPAC-2 CONFORT 16 TR-2/H"},"-",{"$f":"VLOOKUP($B122,Tarif!$A:$D,4,FALSE)","v":9640},null,null,null,null,null,{"$f":"$B$28","v":100020167},"CIRCUIT DIRECT P.ELEC CLASSE A  ","EA143",720,null,null,{"$f":"$B$28","v":100020167},"CIRCUIT DIRECT P.ELEC CLASSE A  ","EA143",720,null,null,null,"","","","",""]
[null,7610008,{"$f":"VLOOKUP($B123,Tarif!$A:$D,2,FALSE)","v":"OENOVIAPAC-2 CONFORT 22 TR-2/H"},"-",{"$f":"VLOOKUP($B123,Tarif!$A:$D,4,FALSE)","v":12082},null,null,null,null,null,{"$f":"$B$29","v":100020168},"CIRCUIT V3V P.ELEC","EA144",1023,null,null,{"$f":"$B$29","v":100020168},"CIRCUIT V3V P.ELEC","EA144",1023,null,null,null,"","","","",""]
[null,7610010,{"$f":"VLOOKUP($B124,Tarif!$A:$D,2,FALSE)","v":"OENOVIAPAC-2 CONFORT 27 TR-2/H"},"-",{"$f":"VLOOKUP($B124,Tarif!$A:$D,4,FALSE)","v":13416},null,null,null,null,null,{"$f":"$B$30","v":100020165},"CONSOLE MUR COLLECTEUR ","EA141",48,null,null,{"$f":"$B$30","v":100020165},"CONSOLE MUR COLLECTEUR ","EA141",48,null,null,null,"","","","",""]
[null,null,null,null,null,null,null,null,null,null,{"$f":"$B$31","v":100020166},"CONSOLE MUR 1 MODULE ","EA142",129,null,null,{"$f":"$B$31","v":100020166},"CONSOLE MUR 1 MODULE ","EA142",129,null,null,null,"","","","",""]
[null,null,null,null,null,null,null,null,null,null,{"$f":"$B$32","v":100003301},"KIT CABLAGE PLANCHER CHAUFFANT DIRECT","HA249",42,null,null,{"$f":"$B$32","v":100003301},"KIT CABLAGE PLANCHER CHAUFFANT DIRECT","HA249",42,null,null,null,"","","","",""]
[null,"Accessoires cascade",null,null,null,null,null,null,null,null,{"$f":"$B$33","v":7625589},"KIT SILENCIEUX ","EH559",92,null,null,{"$f":"$B$33","v":7625589},"KIT SILENCIEUX ","EH559",92,null,null,null,"","","","",""]
[null,7650454,{"$f":"VLOOKUP($B128,Tarif!$A:$D,2,FALSE)","v":"BALLON PSB 600 "},{"$f":"VLOOKUP($B128,Tarif!$A:$D,3,FALSE)","v":"AJ52"},{"$f":"VLOOKUP($B128,Tarif!$A:$D,4,FALSE)","v":1119},{"$f":"+B128","v":7650454},null,null,null,null,null,null,null,null,null,null,null,null,null,null,null,null,null,"","","","",""]
[null,7650455,{"$f":"VLOOKUP($B129,Tarif!$A:$D,2,FALSE)","v":"BALLON PSB 800"},{"$f":"VLOOKUP($B129,Tarif!$A:$D,3,FALSE)","v":"AJ53"},{"$f":"VLOOKUP($B129,Tarif!$A:$D,4,FALSE)","v":1210},{"$f":"+B129","v":7650455},null,null,null,null,null,{"$f":"IF($H$24=OFFRE!$D$6,\"Ballons de production Eau Chaude Sanitaire\",\"\")","v":""},null,null,null,null,null,{"$f":"IF($H$24=OFFRE!$D$6,\"Ballons de production Eau Chaude Sanitaire\",\"\")","v":""},null,null,null,null,null,"","","","",""]
[null,7650456,{"$f":"VLOOKUP($B130,Tarif!$A:$D,2,FALSE)","v":"BALLON PSB 1000"},{"$f":"VLOOKUP($B130,Tarif!$A:$D,3,FALSE)","v":"AJ54"},{"$f":"VLOOKUP($B130,Tarif!$A:$D,4,FALSE)","v":1343},7650456,null,null,null,null,{"$f":"IF($H$24=OFFRE!$D$6,$B$51,\"\")","v":""},{"$f":"IFERROR(VLOOKUP(K130,$B$7:$E$124,2,FALSE),\"\")","v":""},{"$f":"IFERROR(VLOOKUP(K130,$B$7:$E$124,3,FALSE),\"\")","v":""},{"$f":"IFERROR(VLOOKUP(K130,$B$7:$E$124,4,FALSE),\"\")","v":""},null,null,{"$f":"IF($H$24=OFFRE!$D$6,$B$51,\"\")","v":""},{"$f":"IFERROR(VLOOKUP(Q130,$B$7:$E$124,2,FALSE),\"\")","v":""},{"$f":"IFERROR(VLOOKUP(Q130,$B$7:$E$124,3,FALSE),\"\")","v":""},{"$f":"IFERROR(VLOOKUP(Q130,$B$7:$E$124,4,FALSE),\"\")","v":""},null,null,null,"","","","",""]
[null,7650457,{"$f":"VLOOKUP($B131,Tarif!$A:$D,2,FALSE)","v":"BALLON PSB 1500"},{"$f":"VLOOKUP($B131,Tarif!$A:$D,3,FALSE)","v":"AJ55"},{"$f":"VLOOKUP($B131,Tarif!$A:$D,4,FALSE)","v":1792},7650457,null,null,null,null,{"$f":"IF($H$24=OFFRE!$D$6,$B$52,\"\")","v":""},"","","",null,null,{"$f":"IF($H$24=OFFRE!$D$6,$B$52,\"\")","v":""},"","","",null,null,null,{"$f":"IF($J$94=1,K131,IF($P$94=1,Q131,\"\"))","v":""},{"$f":"IF($J$94=1,L131,IF($P$94=1,R131,\"\"))","v":""},{"$f":"IF($J$94=1,M131,IF($P$94=1,S131,\"\"))","v":""},{"$f":"IF($J$94=1,N131,IF($P$94=1,T131,\"\"))","v":""},{"$f":"IF($J$94=1,O131,IF($P$94=1,U131,\"\"))","v":""}]
[null,7650458,{"$f":"VLOOKUP($B132,Tarif!$A:$D,2,FALSE)","v":"BALLON PSB 2000"},{"$f":"VLOOKUP($B132,Tarif!$A:$D,3,FALSE)","v":"AJ56"},{"$f":"VLOOKUP($B132,Tarif!$A:$D,4,FALSE)","v":2351},7650458,null,null,null,null,{"$f":"IF($H$24=OFFRE!$D$6,$B$53,\"\")","v":""},"","","",null,null,{"$f":"IF($H$24=OFFRE!$D$6,$B$53,\"\")","v":""},"","","",null,null,null,"","","","",""]
[null,7650459,{"$f":"VLOOKUP($B133,Tarif!$A:$D,2,FALSE)","v":"BALLON PSB 2500"},{"$f":"VLOOKUP($B133,Tarif!$A:$D,3,FALSE)","v":"AJ57"},{"$f":"VLOOKUP($B133,Tarif!$A:$D,4,FALSE)","v":2576},7650459,null,null,null,null,{"$f":"IF($H$24=OFFRE!$D$6,$B$54,\"\")","v":""},"","","",null,null,{"$f":"IF($H$24=OFFRE!$D$6,$B$54,\"\")","v":""},"","","",null,null,null,"","","","",""]
[null,7650460,{"$f":"VLOOKUP($B134,Tarif!$A:$D,2,FALSE)","v":"BALLON PSB 300"},{"$f":"VLOOKUP($B134,Tarif!$A:$D,3,FALSE)","v":"AJ58"},{"$f":"VLOOKUP($B134,Tarif!$A:$D,4,FALSE)","v":3023},7650460,null,null,null,null,{"$f":"IF($H$24=OFFRE!$D$6,$B$55,\"\")","v":""},"","","",null,null,{"$f":"IF($H$24=OFFRE!$D$6,$B$55,\"\")","v":""},"","","",null,null,null,"","","","",""]
[null,100019348,{"$f":"VLOOKUP($B135,Tarif!$A:$D,2,FALSE)","v":"BOUTEILLE DE DECOUPLAGE  120/80-2''   "},{"$f":"VLOOKUP($B135,Tarif!$A:$D,3,FALSE)","v":"GV47"},{"$f":"VLOOKUP($B135,Tarif!$A:$D,4,FALSE)","v":658},100019348,null,null,null,null,{"$f":"IF($H$24=OFFRE!$D$6,$B$56,\"\")","v":""},"","","",null,null,{"$f":"IF($H$24=OFFRE!$D$6,$B$56,\"\")","v":""},"","","",null,null,null,"","","","",""]
[null,null,null,null,null,0,null,null,null,null,{"$f":"IF($H$24=OFFRE!$D$6,$B$57,\"\")","v":""},"","","",null,null,{"$f":"IF($H$24=OFFRE!$D$6,$B$57,\"\")","v":""},"","","",null,null,null,"","","","",""]
[null,null,null,null,null,0,null,null,null,null,{"$f":"IF($H$24=OFFRE!$D$6,$B$58,\"\")","v":""},"","","",null,null,{"$f":"IF($H$24=OFFRE!$D$6,$B$58,\"\")","v":""},"","","",null,null,null,"","","","",""]
[null,7650489,{"$f":"VLOOKUP($B138,Tarif!$A:$D,2,FALSE)","v":"JAQUETTE RIGIDE 600 PS/PSE"},{"$f":"VLOOKUP($B138,Tarif!$A:$D,3,FALSE)","v":"AJ87"},{"$f":"VLOOKUP($B138,Tarif!$A:$D,4,FALSE)","v":672},7650489,null,null,null,null,null,null,null,null,null,null,null,null,null,null,null,null,null,"","","","",""]
[null,7650490,{"$f":"VLOOKUP($B139,Tarif!$A:$D,2,FALSE)","v":"JAQUETTE RIGIDE 800 PS/PSE"},{"$f":"VLOOKUP($B139,Tarif!$A:$D,3,FALSE)","v":"AJ88"},{"$f":"VLOOKUP($B139,Tarif!$A:$D,4,FALSE)","v":694},7650490,null,null,null,null,null,"Kit de fonction réversible",null,null,null,null,null,"Kit de fonction réversible",null,null,null,null,null,"","","","",""]
[null,7650491,{"$f":"VLOOKUP($B140,Tarif!$A:$D,2,FALSE)","v":"JAQUETTE RIGIDE 1000 PS/PSE "},{"$f":"VLOOKUP($B140,Tarif!$A:$D,3,FALSE)","v":"AJ89"},{"$f":"VLOOKUP($B140,Tarif!$A:$D,4,FALSE)","v":784},7650491,null,null,null,null,{"$f":"$B$19","v":100018410},{"$f":"IFERROR(VLOOKUP(K140,$B$7:$E$124,2,FALSE),\"\")","v":"KIT ISOLATION MODE FROID MIT-IN iSYSTEM"},{"$f":"IFERROR(VLOOKUP(K140,$B$7:$E$124,3,FALSE),\"\")","v":"HK24"},{"$f":"IFERROR(VLOOKUP(K140,$B$7:$E$124,4,FALSE),\"\")","v":297},null,null,{"$f":"$B$19","v":100018410},{"$f":"IFERROR(VLOOKUP(Q140,$B$7:$E$124,2,FALSE),\"\")","v":"KIT ISOLATION MODE FROID MIT-IN iSYSTEM"},{"$f":"IFERROR(VLOOKUP(Q140,$B$7:$E$124,3,FALSE),\"\")","v":"HK24"},{"$f":"IFERROR(VLOOKUP(Q140,$B$7:$E$124,4,FALSE),\"\")","v":297},null,null,null,"","","","",""]
[null,7650492,{"$f":"VLOOKUP($B141,Tarif!$A:$D,2,FALSE)","v":"JAQUETTE RIGIDE 1500 PS/PSE "},{"$f":"VLOOKUP($B141,Tarif!$A:$D,3,FALSE)","v":"AJ90"},{"$f":"VLOOKUP($B141,Tarif!$A:$D,4,FALSE)","v":1231},7650492,null,null,null,null,{"$f":"$B$20","v":100018411},{"$f":"IFERROR(VLOOKUP(K141,$B$7:$E$124,2,FALSE),\"\")","v":"KIT ISOLATION MODE FROID KIT VANNE 3 VOIES (CIRCUIT B)"},{"$f":"IFERROR(VLOOKUP(K141,$B$7:$E$124,3,FALSE),\"\")","v":"HK25"},{"$f":"IFERROR(VLOOKUP(K141,$B$7:$E$124,4,FALSE),\"\")","v":168},null,null,{"$f":"$B$20","v":100018411},{"$f":"IFERROR(VLOOKUP(Q141,$B$7:$E$124,2,FALSE),\"\")","v":"KIT ISOLATION MODE FROID KIT VANNE 3 VOIES (CIRCUIT B)"},{"$f":"IFERROR(VLOOKUP(Q141,$B$7:$E$124,3,FALSE),\"\")","v":"HK25"},{"$f":"IFERROR(VLOOKUP(Q141,$B$7:$E$124,4,FALSE),\"\")","v":168},null,null,null,"","","","",""]
[null,7650493,{"$f":"VLOOKUP($B142,Tarif!$A:$D,2,FALSE)","v":"JAQUETTE RIGIDE 2000 PS/PSE "},{"$f":"VLOOKUP($B142,Tarif!$A:$D,3,FALSE)","v":"AJ91"},{"$f":"VLOOKUP($B142,Tarif!$A:$D,4,FALSE)","v":1456},7650493,null,null,null,null,null,null,null,null,null,null,null,null,null,null,null,null,null,"","","","",""]
[null,7650494,{"$f":"VLOOKUP($B143,Tarif!$A:$D,2,FALSE)","v":"JAQUETTE RIGIDE 2500 PS/PSE "},{"$f":"VLOOKUP($B143,Tarif!$A:$D,3,FALSE)","v":"AJ92"},{"$f":"VLOOKUP($B143,Tarif!$A:$D,4,FALSE)","v":1680},7650494,null,null,null,null,null,"Accessoires de régulation",null,null,null,null,null,"Accessoires de régulation",null,null,null,null,null,"","","","",""]
[null,7650495,{"$f":"VLOOKUP($B144,Tarif!$A:$D,2,FALSE)","v":"JAQUETTE RIGIDE 3000 PS/PSE "},{"$f":"VLOOKUP($B144,Tarif!$A:$D,3,FALSE)","v":"AJ93"},{"$f":"VLOOKUP($B144,Tarif!$A:$D,4,FALSE)","v":1903},7650495,null,null,null,null,{"$f":"$B$35","v":100013304},{"$f":"IFERROR(VLOOKUP(K144,$B$7:$E$124,2,FALSE),\"\")","v":"COLIS OPTION V3V OE-TRONIC 4"},{"$f":"IFERROR(VLOOKUP(K144,$B$7:$E$124,3,FALSE),\"\")","v":"AD249"},{"$f":"IFERROR(VLOOKUP(K144,$B$7:$E$124,4,FALSE),\"\")","v":170},null,null,{"$f":"$B$35","v":100013304},{"$f":"IFERROR(VLOOKUP(Q144,$B$7:$E$124,2,FALSE),\"\")","v":"COLIS OPTION V3V OE-TRONIC 4"},{"$f":"IFERROR(VLOOKUP(Q144,$B$7:$E$124,3,FALSE),\"\")","v":"AD249"},{"$f":"IFERROR(VLOOKUP(Q144,$B$7:$E$124,4,FALSE),\"\")","v":170},null,null,null,"","","","",""]
[null,null,null,null,null,0,null,null,null,null,{"$f":"$B$36","v":100013305},{"$f":"IFERROR(VLOOKUP(K145,$B$7:$E$124,2,FALSE),\"\")","v":"SONDE SYSTÈME ECS"},{"$f":"IFERROR(VLOOKUP(K145,$B$7:$E$124,3,FALSE),\"\")","v":"AD250"},{"$f":"IFERROR(VLOOKUP(K145,$B$7:$E$124,4,FALSE),\"\")","v":49},null,null,{"$f":"$B$36","v":100013305},{"$f":"IFERROR(VLOOKUP(Q145,$B$7:$E$124,2,FALSE),\"\")","v":"SONDE SYSTÈME ECS"},{"$f":"IFERROR(VLOOKUP(Q145,$B$7:$E$124,3,FALSE),\"\")","v":"AD250"},{"$f":"IFERROR(VLOOKUP(Q145,$B$7:$E$124,4,FALSE),\"\")","v":49},null,null,null,"","","","",""]
["Obligatoire",7650329,{"$f":"VLOOKUP($B146,Tarif!$A:$D,2,FALSE)","v":"PURGEUR RP 1/2"},{"$f":"VLOOKUP($B146,Tarif!$A:$D,3,FALSE)","v":"SA16"},{"$f":"VLOOKUP($B146,Tarif!$A:$D,4,FALSE)","v":64},7650329,null,null,null,null,{"$f":"$B$37","v":100013306},"SONDE EXTERIEURE RADIO ","AD251",82,null,null,{"$f":"$B$37","v":100013306},"SONDE EXTERIEURE RADIO ","AD251",82,null,null,null,"","","","",""]
["Au choix",7650378,{"$f":"VLOOKUP($B147,Tarif!$A:$D,2,FALSE)","v":"SEPARATEUR BOUES A AIMANT RP 2 S"},{"$f":"VLOOKUP($B147,Tarif!$A:$D,3,FALSE)","v":"SA26"},{"$f":"VLOOKUP($B147,Tarif!$A:$D,4,FALSE)","v":458},7650378,null,null,null,null,{"$f":"$B$38","v":100013307},"MODULE CHAUDIERE RADIO (EMETTEUR)","AD252",132,null,null,{"$f":"$B$38","v":100013307},"MODULE CHAUDIERE RADIO (EMETTEUR)","AD252",132,null,null,null,"","","","",""]
[null,7651722,{"$f":"VLOOKUP($B148,Tarif!$A:$D,2,FALSE)","v":"SEPARATEUR AVEC BARREAU MAGNETIQUE DN65"},{"$f":"VLOOKUP($B148,Tarif!$A:$D,3,FALSE)","v":0},{"$f":"VLOOKUP($B148,Tarif!$A:$D,4,FALSE)","v":1517},7651722,null,null,null,null,{"$f":"$B$39","v":100013472},"CDE A DISTANCE RADIO RS 400R     ","AD255",256,null,null,{"$f":"$B$39","v":100013472},"CDE A DISTANCE RADIO RS 400R     ","AD255",256,null,null,null,"","","","",""]
[null,7651695,{"$f":"VLOOKUP($B149,Tarif!$A:$D,2,FALSE)","v":"SEPAR.BOUES DERIV./CIRC.4M3_H DN32"},{"$f":"VLOOKUP($B149,Tarif!$A:$D,3,FALSE)","v":"SA33"},{"$f":"VLOOKUP($B149,Tarif!$A:$D,4,FALSE)","v":2262},7651695,null,null,null,null,{"$f":"$B$40","v":100013477},"COMMANDE A DISTANCE RS 400","AD257",190,{"$f":"$H$18","v":1},null,{"$f":"$B$40","v":100013477},"COMMANDE A DISTANCE RS 400","AD257",190,{"$f":"$H$18","v":1},null,null,"","","","",""]
[null,7651698,{"$f":"VLOOKUP($B150,Tarif!$A:$D,2,FALSE)","v":"SEPAR.BOUES DERIV./CIRC.9M3_H DN32"},{"$f":"VLOOKUP($B150,Tarif!$A:$D,3,FALSE)","v":"SA34"},{"$f":"VLOOKUP($B150,Tarif!$A:$D,4,FALSE)","v":3922},7651698,null,null,null,null,{"$f":"$B$41","v":88017851},"CABLE DE LIAISON BUS LG 12 M","AD134",118,null,null,{"$f":"$B$41","v":88017851},"CABLE DE LIAISON BUS LG 12 M","AD134",118,null,null,null,"","","","",""]
[null,null,null,null,null,null,null,null,null,null,{"$f":"$B$42","v":88017017},"SONDE DEPART v3v","AD199",85,null,null,{"$f":"$B$42","v":88017017},"SONDE DEPART v3v","AD199",85,null,null,null,"","","","",""]
[null,null,null,null,null,null,null,null,null,null,{"$f":"$B$43","v":100002803},"COMMANDE A DISTANCE SIMPLIFIEE AD208","AD208",112,null,null,{"$f":"$B$43","v":100002803},"COMMANDE A DISTANCE SIMPLIFIEE AD208","AD208",112,null,null,null,"","","","",""]
[null,null,null,null,null,null,null,null,null,null,{"$f":"$B$44","v":100000030},"COLIS OPTION SONDE ECS","AD212",53,null,null,{"$f":"$B$44","v":100000030},"COLIS OPTION SONDE ECS","AD212",53,null,null,null,"","","","",""]
[null,null,null,null,null,null,null,null,null,null,{"$f":"$B$45","v":100019114},"KIT SONDE HYGRO RAFRAICHISSEMENT","HK27",233,null,null,{"$f":"$B$45","v":100019114},"KIT SONDE HYGRO RAFRAICHISSEMENT","HK27",233,null,null,null,"","","","",""]
[null,null,null,null,null,null,null,null,null,null,{"$f":"$B$46","v":100020294},"KIT COMPTAGE D'ENERGIE","HK29",209,null,null,{"$f":"$B$46","v":100020294},"KIT COMPTAGE D'ENERGIE","HK29",209,null,null,null,"","","","",""]
[null,null,null,null,null,null,null,null,null,null,{"$f":"$B$47","v":""},"","","",null,null,{"$f":"$B$47","v":""},"","","",null,null,null,"","","","",""]
[null,null,null,null,null,null,null,null,null,null,{"$f":"$B$48","v":""},"","","",null,null,{"$f":"$B$48","v":""},"","","",null,null,null,"","","","",""]
[]
[null,null,null,null,null,null,null,null,null,{"$f":"IF('Offre HPI - CAELIA'!$H$9=OFFRE!$G$57,1,0)","v":0},{"$f":"OFFRE!$G$57","v":"OEnoviaPac-Confort-2 8 kW MONO - E"},null,null,null,null,{"$f":"IF('Offre HPI - CAELIA'!$H$9=OFFRE!$H$57,1,0)","v":0},{"$f":"OFFRE!$H$57","v":"OEnoviaPac-Confort-2 8 kW MONO - H"}]
[null,null,null,null,null,null,null,null,null,"Appoint",{"$f":"OFFRE!$F$7","v":"Electrique"},null,null,null,null,null,{"$f":"OFFRE!$F$6","v":"Hydraulique par chaudière"}]
[]
[]
[null,null,null,null,null,null,null,null,null,null,null,null,null,null,null,null,null,null,null,null,null,null,null,"Si 8 MR choisi"]
[null,null,null,null,null,null,null,null,null,"8 MR",null,{"$f":"IF($J$13=OFFRE!$H$23,\"Kit complet : PAC + accessoires\",\"\")","v":"Kit complet : PAC + accessoires"},null,null,null,null,null,{"$f":"IF($J$13=OFFRE!$H$23,\"Kit complet : PAC + accessoires\",\"\")","v":"Kit complet : PAC + accessoires"},null,null,null,null,{"$f":"IF(Y173=\"\",0,1)","v":0},{"$f":"IF($J$159=1,K164,IF($P$159=1,Q164,\"\"))","v":""},{"$f":"IF($J$159=1,L164,IF($P$159=1,R164,\"\"))","v":""},{"$f":"IF($J$159=1,M164,IF($P$159=1,S164,\"\"))","v":""},{"$f":"IF($J$159=1,N164,IF($P$159=1,T164,\"\"))","v":""},{"$f":"IF($J$159=1,O164,IF($P$159=1,U164,\"\"))","v":""}]
[null,null,null,null,null,null,null,null,null,null,{"$f":"IF($J$13=OFFRE!$H$23,$B$107,\"\")","v":7609999},{"$f":"IFERROR(VLOOKUP(K165,$B$7:$E$124,2,FALSE),\"\")","v":"OENOVIAPAC-2 CONFORT 8 MR-2/EM"},{"$f":"IFERROR(VLOOKUP(K165,$B$7:$E$124,3,FALSE),\"\")","v":"-"},{"$f":"IFERROR(VLOOKUP(K165,$B$7:$E$124,4,FALSE),\"\")","v":7002},{"$f":"IF(K165=\"\",\"\",IF($H$27=ChoixPAC!$G$11,1,2))","v":2},null,{"$f":"IF($J$13=OFFRE!$H$23,$B$118,\"\")","v":7609998},{"$f":"IFERROR(VLOOKUP(Q165,$B$7:$E$124,2,FALSE),\"\")","v":"OENOVIAPAC-2 CONFORT 8 MR-2/H"},{"$f":"IFERROR(VLOOKUP(Q165,$B$7:$E$124,3,FALSE),\"\")","v":"-"},{"$f":"IFERROR(VLOOKUP(Q165,$B$7:$E$124,4,FALSE),\"\")","v":6495},{"$f":"IF(Q165=\"\",\"\",IF($H$27=ChoixPAC!$G$11,1,2))","v":2},null,null,"","","","",""]
[null,null,null,null,null,null,null,null,null,null,null,null,null,null,{"$f":"IF(K166=\"\",\"\",IF($H$27=ChoixPAC!$G$11,1,2))","v":""},null,null,null,null,null,{"$f":"IF(Q166=\"\",\"\",IF($H$27=ChoixPAC!$G$11,1,2))","v":""},null,null,"","","","",""]
[null,null,null,null,null,null,null,null,null,null,null,{"$f":"IF($J$13=OFFRE!$H$24,\"Sélection personnalisée\",\"\")","v":""},null,null,{"$f":"IF(K167=\"\",\"\",IF($H$27=ChoixPAC!$G$11,1,2))","v":""},null,null,{"$f":"IF($J$13=OFFRE!$H$24,\"Sélection personnalisée\",\"\")","v":""},null,null,{"$f":"IF(Q167=\"\",\"\",IF($H$27=ChoixPAC!$G$11,1,2))","v":""},null,null,"","","","",""]
[null,null,null,null,null,null,null,null,null,null,{"$f":"IF($J$13=OFFRE!$H$24,$B$95,\"\")","v":""},{"$f":"IFERROR(VLOOKUP(K168,$B$7:$E$124,2,FALSE),\"\")","v":""},{"$f":"IFERROR(VLOOKUP(K168,$B$7:$E$124,3,FALSE),\"\")","v":""},{"$f":"IFERROR(VLOOKUP(K168,$B$7:$E$124,4,FALSE),\"\")","v":""},{"$f":"IF(K168=\"\",\"\",IF($H$27=ChoixPAC!$G$11,1,2))","v":""},null,{"$f":"IF($J$13=OFFRE!$H$24,$B$100,\"\")","v":""},{"$f":"IFERROR(VLOOKUP(Q168,$B$7:$E$124,2,FALSE),\"\")","v":""},{"$f":"IFERROR(VLOOKUP(Q168,$B$7:$E$124,3,FALSE),\"\")","v":""},{"$f":"IFERROR(VLOOKUP(Q168,$B$7:$E$124,4,FALSE),\"\")","v":""},{"$f":"IF(Q168=\"\",\"\",IF($H$27=ChoixPAC!$G$11,1,2))","v":""},null,null,"","","","",""]
[null,null,null,null,null,null,null,null,null,null,{"$f":"IF($J$13=OFFRE!$H$24,$B$82,\"\")","v":""},{"$f":"IFERROR(VLOOKUP(K169,$B$7:$E$124,2,FALSE),\"\")","v":""},{"$f":"IFERROR(VLOOKUP(K169,$B$7:$E$124,3,FALSE),\"\")","v":""},{"$f":"IFERROR(VLOOKUP(K169,$B$7:$E$124,4,FALSE),\"\")","v":""},{"$f":"IF(K169=\"\",\"\",IF($H$27=ChoixPAC!$G$11,1,2))","v":""},null,{"$f":"IF($J$13=OFFRE!$H$24,$B$82,\"\")","v":""},{"$f":"IFERROR(VLOOKUP(Q169,$B$7:$E$124,2,FALSE),\"\")","v":""},{"$f":"IFERROR(VLOOKUP(Q169,$B$7:$E$124,3,FALSE),\"\")","v":""},{"$f":"IFERROR(VLOOKUP(Q169,$B$7:$E$124,4,FALSE),\"\")","v":""},{"$f":"IF(Q169=\"\",\"\",IF($H$27=ChoixPAC!$G$11,1,2))","v":""},null,null,"","","","",""]
[null,null,null,null,null,null,null,null,null,null,null,null,null,null,{"$f":"IF(K170=\"\",\"\",IF($H$27=ChoixPAC!$G$11,1,2))","v":""},null,null,null,null,null,{"$f":"IF(Q170=\"\",\"\",IF($H$27=ChoixPAC!$G$11,1,2))","v":""},null,null,"","","","",""]
[null,null,null,null,null,null,null,null,null,null,null,null,null,null,{"$f":"IF(K171=\"\",\"\",IF($H$27=ChoixPAC!$G$11,1,2))","v":""},null,null,null,null,null,{"$f":"IF(Q171=\"\",\"\",IF($H$27=ChoixPAC!$G$11,1,2))","v":""},null,null,"","","","",""]
[null,null,null,null,null,null,null,null,null,null,null,null,null,null,{"$f":"IF(K172=\"\",\"\",IF($H$27=ChoixPAC!$G$11,1,2))","v":""},null,null,null,null,null,{"$f":"IF(Q172=\"\",\"\",IF($H$27=ChoixPAC!$G$11,1,2))","v":""},null,null,"","","","",""]
[null,null,null,null,null,null,null,null,null,null,null,"Accessoires de mise en œuvre",null,null,null,null,null,"Accessoires de mise en œuvre",null,null,null,null,null,"","","","",""]
[null,null,null,null,null,null,null,null,null,null,{"$f":"IF(OFFRE!$O$23=OFFRE!$H$16,'Offre HPI - CAELIA'!$B$12,'Offre HPI - CAELIA'!$B$8)","v":7694974},{"$f":"IFERROR(VLOOKUP(K174,$B$7:$E$124,2,FALSE),\"\")","v":"SUPPORT AU SOL CAOUTCHOUC 600MM"},{"$f":"IFERROR(VLOOKUP(K174,$B$7:$E$124,3,FALSE),\"\")","v":"EH879"},{"$f":"IFERROR(VLOOKUP(K174,$B$7:$E$124,4,FALSE),\"\")","v":119},{"$f":"IF($H$27=ChoixPAC!$G$11,1,2)","v":2},null,{"$f":"IF(OFFRE!$O$23=OFFRE!$H$16,'Offre HPI - CAELIA'!$B$12,'Offre HPI - CAELIA'!$B$8)","v":7694974},{"$f":"IFERROR(VLOOKUP(Q174,$B$7:$E$124,2,FALSE),\"\")","v":"SUPPORT AU SOL CAOUTCHOUC 600MM"},{"$f":"IFERROR(VLOOKUP(Q174,$B$7:$E$124,3,FALSE),\"\")","v":"EH879"},{"$f":"IFERROR(VLOOKUP(Q174,$B$7:$E$124,4,FALSE),\"\")","v":119},{"$f":"IF($H$27=ChoixPAC!$G$11,1,2)","v":2},null,null,"","","","",""]
[null,null,null,null,null,null,null,null,null,null,{"$f":"$B$22","v":100008841},{"$f":"IFERROR(VLOOKUP(K175,$B$7:$E$124,2,FALSE),\"\")","v":"BALLON TAMPON 80L B 80 T"},{"$f":"IFERROR(VLOOKUP(K175,$B$7:$E$124,3,FALSE),\"\")","v":"EH85"},{"$f":"IFERROR(VLOOKUP(K175,$B$7:$E$124,4,FALSE),\"\")","v":572},1,null,{"$f":"$B$22","v":100008841},{"$f":"IFERROR(VLOOKUP(Q175,$B$7:$E$124,2,FALSE),\"\")","v":"BALLON TAMPON 80L B 80 T"},{"$f":"IFERROR(VLOOKUP(Q175,$B$7:$E$124,3,FALSE),\"\")","v":"EH85"},{"$f":"IFERROR(VLOOKUP(Q175,$B$7:$E$124,4,FALSE),\"\")","v":572},1,null,null,"","","","",""]
[null,null,null,null,null,null,null,null,null,null,null,null,null,null,null,null,null,null,null,null,null,null,null,"","","","",""]
[null,null,null,null,null,null,null,null,null,null,null,"Liaison frigorifique",null,null,null,null,null,"Liaison frigorifique",null,null,null,null,null,"","","","",""]
[null,null,null,null,null,null,null,null,null,null,{"$f":"$B$14","v":100012535},{"$f":"IFERROR(VLOOKUP(K178,$B$7:$E$124,2,FALSE),\"\")","v":"LIAISON FRIGORIFIQUE PE 5/8'' 3/8'' - LG 5m"},{"$f":"IFERROR(VLOOKUP(K178,$B$7:$E$124,3,FALSE),\"\")","v":"EH114"},{"$f":"IFERROR(VLOOKUP(K178,$B$7:$E$124,4,FALSE),\"\")","v":255},{"$f":"IF($H$27=ChoixPAC!$G$11,1,2)","v":2},null,{"$f":"$B$14","v":100012535},{"$f":"IFERROR(VLOOKUP(Q178,$B$7:$E$124,2,FALSE),\"\")","v":"LIAISON FRIGORIFIQUE PE 5/8'' 3/8'' - LG 5m"},{"$f":"IFERROR(VLOOKUP(Q178,$B$7:$E$124,3,FALSE),\"\")","v":"EH114"},{"$f":"IFERROR(VLOOKUP(Q178,$B$7:$E$124,4,FALSE),\"\")","v":255},{"$f":"IF($H$27=ChoixPAC!$G$11,1,2)","v":2},null,null,"","","","",""]
[null,null,null,null,null,null,null,null,null,null,{"$f":"$B$15","v":100012536},{"$f":"IFERROR(VLOOKUP(K179,$B$7:$E$124,2,FALSE),\"\")","v":"LIAISON FRIGORIFIQUE PE 5/8'' 3/8'' - LG 10m"},{"$f":"IFERROR(VLOOKUP(K179,$B$7:$E$124,3,FALSE),\"\")","v":"EH115"},{"$f":"IFERROR(VLOOKUP(K179,$B$7:$E$124,4,FALSE),\"\")","v":456},null,null,{"$f":"$B$15","v":100012536},{"$f":"IFERROR(VLOOKUP(Q179,$B$7:$E$124,2,FALSE),\"\")","v":"LIAISON FRIGORIFIQUE PE 5/8'' 3/8'' - LG 10m"},{"$f":"IFERROR(VLOOKUP(Q179,$B$7:$E$124,3,FALSE),\"\")","v":"EH115"},{"$f":"IFERROR(VLOOKUP(Q179,$B$7:$E$124,4,FALSE),\"\")","v":456},null,null,null,"","","","",""]
[null,null,null,null,null,null,null,null,null,null,{"$f":"$B$16","v":100012537},{"$f":"IFERROR(VLOOKUP(K180,$B$7:$E$124,2,FALSE),\"\")","v":"LIAISON FRIGORIFIQUE PE 5/8'' 3/8'' - LG 20m"},{"$f":"IFERROR(VLOOKUP(K180,$B$7:$E$124,3,FALSE),\"\")","v":"EH116"},{"$f":"IFERROR(VLOOKUP(K180,$B$7:$E$124,4,FALSE),\"\")","v":823},null,null,{"$f":"$B$16","v":100012537},{"$f":"IFERROR(VLOOKUP(Q180,$B$7:$E$124,2,FALSE),\"\")","v":"LIAISON FRIGORIFIQUE PE 5/8'' 3/8'' - LG 20m"},{"$f":"IFERROR(VLOOKUP(Q180,$B$7:$E$124,3,FALSE),\"\")","v":"EH116"},{"$f":"IFERROR(VLOOKUP(Q180,$B$7:$E$124,4,FALSE),\"\")","v":823},null,null,null,"","","","",""]
[null,null,null,null,null,null,null,null,null,null,null,null,null,null,null,null,null,null,null,null,null,null,null,"","","","",""]
[null,null,null,null,null,"qté préco",null,null,null,null,null,"Accessoires de raccordement hydraulique",null,null,null,null,null,"Accessoires de raccordement hydraulique",null,null,null,null,null,"","","","",""]
[null,"Devis avec 0",null,null,null,null,null,null,null,null,{"$f":"$B$24","v":100017830},{"$f":"IFERROR(VLOOKUP(K183,$B$7:$E$124,2,FALSE),\"\")","v":"KIT VANNE 3 VOIES (CIRCUIT B)"},{"$f":"IFERROR(VLOOKUP(K183,$B$7:$E$124,3,FALSE),\"\")","v":"HK21"},{"$f":"IFERROR(VLOOKUP(K183,$B$7:$E$124,4,FALSE),\"\")","v":732},1,null,{"$f":"$B$24","v":100017830},{"$f":"IFERROR(VLOOKUP(Q183,$B$7:$E$124,2,FALSE),\"\")","v":"KIT VANNE 3 VOIES (CIRCUIT B)"},{"$f":"IFERROR(VLOOKUP(Q183,$B$7:$E$124,3,FALSE),\"\")","v":"HK21"},{"$f":"IFERROR(VLOOKUP(Q183,$B$7:$E$124,4,FALSE),\"\")","v":732},1,null,null,"","","","",""]
[null,{"$f":"IF($W$99=1,X99,IF($W$164=1,X164,IF($W$229=1,X229,IF($W$295=1,X295,IF($W$360=1,X360,IF($W$425=1,X425,IF($W$30=1,X30,IF($W$490=1,X490,IF($W$555=1,X555,\"\")))))))))","v":""},{"$f":"IF($W$99=1,Y99,IF($W$164=1,Y164,IF($W$229=1,Y229,IF($W$295=1,Y295,IF($W$360=1,Y360,IF($W$425=1,Y425,IF($W$30=1,Y30,IF($W$490=1,Y490,IF($W$555=1,Y555,\"\")))))))))","v":""},{"$f":"IF($W$99=1,Z99,IF($W$164=1,Z164,IF($W$229=1,Z229,IF($W$295=1,Z295,IF($W$360=1,Z360,IF($W$425=1,Z425,IF($W$30=1,Z30,IF($W$490=1,Z490,IF($W$555=1,Z555,\"\")))))))))","v":""},{"$f":"IF($W$99=1,AA99,IF($W$164=1,AA164,IF($W$229=1,AA229,IF($W$295=1,AA295,IF($W$360=1,AA360,IF($W$425=1,AA425,IF($W$30=1,AA30,IF($W$490=1,AA490,IF($W$555=1,AA555,\"\")))))))))","v":""},{"$f":"IF($W$99=1,AB99,IF($W$164=1,AB164,IF($W$229=1,AB229,IF($W$295=1,AB295,IF($W$360=1,AB360,IF($W$425=1,AB425,IF($W$30=1,AB30,IF($W$490=1,AB490,IF($W$555=1,AB555,\"\")))))))))","v":""},null,null,null,null,{"$f":"$B$25","v":100017832},{"$f":"IFERROR(VLOOKUP(K184,$B$7:$E$124,2,FALSE),\"\")","v":"KIT TUBULURES 2 CIRCUITS"},{"$f":"IFERROR(VLOOKUP(K184,$B$7:$E$124,3,FALSE),\"\")","v":"HK22"},{"$f":"IFERROR(VLOOKUP(K184,$B$7:$E$124,4,FALSE),\"\")","v":156},null,null,{"$f":"$B$25","v":100017832},{"$f":"IFERROR(VLOOKUP(Q184,$B$7:$E$124,2,FALSE),\"\")","v":"KIT TUBULURES 2 CIRCUITS"},{"$f":"IFERROR(VLOOKUP(Q184,$B$7:$E$124,3,FALSE),\"\")","v":"HK22"},{"$f":"IFERROR(VLOOKUP(Q184,$B$7:$E$124,4,FALSE),\"\")","v":156},null,null,null,"","","","",""]
[null,"","","","","",null,null,null,null,{"$f":"$B$26","v":100015468},"KIT RAC HYDRAULIQUE PAC - BALLON ECS","EH149",109,null,null,{"$f":"$B$26","v":100015468},"KIT RAC HYDRAULIQUE PAC - BALLON ECS","EH149",109,null,null,null,"","","","",""]
[null,"","","","","",null,null,null,null,{"$f":"$B$27","v":100020164},"COLLECTEUR 2/3 CIRCUITS ","EA140",382,null,null,{"$f":"$B$27","v":100020164},"COLLECTEUR 2/3 CIRCUITS ","EA140",382,null,null,null,"","","","",""]
[null,"","","","","",null,null,null,null,{"$f":"$B$28","v":100020167},"CIRCUIT DIRECT P.ELEC CLASSE A  ","EA143",720,null,null,{"$f":"$B$28","v":100020167},"CIRCUIT DIRECT P.ELEC CLASSE A  ","EA143",720,null,null,null,"","","","",""]
[null,"","","","","",null,null,null,null,{"$f":"$B$29","v":100020168},"CIRCUIT V3V P.ELEC","EA144",1023,null,null,{"$f":"$B$29","v":100020168},"CIRCUIT V3V P.ELEC","EA144",1023,null,null,null,"","","","",""]
[null,"","","","","",null,null,null,null,{"$f":"$B$30","v":100020165},"CONSOLE MUR COLLECTEUR ","EA141",48,null,null,{"$f":"$B$30","v":100020165},"CONSOLE MUR COLLECTEUR ","EA141",48,null,null,null,"","","","",""]
[null,"","","","","",null,null,null,null,{"$f":"$B$31","v":100020166},"CONSOLE MUR 1 MODULE ","EA142",129,null,null,{"$f":"$B$31","v":100020166},"CONSOLE MUR 1 MODULE ","EA142",129,null,null,null,"","","","",""]
[null,"","","","","",null,null,null,null,{"$f":"$B$32","v":100003301},"KIT CABLAGE PLANCHER CHAUFFANT DIRECT","HA249",42,null,null,{"$f":"$B$32","v":100003301},"KIT CABLAGE PLANCHER CHAUFFANT DIRECT","HA249",42,null,null,null,"","","","",""]
[null,"","","","","",null,null,null,null,{"$f":"$B$33","v":7625589},"KIT SILENCIEUX ","EH559",92,null,null,{"$f":"$B$33","v":7625589},"KIT SILENCIEUX ","EH559",92,null,null,null,"","","","",""]
[null,"","","","","",null,null,null,null,null,null,null,null,null,null,null,null,null,null,null,null,null,"","","","",""]
[null,"","","","","",null,null,null,null,null,{"$f":"IF($H$24=OFFRE!$D$6,\"Ballons de production Eau Chaude Sanitaire\",\"\")","v":""},null,null,null,null,null,{"$f":"IF($H$24=OFFRE!$D$6,\"Ballons de production Eau Chaude Sanitaire\",\"\")","v":""},null,null,null,null,null,"","","","",""]
[null,"","","","","",null,null,null,null,{"$f":"IF($H$24=OFFRE!$D$6,$B$51,\"\")","v":""},{"$f":"IFERROR(VLOOKUP(K195,$B$7:$E$124,2,FALSE),\"\")","v":""},{"$f":"IFERROR(VLOOKUP(K195,$B$7:$E$124,3,FALSE),\"\")","v":""},{"$f":"IFERROR(VLOOKUP(K195,$B$7:$E$124,4,FALSE),\"\")","v":""},null,null,{"$f":"IF($H$24=OFFRE!$D$6,$B$51,\"\")","v":""},{"$f":"IFERROR(VLOOKUP(Q195,$B$7:$E$124,2,FALSE),\"\")","v":""},{"$f":"IFERROR(VLOOKUP(Q195,$B$7:$E$124,3,FALSE),\"\")","v":""},{"$f":"IFERROR(VLOOKUP(Q195,$B$7:$E$124,4,FALSE),\"\")","v":""},null,null,null,"","","","",""]
[null,"","","","","",null,null,null,null,{"$f":"IF($H$24=OFFRE!$D$6,$B$52,\"\")","v":""},"","","",null,null,{"$f":"IF($H$24=OFFRE!$D$6,$B$52,\"\")","v":""},"","","",null,null,null,{"$f":"IF($J$159=1,K196,IF($P$159=1,Q196,\"\"))","v":""},{"$f":"IF($J$159=1,L196,IF($P$159=1,R196,\"\"))","v":""},{"$f":"IF($J$159=1,M196,IF($P$159=1,S196,\"\"))","v":""},{"$f":"IF($J$159=1,N196,IF($P$159=1,T196,\"\"))","v":""},{"$f":"IF($J$159=1,O196,IF($P$159=1,U196,\"\"))","v":""}]
[null,"","","","","",null,null,null,null,{"$f":"IF($H$24=OFFRE!$D$6,$B$53,\"\")","v":""},"","","",null,null,{"$f":"IF($H$24=OFFRE!$D$6,$B$53,\"\")","v":""},"","","",null,null,null,"","","","",""]
[null,"","","","","",null,null,null,null,{"$f":"IF($H$24=OFFRE!$D$6,$B$54,\"\")","v":""},"","","",null,null,{"$f":"IF($H$24=OFFRE!$D$6,$B$54,\"\")","v":""},"","","",null,null,null,"","","","",""]
[null,"","","","","",null,null,null,null,{"$f":"IF($H$24=OFFRE!$D$6,$B$55,\"\")","v":""},"","","",null,null,{"$f":"IF($H$24=OFFRE!$D$6,$B$55,\"\")","v":""},"","","",null,null,null,"","","","",""]
[null,"","","","","",null,null,null,null,{"$f":"IF($H$24=OFFRE!$D$6,$B$56,\"\")","v":""},"","","",null,null,{"$f":"IF($H$24=OFFRE!$D$6,$B$56,\"\")","v":""},"","","",null,null,null,"","","","",""]
[null,"","","","","",null,null,null,null,{"$f":"IF($H$24=OFFRE!$D$6,$B$57,\"\")","v":""},"","","",null,null,{"$f":"IF($H$24=OFFRE!$D$6,$B$57,\"\")","v":""},"","","",null,null,null,"","","","",""]
[null,"","","","","",null,null,null,null,{"$f":"IF($H$24=OFFRE!$D$6,$B$58,\"\")","v":""},"","","",null,null,{"$f":"IF($H$24=OFFRE!$D$6,$B$58,\"\")","v":""},"","","",null,null,null,"","","","",""]
[null,"","","","","",null,null,null,null,null,null,null,null,null,null,null,null,null,null,null,null,null,"","","","",""]
[null,"","","","","",null,null,null,null,null,"Kit de fonction réversible",null,null,null,null,null,"Kit de fonction réversible",null,null,null,null,null,"","","","",""]
[null,"","","","","",null,null,null,null,{"$f":"$B$19","v":100018410},{"$f":"IFERROR(VLOOKUP(K205,$B$7:$E$124,2,FALSE),\"\")","v":"KIT ISOLATION MODE FROID MIT-IN iSYSTEM"},{"$f":"IFERROR(VLOOKUP(K205,$B$7:$E$124,3,FALSE),\"\")","v":"HK24"},{"$f":"IFERROR(VLOOKUP(K205,$B$7:$E$124,4,FALSE),\"\")","v":297},null,null,{"$f":"$B$19","v":100018410},{"$f":"IFERROR(VLOOKUP(Q205,$B$7:$E$124,2,FALSE),\"\")","v":"KIT ISOLATION MODE FROID MIT-IN iSYSTEM"},{"$f":"IFERROR(VLOOKUP(Q205,$B$7:$E$124,3,FALSE),\"\")","v":"HK24"},{"$f":"IFERROR(VLOOKUP(Q205,$B$7:$E$124,4,FALSE),\"\")","v":297},null,null,null,"","","","",""]
[null,"","","","","",null,null,null,null,{"$f":"$B$20","v":100018411},{"$f":"IFERROR(VLOOKUP(K206,$B$7:$E$124,2,FALSE),\"\")","v":"KIT ISOLATION MODE FROID KIT VANNE 3 VOIES (CIRCUIT B)"},{"$f":"IFERROR(VLOOKUP(K206,$B$7:$E$124,3,FALSE),\"\")","v":"HK25"},{"$f":"IFERROR(VLOOKUP(K206,$B$7:$E$124,4,FALSE),\"\")","v":168},null,null,{"$f":"$B$20","v":100018411},{"$f":"IFERROR(VLOOKUP(Q206,$B$7:$E$124,2,FALSE),\"\")","v":"KIT ISOLATION MODE FROID KIT VANNE 3 VOIES (CIRCUIT B)"},{"$f":"IFERROR(VLOOKUP(Q206,$B$7:$E$124,3,FALSE),\"\")","v":"HK25"},{"$f":"IFERROR(VLOOKUP(Q206,$B$7:$E$124,4,FALSE),\"\")","v":168},null,null,null,"","","","",""]
[null,"","","","","",null,null,null,null,null,null,null,null,null,null,null,null,null,null,null,null,null,"","","","",""]
[null,"","","","","",null,null,null,null,null,"Accessoires de régulation",null,null,null,null,null,"Accessoires de régulation",null,null,null,null,null,"","","","",""]
[null,"","","","","",null,null,null,null,{"$f":"$B$35","v":100013304},{"$f":"IFERROR(VLOOKUP(K209,$B$7:$E$124,2,FALSE),\"\")","v":"COLIS OPTION V3V OE-TRONIC 4"},{"$f":"IFERROR(VLOOKUP(K209,$B$7:$E$124,3,FALSE),\"\")","v":"AD249"},{"$f":"IFERROR(VLOOKUP(K209,$B$7:$E$124,4,FALSE),\"\")","v":170},null,null,{"$f":"$B$35","v":100013304},{"$f":"IFERROR(VLOOKUP(Q209,$B$7:$E$124,2,FALSE),\"\")","v":"COLIS OPTION V3V OE-TRONIC 4"},{"$f":"IFERROR(VLOOKUP(Q209,$B$7:$E$124,3,FALSE),\"\")","v":"AD249"},{"$f":"IFERROR(VLOOKUP(Q209,$B$7:$E$124,4,FALSE),\"\")","v":170},null,null,null,"","","","",""]
[null,"","","","","",null,null,null,null,{"$f":"$B$36","v":100013305},{"$f":"IFERROR(VLOOKUP(K210,$B$7:$E$124,2,FALSE),\"\")","v":"SONDE SYSTÈME ECS"},{"$f":"IFERROR(VLOOKUP(K210,$B$7:$E$124,3,FALSE),\"\")","v":"AD250"},{"$f":"IFERROR(VLOOKUP(K210,$B$7:$E$124,4,FALSE),\"\")","v":49},null,null,{"$f":"$B$36","v":100013305},{"$f":"IFERROR(VLOOKUP(Q210,$B$7:$E$124,2,FALSE),\"\")","v":"SONDE SYSTÈME ECS"},{"$f":"IFERROR(VLOOKUP(Q210,$B$7:$E$124,3,FALSE),\"\")","v":"AD250"},{"$f":"IFERROR(VLOOKUP(Q210,$B$7:$E$124,4,FALSE),\"\")","v":49},null,null,null,"","","","",""]
[null,"","","","","",null,null,null,null,{"$f":"$B$37","v":100013306},"SONDE EXTERIEURE RADIO ","AD251",82,null,null,{"$f":"$B$37","v":100013306},"SONDE EXTERIEURE RADIO ","AD251",82,null,null,null,"","","","",""]
[null,"","","","","",null,null,null,null,{"$f":"$B$38","v":100013307},"MODULE CHAUDIERE RADIO (EMETTEUR)","AD252",132,null,null,{"$f":"$B$38","v":100013307},"MODULE CHAUDIERE RADIO (EMETTEUR)","AD252",132,null,null,null,"","","","",""]
[null,"","","","","",null,null,null,null,{"$f":"$B$39","v":100013472},"CDE A DISTANCE RADIO RS 400R     ","AD255",256,null,null,{"$f":"$B$39","v":100013472},"CDE A DISTANCE RADIO RS 400R     ","AD255",256,null,null,null,"","","","",""]
[null,"","","","","",null,null,null,null,{"$f":"$B$40","v":100013477},"COMMANDE A DISTANCE RS 400","AD257",190,{"$f":"$H$18","v":1},null,{"$f":"$B$40","v":100013477},"COMMANDE A DISTANCE RS 400","AD257",190,{"$f":"$H$18","v":1},null,null,"","","","",""]
[null,"","","","","",null,null,null,null,{"$f":"$B$41","v":88017851},"CABLE DE LIAISON BUS LG 12 M","AD134",118,null,null,{"$f":"$B$41","v":88017851},"CABLE DE LIAISON BUS LG 12 M","AD134",118,null,null,null,"","","","",""]
[null,{"$f":"IF($W$99=1,X131,IF($W$164=1,X196,IF($W$229=1,X261,IF($W$295=1,X327,IF($W$360=1,X392,IF($W$425=1,X457,IF($W$30=1,X62,IF($W$490=1,X522,IF($W$555=1,X587,\"\")))))))))","v":""},{"$f":"IF($W$99=1,Y131,IF($W$164=1,Y196,IF($W$229=1,Y261,IF($W$295=1,Y327,IF($W$360=1,Y392,IF($W$425=1,Y457,IF($W$30=1,Y62,IF($W$490=1,Y522,IF($W$555=1,Y587,\"\")))))))))","v":""},{"$f":"IF($W$99=1,Z131,IF($W$164=1,Z196,IF($W$229=1,Z261,IF($W$295=1,Z327,IF($W$360=1,Z392,IF($W$425=1,Z457,IF($W$30=1,Z62,IF($W$490=1,Z522,IF($W$555=1,Z587,\"\")))))))))","v":""},{"$f":"IF($W$99=1,AA131,IF($W$164=1,AA196,IF($W$229=1,AA261,IF($W$295=1,AA327,IF($W$360=1,AA392,IF($W$425=1,AA457,IF($W$30=1,AA62,IF($W$490=1,AA522,IF($W$555=1,AA587,\"\")))))))))","v":""},{"$f":"IF($W$99=1,AB131,IF($W$164=1,AB196,IF($W$229=1,AB261,IF($W$295=1,AB327,IF($W$360=1,AB392,IF($W$425=1,AB457,IF($W$30=1,AB62,IF($W$490=1,AB522,IF($W$555=1,AB587,\"\")))))))))","v":""},null,null,null,null,{"$f":"$B$42","v":88017017},"SONDE DEPART v3v","AD199",85,null,null,{"$f":"$B$42","v":88017017},"SONDE DEPART v3v","AD199",85,null,null,null,"","","","",""]
[null,"","","","","",null,null,null,null,{"$f":"$B$43","v":100002803},"COMMANDE A DISTANCE SIMPLIFIEE AD208","AD208",112,null,null,{"$f":"$B$43","v":100002803},"COMMANDE A DISTANCE SIMPLIFIEE AD208","AD208",112,null,null,null,"","","","",""]
[null,"","","","","",null,null,null,null,{"$f":"$B$44","v":100000030},"COLIS OPTION SONDE ECS","AD212",53,null,null,{"$f":"$B$44","v":100000030},"COLIS OPTION SONDE ECS","AD212",53,null,null,null,"","","","",""]
[null,"","","","","",null,null,null,null,{"$f":"$B$45","v":100019114},"KIT SONDE HYGRO RAFRAICHISSEMENT","HK27",233,null,null,{"$f":"$B$45","v":100019114},"KIT SONDE HYGRO RAFRAICHISSEMENT","HK27",233,null,null,null,"","","","",""]
[null,"","","","","",null,null,null,null,{"$f":"$B$46","v":100020294},"KIT COMPTAGE D'ENERGIE","HK29",209,null,null,{"$f":"$B$46","v":100020294},"KIT COMPTAGE D'ENERGIE","HK29",209,null,null,null,"","","","",""]
[null,"","","","","",null,null,null,null,{"$f":"$B$47","v":""},"","","",null,null,{"$f":"$B$47","v":""},"","","",null,null,null,"","","","",""]
[null,"","","","","",null,null,null,null,{"$f":"$B$48","v":""},"","","",null,null,{"$f":"$B$48","v":""},"","","",null,null,null,"","","","",""]
[null,"","","","",""]
[null,"","","","","",null,null,null,{"$f":"IF('Offre HPI - CAELIA'!$H$9=OFFRE!$G$58,1,0)","v":0},{"$f":"OFFRE!$G$58","v":"OEnoviaPac-Confort-2 11kW MONO - E"},null,null,null,null,{"$f":"IF('Offre HPI - CAELIA'!$H$9=OFFRE!$H$58,1,0)","v":0},{"$f":"OFFRE!$H$58","v":"OEnoviaPac-Confort-2 11kW MONO - H"}]
[null,"","","","","",null,null,null,"Appoint",{"$f":"OFFRE!$F$7","v":"Electrique"},null,null,null,null,null,{"$f":"OFFRE!$F$6","v":"Hydraulique par chaudière"}]
[null,"","","","",""]
[null,"","","","",""]
[null,"","","","","",null,null,null,null,null,null,null,null,null,null,null,null,null,null,null,null,null,"Si 11 MR choisi"]
[null,"","","","","",null,null,null,"11 MR",null,{"$f":"IF($J$13=OFFRE!$H$23,\"Kit complet : PAC + accessoires\",\"\")","v":"Kit complet : PAC + accessoires"},null,null,null,null,null,{"$f":"IF($J$13=OFFRE!$H$23,\"Kit complet : PAC + accessoires\",\"\")","v":"Kit complet : PAC + accessoires"},null,null,null,null,{"$f":"IF(Y238=\"\",0,1)","v":0},{"$f":"IF($J$224=1,K229,IF($P$224=1,Q229,\"\"))","v":""},{"$f":"IF($J$224=1,L229,IF($P$224=1,R229,\"\"))","v":""},{"$f":"IF($J$224=1,M229,IF($P$224=1,S229,\"\"))","v":""},{"$f":"IF($J$224=1,N229,IF($P$224=1,T229,\"\"))","v":""},{"$f":"IF($J$224=1,O229,IF($P$224=1,U229,\"\"))","v":""}]
[null,"","","","","",null,null,null,null,{"$f":"IF($J$13=OFFRE!$H$23,$B$108,\"\")","v":7610001},{"$f":"IFERROR(VLOOKUP(K230,$B$7:$E$124,2,FALSE),\"\")","v":"OENOVIAPAC-2 CONFORT 11 MR-2/EM"},{"$f":"IFERROR(VLOOKUP(K230,$B$7:$E$124,3,FALSE),\"\")","v":"-"},{"$f":"IFERROR(VLOOKUP(K230,$B$7:$E$124,4,FALSE),\"\")","v":8607},{"$f":"IF(K230=\"\",\"\",IF($H$27=ChoixPAC!$G$11,1,2))","v":2},null,{"$f":"IF($J$13=OFFRE!$H$23,$B$119,\"\")","v":7610000},{"$f":"IFERROR(VLOOKUP(Q230,$B$7:$E$124,2,FALSE),\"\")","v":"OENOVIAPAC-2 CONFORT 11 MR-2/H"},{"$f":"IFERROR(VLOOKUP(Q230,$B$7:$E$124,3,FALSE),\"\")","v":"-"},{"$f":"IFERROR(VLOOKUP(Q230,$B$7:$E$124,4,FALSE),\"\")","v":8053},{"$f":"IF(Q230=\"\",\"\",IF($H$27=ChoixPAC!$G$11,1,2))","v":2},null,null,"","","","",""]
[null,"","","","","",null,null,null,null,null,null,null,null,{"$f":"IF(K231=\"\",\"\",IF($H$27=ChoixPAC!$G$11,1,2))","v":""},null,null,null,null,null,{"$f":"IF(Q231=\"\",\"\",IF($H$27=ChoixPAC!$G$11,1,2))","v":""},null,null,"","","","",""]
[null,"","","","","",null,null,null,null,null,{"$f":"IF($J$13=OFFRE!$H$24,\"Sélection personnalisée\",\"\")","v":""},null,null,{"$f":"IF(K232=\"\",\"\",IF($H$27=ChoixPAC!$G$11,1,2))","v":""},null,null,{"$f":"IF($J$13=OFFRE!$H$24,\"Sélection personnalisée\",\"\")","v":""},null,null,{"$f":"IF(Q232=\"\",\"\",IF($H$27=ChoixPAC!$G$11,1,2))","v":""},null,null,"","","","",""]
[null,"","","","","",null,null,null,null,{"$f":"IF($J$13=OFFRE!$H$24,$B$96,\"\")","v":""},{"$f":"IFERROR(VLOOKUP(K233,$B$7:$E$124,2,FALSE),\"\")","v":""},{"$f":"IFERROR(VLOOKUP(K233,$B$7:$E$124,3,FALSE),\"\")","v":""},{"$f":"IFERROR(VLOOKUP(K233,$B$7:$E$124,4,FALSE),\"\")","v":""},{"$f":"IF(K233=\"\",\"\",IF($H$27=ChoixPAC!$G$11,1,2))","v":""},null,{"$f":"IF($J$13=OFFRE!$H$24,$B$101,\"\")","v":""},{"$f":"IFERROR(VLOOKUP(Q233,$B$7:$E$124,2,FALSE),\"\")","v":""},{"$f":"IFERROR(VLOOKUP(Q233,$B$7:$E$124,3,FALSE),\"\")","v":""},{"$f":"IFERROR(VLOOKUP(Q233,$B$7:$E$124,4,FALSE),\"\")","v":""},{"$f":"IF(Q233=\"\",\"\",IF($H$27=ChoixPAC!$G$11,1,2))","v":""},null,null,"","","","",""]
[null,"","","","","",null,null,null,null,{"$f":"IF($J$13=OFFRE!$H$24,$B$83,\"\")","v":""},{"$f":"IFERROR(VLOOKUP(K234,$B$7:$E$124,2,FALSE),\"\")","v":""},{"$f":"IFERROR(VLOOKUP(K234,$B$7:$E$124,3,FALSE),\"\")","v":""},{"$f":"IFERROR(VLOOKUP(K234,$B$7:$E$124,4,FALSE),\"\")","v":""},{"$f":"IF(K234=\"\",\"\",IF($H$27=ChoixPAC!$G$11,1,2))","v":""},null,{"$f":"IF($J$13=OFFRE!$H$24,$B$83,\"\")","v":""},{"$f":"IFERROR(VLOOKUP(Q234,$B$7:$E$124,2,FALSE),\"\")","v":""},{"$f":"IFERROR(VLOOKUP(Q234,$B$7:$E$124,3,FALSE),\"\")","v":""},{"$f":"IFERROR(VLOOKUP(Q234,$B$7:$E$124,4,FALSE),\"\")","v":""},{"$f":"IF(Q234=\"\",\"\",IF($H$27=ChoixPAC!$G$11,1,2))","v":""},null,null,"","","","",""]
[null,"","","","","",null,null,null,null,null,null,null,null,{"$f":"IF(K235=\"\",\"\",IF($H$27=ChoixPAC!$G$11,1,2))","v":""},null,null,null,null,null,{"$f":"IF(Q235=\"\",\"\",IF($H$27=ChoixPAC!$G$11,1,2))","v":""},null,null,"","","","",""]
[null,"","","","","",null,null,null,null,null,{"$f":"IFERROR(VLOOKUP(K236,$B$7:$E$124,2,FALSE),\"\")","v":""},{"$f":"IFERROR(VLOOKUP(K236,$B$7:$E$124,3,FALSE),\"\")","v":""},{"$f":"IFERROR(VLOOKUP(K236,$B$7:$E$124,4,FALSE),\"\")","v":""},{"$f":"IF(K236=\"\",\"\",IF($H$27=ChoixPAC!$G$11,1,2))","v":""},null,null,{"$f":"IFERROR(VLOOKUP(Q236,$B$7:$E$124,2,FALSE),\"\")","v":""},{"$f":"IFERROR(VLOOKUP(Q236,$B$7:$E$124,3,FALSE),\"\")","v":""},{"$f":"IFERROR(VLOOKUP(Q236,$B$7:$E$124,4,FALSE),\"\")","v":""},{"$f":"IF(Q236=\"\",\"\",IF($H$27=ChoixPAC!$G$11,1,2))","v":""},null,null,"","","","",""]
[null,"","","","","",null,null,null,null,null,null,null,null,{"$f":"IF(K237=\"\",\"\",IF($H$27=ChoixPAC!$G$11,1,2))","v":""},null,null,null,null,null,{"$f":"IF(Q237=\"\",\"\",IF($H$27=ChoixPAC!$G$11,1,2))","v":""},null,null,"","","","",""]
[null,"","","","","",null,null,null,null,null,"Accessoires de mise en œuvre",null,null,null,null,null,"Accessoires de mise en œuvre",null,null,null,null,null,"","","","",""]
[null,"","","","","",null,null,null,null,{"$f":"IF(OFFRE!$O$23=OFFRE!$H$16,'Offre HPI - CAELIA'!$B$12,'Offre HPI - CAELIA'!$B$9)","v":7694974},{"$f":"IFERROR(VLOOKUP(K239,$B$7:$E$124,2,FALSE),\"\")","v":"SUPPORT AU SOL CAOUTCHOUC 600MM"},{"$f":"IFERROR(VLOOKUP(K239,$B$7:$E$124,3,FALSE),\"\")","v":"EH879"},{"$f":"IFERROR(VLOOKUP(K239,$B$7:$E$124,4,FALSE),\"\")","v":119},{"$f":"IF($H$27=ChoixPAC!$G$11,1,2)","v":2},null,{"$f":"IF(OFFRE!$O$23=OFFRE!$H$16,'Offre HPI - CAELIA'!$B$12,'Offre HPI - CAELIA'!$B$9)","v":7694974},{"$f":"IFERROR(VLOOKUP(Q239,$B$7:$E$124,2,FALSE),\"\")","v":"SUPPORT AU SOL CAOUTCHOUC 600MM"},{"$f":"IFERROR(VLOOKUP(Q239,$B$7:$E$124,3,FALSE),\"\")","v":"EH879"},{"$f":"IFERROR(VLOOKUP(Q239,$B$7:$E$124,4,FALSE),\"\")","v":119},{"$f":"IF($H$27=ChoixPAC!$G$11,1,2)","v":2},null,null,"","","","",""]
[null,"","","","","",null,null,null,null,{"$f":"$B$22","v":100008841},{"$f":"IFERROR(VLOOKUP(K240,$B$7:$E$124,2,FALSE),\"\")","v":"BALLON TAMPON 80L B 80 T"},{"$f":"IFERROR(VLOOKUP(K240,$B$7:$E$124,3,FALSE),\"\")","v":"EH85"},{"$f":"IFERROR(VLOOKUP(K240,$B$7:$E$124,4,FALSE),\"\")","v":572},1,null,{"$f":"$B$22","v":100008841},{"$f":"IFERROR(VLOOKUP(Q240,$B$7:$E$124,2,FALSE),\"\")","v":"BALLON TAMPON 80L B 80 T"},{"$f":"IFERROR(VLOOKUP(Q240,$B$7:$E$124,3,FALSE),\"\")","v":"EH85"},{"$f":"IFERROR(VLOOKUP(Q240,$B$7:$E$124,4,FALSE),\"\")","v":572},1,null,null,"","","","",""]
[null,"","","","","",null,null,null,null,null,null,null,null,null,null,null,null,null,null,null,null,null,"","","","",""]
[null,"","","","","",null,null,null,null,null,"Liaison frigorifique",null,null,null,null,null,"Liaison frigorifique",null,null,null,null,null,"","","","",""]
[null,null,null,null,null,null,null,null,null,null,{"$f":"$B$14","v":100012535},{"$f":"IFERROR(VLOOKUP(K243,$B$7:$E$124,2,FALSE),\"\")","v":"LIAISON FRIGORIFIQUE PE 5/8'' 3/8'' - LG 5m"},{"$f":"IFERROR(VLOOKUP(K243,$B$7:$E$124,3,FALSE),\"\")","v":"EH114"},{"$f":"IFERROR(VLOOKUP(K243,$B$7:$E$124,4,FALSE),\"\")","v":255},{"$f":"IF($H$27=ChoixPAC!$G$11,1,2)","v":2},null,{"$f":"$B$14","v":100012535},{"$f":"IFERROR(VLOOKUP(Q243,$B$7:$E$124,2,FALSE),\"\")","v":"LIAISON FRIGORIFIQUE PE 5/8'' 3/8'' - LG 5m"},{"$f":"IFERROR(VLOOKUP(Q243,$B$7:$E$124,3,FALSE),\"\")","v":"EH114"},{"$f":"IFERROR(VLOOKUP(Q243,$B$7:$E$124,4,FALSE),\"\")","v":255},{"$f":"IF($H$27=ChoixPAC!$G$11,1,2)","v":2},null,null,"","","","",""]
[null,null,null,null,null,null,null,null,null,null,{"$f":"$B$15","v":100012536},{"$f":"IFERROR(VLOOKUP(K244,$B$7:$E$124,2,FALSE),\"\")","v":"LIAISON FRIGORIFIQUE PE 5/8'' 3/8'' - LG 10m"},{"$f":"IFERROR(VLOOKUP(K244,$B$7:$E$124,3,FALSE),\"\")","v":"EH115"},{"$f":"IFERROR(VLOOKUP(K244,$B$7:$E$124,4,FALSE),\"\")","v":456},null,null,{"$f":"$B$15","v":100012536},{"$f":"IFERROR(VLOOKUP(Q244,$B$7:$E$124,2,FALSE),\"\")","v":"LIAISON FRIGORIFIQUE PE 5/8'' 3/8'' - LG 10m"},{"$f":"IFERROR(VLOOKUP(Q244,$B$7:$E$124,3,FALSE),\"\")","v":"EH115"},{"$f":"IFERROR(VLOOKUP(Q244,$B$7:$E$124,4,FALSE),\"\")","v":456},null,null,null,"","","","",""]
[null,null,null,null,null,null,null,null,null,null,{"$f":"$B$16","v":100012537},{"$f":"IFERROR(VLOOKUP(K245,$B$7:$E$124,2,FALSE),\"\")","v":"LIAISON FRIGORIFIQUE PE 5/8'' 3/8'' - LG 20m"},{"$f":"IFERROR(VLOOKUP(K245,$B$7:$E$124,3,FALSE),\"\")","v":"EH116"},{"$f":"IFERROR(VLOOKUP(K245,$B$7:$E$124,4,FALSE),\"\")","v":823},null,null,{"$f":"$B$16","v":100012537},{"$f":"IFERROR(VLOOKUP(Q245,$B$7:$E$124,2,FALSE),\"\")","v":"LIAISON FRIGORIFIQUE PE 5/8'' 3/8'' - LG 20m"},{"$f":"IFERROR(VLOOKUP(Q245,$B$7:$E$124,3,FALSE),\"\")","v":"EH116"},{"$f":"IFERROR(VLOOKUP(Q245,$B$7:$E$124,4,FALSE),\"\")","v":823},null,null,null,"","","","",""]
[null,null,null,null,null,"qté préco",null,null,null,null,null,null,null,null,null,null,null,null,null,null,null,null,null,"","","","",""]
[null,"Devis final",null,null,null,null,null,null,null,null,null,"Accessoires de raccordement hydraulique",null,null,null,null,null,"Accessoires de raccordement hydraulique",null,null,null,null,null,"","","","",""]
[null,{"$f":"IF(B184=0,\"\",B184)","v":""},{"$f":"IF(C184=0,\"\",C184)","v":""},{"$f":"IF(D184=0,\"\",D184)","v":""},{"$f":"IF(E184=0,\"\",E184)","v":""},{"$f":"IF(F184=0,\"\",F184)","v":""},null,null,null,null,{"$f":"$B$24","v":100017830},{"$f":"IFERROR(VLOOKUP(K248,$B$7:$E$124,2,FALSE),\"\")","v":"KIT VANNE 3 VOIES (CIRCUIT B)"},{"$f":"IFERROR(VLOOKUP(K248,$B$7:$E$124,3,FALSE),\"\")","v":"HK21"},{"$f":"IFERROR(VLOOKUP(K248,$B$7:$E$124,4,FALSE),\"\")","v":732},1,null,{"$f":"$B$24","v":100017830},{"$f":"IFERROR(VLOOKUP(Q248,$B$7:$E$124,2,FALSE),\"\")","v":"KIT VANNE 3 VOIES (CIRCUIT B)"},{"$f":"IFERROR(VLOOKUP(Q248,$B$7:$E$124,3,FALSE),\"\")","v":"HK21"},{"$f":"IFERROR(VLOOKUP(Q248,$B$7:$E$124,4,FALSE),\"\")","v":732},1,null,null,"","","","",""]
[null,{"$f":"IF(B185=0,\"\",B185)","v":""},"",{"$f":"IF(D185=0,\"\",D185)","v":""},{"$f":"IF(E185=0,\"\",E185)","v":""},{"$f":"IF(F185=0,\"\",F185)","v":""},null,null,null,null,{"$f":"$B$25","v":100017832},{"$f":"IFERROR(VLOOKUP(K249,$B$7:$E$124,2,FALSE),\"\")","v":"KIT TUBULURES 2 CIRCUITS"},{"$f":"IFERROR(VLOOKUP(K249,$B$7:$E$124,3,FALSE),\"\")","v":"HK22"},{"$f":"IFERROR(VLOOKUP(K249,$B$7:$E$124,4,FALSE),\"\")","v":156},null,null,{"$f":"$B$25","v":100017832},{"$f":"IFERROR(VLOOKUP(Q249,$B$7:$E$124,2,FALSE),\"\")","v":"KIT TUBULURES 2 CIRCUITS"},{"$f":"IFERROR(VLOOKUP(Q249,$B$7:$E$124,3,FALSE),\"\")","v":"HK22"},{"$f":"IFERROR(VLOOKUP(Q249,$B$7:$E$124,4,FALSE),\"\")","v":156},null,null,null,"","","","",""]
[null,"","","","","",null,null,null,null,{"$f":"$B$26","v":100015468},"KIT RAC HYDRAULIQUE PAC - BALLON ECS","EH149",109,null,null,{"$f":"$B$26","v":100015468},"KIT RAC HYDRAULIQUE PAC - BALLON ECS","EH149",109,null,null,null,"","","","",""]
[null,"","","","","",null,null,null,null,{"$f":"$B$27","v":100020164},"COLLECTEUR 2/3 CIRCUITS ","EA140",382,null,null,{"$f":"$B$27","v":100020164},"COLLECTEUR 2/3 CIRCUITS ","EA140",382,null,null,null,"","","","",""]
[null,"","","","","",null,null,null,null,{"$f":"$B$28","v":100020167},"CIRCUIT DIRECT P.ELEC CLASSE A  ","EA143",720,null,null,{"$f":"$B$28","v":100020167},"CIRCUIT DIRECT P.ELEC CLASSE A  ","EA143",720,null,null,null,"","","","",""]
[null,"","","","","",null,null,null,null,{"$f":"$B$29","v":100020168},"CIRCUIT V3V P.ELEC","EA144",1023,null,null,{"$f":"$B$29","v":100020168},"CIRCUIT V3V P.ELEC","EA144",1023,null,null,null,"","","","",""]
[null,"","","","","",null,null,null,null,{"$f":"$B$30","v":100020165},"CONSOLE MUR COLLECTEUR ","EA141",48,null,null,{"$f":"$B$30","v":100020165},"CONSOLE MUR COLLECTEUR ","EA141",48,null,null,null,"","","","",""]
[null,"","","","","",null,null,null,null,{"$f":"$B$31","v":100020166},"CONSOLE MUR 1 MODULE ","EA142",129,null,null,{"$f":"$B$31","v":100020166},"CONSOLE MUR 1 MODULE ","EA142",129,null,null,null,"","","","",""]
[null,"","","","","",null,null,null,null,{"$f":"$B$32","v":100003301},"KIT CABLAGE PLANCHER CHAUFFANT DIRECT","HA249",42,null,null,{"$f":"$B$32","v":100003301},"KIT CABLAGE PLANCHER CHAUFFANT DIRECT","HA249",42,null,null,null,"","","","",""]
[null,"","","","","",null,null,null,null,{"$f":"$B$33","v":7625589},"KIT SILENCIEUX ","EH559",92,null,null,{"$f":"$B$33","v":7625589},"KIT SILENCIEUX ","EH559",92,null,null,null,"","","","",""]
[null,"","","","","",null,null,null,null,null,null,null,null,null,null,null,null,null,null,null,null,null,"","","","",""]
[null,"","","","","",null,null,null,null,null,{"$f":"IF($H$24=OFFRE!$D$6,\"Ballons de production Eau Chaude Sanitaire\",\"\")","v":""},null,null,null,null,null,{"$f":"IF($H$24=OFFRE!$D$6,\"Ballons de production Eau Chaude Sanitaire\",\"\")","v":""},null,null,null,null,null,"","","","",""]
[null,"","","","","",null,null,null,null,{"$f":"IF($H$24=OFFRE!$D$6,$B$51,\"\")","v":""},{"$f":"IFERROR(VLOOKUP(K260,$B$7:$E$124,2,FALSE),\"\")","v":""},{"$f":"IFERROR(VLOOKUP(K260,$B$7:$E$124,3,FALSE),\"\")","v":""},{"$f":"IFERROR(VLOOKUP(K260,$B$7:$E$124,4,FALSE),\"\")","v":""},null,null,{"$f":"IF($H$24=OFFRE!$D$6,$B$51,\"\")","v":""},{"$f":"IFERROR(VLOOKUP(Q260,$B$7:$E$124,2,FALSE),\"\")","v":""},{"$f":"IFERROR(VLOOKUP(Q260,$B$7:$E$124,3,FALSE),\"\")","v":""},{"$f":"IFERROR(VLOOKUP(Q260,$B$7:$E$124,4,FALSE),\"\")","v":""},null,null,null,"","","","",""]
[null,"","","","","",null,null,null,null,{"$f":"IF($H$24=OFFRE!$D$6,$B$52,\"\")","v":""},"","","",null,null,{"$f":"IF($H$24=OFFRE!$D$6,$B$52,\"\")","v":""},"","","",null,null,null,{"$f":"IF($J$224=1,K261,IF($P$224=1,Q261,\"\"))","v":""},{"$f":"IF($J$224=1,L261,IF($P$224=1,R261,\"\"))","v":""},{"$f":"IF($J$224=1,M261,IF($P$224=1,S261,\"\"))","v":""},{"$f":"IF($J$224=1,N261,IF($P$224=1,T261,\"\"))","v":""},{"$f":"IF($J$224=1,O261,IF($P$224=1,U261,\"\"))","v":""}]
[null,"","","","","",null,null,null,null,{"$f":"IF($H$24=OFFRE!$D$6,$B$53,\"\")","v":""},"","","",null,null,{"$f":"IF($H$24=OFFRE!$D$6,$B$53,\"\")","v":""},"","","",null,null,null,"","","","",""]
[null,"","","","","",null,null,null,null,{"$f":"IF($H$24=OFFRE!$D$6,$B$54,\"\")","v":""},"","","",null,null,{"$f":"IF($H$24=OFFRE!$D$6,$B$54,\"\")","v":""},"","","",null,null,null,"","","","",""]
[null,"","","","","",null,null,null,null,{"$f":"IF($H$24=OFFRE!$D$6,$B$55,\"\")","v":""},"","","",null,null,{"$f":"IF($H$24=OFFRE!$D$6,$B$55,\"\")","v":""},"","","",null,null,null,"","","","",""]
[null,"","","","","",null,null,null,null,{"$f":"IF($H$24=OFFRE!$D$6,$B$56,\"\")","v":""},"","","",null,null,{"$f":"IF($H$24=OFFRE!$D$6,$B$56,\"\")","v":""},"","","",null,null,null,"","","","",""]
[null,"","","","","",null,null,null,null,{"$f":"IF($H$24=OFFRE!$D$6,$B$57,\"\")","v":""},"","","",null,null,{"$f":"IF($H$24=OFFRE!$D$6,$B$57,\"\")","v":""},"","","",null,null,null,"","","","",""]
[null,"","","","","",null,null,null,null,{"$f":"IF($H$24=OFFRE!$D$6,$B$58,\"\")","v":""},"","","",null,null,{"$f":"IF($H$24=OFFRE!$D$6,$B$58,\"\")","v":""},"","","",null,null,null,"","","","",""]
[null,"","","","","",null,null,null,null,null,null,null,null,null,null,null,null,null,null,null,null,null,"","","","",""]
[null,{"$f":"IF(B205=0,\"\",B205)","v":""},"","","","",null,null,null,null,null,"Kit de fonction réversible",null,null,null,null,null,"Kit de fonction réversible",null,null,null,null,null,"","","","",""]
[null,"","","","","",null,null,null,null,{"$f":"$B$19","v":100018410},{"$f":"IFERROR(VLOOKUP(K270,$B$7:$E$124,2,FALSE),\"\")","v":"KIT ISOLATION MODE FROID MIT-IN iSYSTEM"},{"$f":"IFERROR(VLOOKUP(K270,$B$7:$E$124,3,FALSE),\"\")","v":"HK24"},{"$f":"IFERROR(VLOOKUP(K270,$B$7:$E$124,4,FALSE),\"\")","v":297},null,null,{"$f":"$B$19","v":100018410},{"$f":"IFERROR(VLOOKUP(Q270,$B$7:$E$124,2,FALSE),\"\")","v":"KIT ISOLATION MODE FROID MIT-IN iSYSTEM"},{"$f":"IFERROR(VLOOKUP(Q270,$B$7:$E$124,3,FALSE),\"\")","v":"HK24"},{"$f":"IFERROR(VLOOKUP(Q270,$B$7:$E$124,4,FALSE),\"\")","v":297},null,null,null,"","","","",""]
[null,"","","","","",null,null,null,null,{"$f":"$B$20","v":100018411},{"$f":"IFERROR(VLOOKUP(K271,$B$7:$E$124,2,FALSE),\"\")","v":"KIT ISOLATION MODE FROID KIT VANNE 3 VOIES (CIRCUIT B)"},{"$f":"IFERROR(VLOOKUP(K271,$B$7:$E$124,3,FALSE),\"\")","v":"HK25"},{"$f":"IFERROR(VLOOKUP(K271,$B$7:$E$124,4,FALSE),\"\")","v":168},null,null,{"$f":"$B$20","v":100018411},{"$f":"IFERROR(VLOOKUP(Q271,$B$7:$E$124,2,FALSE),\"\")","v":"KIT ISOLATION MODE FROID KIT VANNE 3 VOIES (CIRCUIT B)"},{"$f":"IFERROR(VLOOKUP(Q271,$B$7:$E$124,3,FALSE),\"\")","v":"HK25"},{"$f":"IFERROR(VLOOKUP(Q271,$B$7:$E$124,4,FALSE),\"\")","v":168},null,null,null,"","","","",""]
[null,"","","","","",null,null,null,null,null,null,null,null,null,null,null,null,null,null,null,null,null,"","","","",""]
[null,"","","","","",null,null,null,null,null,"Accessoires de régulation",null,null,null,null,null,"Accessoires de régulation",null,null,null,null,null,"","","","",""]
[null,"","","","","",null,null,null,null,{"$f":"$B$35","v":100013304},{"$f":"IFERROR(VLOOKUP(K274,$B$7:$E$124,2,FALSE),\"\")","v":"COLIS OPTION V3V OE-TRONIC 4"},{"$f":"IFERROR(VLOOKUP(K274,$B$7:$E$124,3,FALSE),\"\")","v":"AD249"},{"$f":"IFERROR(VLOOKUP(K274,$B$7:$E$124,4,FALSE),\"\")","v":170},null,null,{"$f":"$B$35","v":100013304},{"$f":"IFERROR(VLOOKUP(Q274,$B$7:$E$124,2,FALSE),\"\")","v":"COLIS OPTION V3V OE-TRONIC 4"},{"$f":"IFERROR(VLOOKUP(Q274,$B$7:$E$124,3,FALSE),\"\")","v":"AD249"},{"$f":"IFERROR(VLOOKUP(Q274,$B$7:$E$124,4,FALSE),\"\")","v":170},null,null,null,"","","","",""]
[null,"","","","","",null,null,null,null,{"$f":"$B$36","v":100013305},{"$f":"IFERROR(VLOOKUP(K275,$B$7:$E$124,2,FALSE),\"\")","v":"SONDE SYSTÈME ECS"},{"$f":"IFERROR(VLOOKUP(K275,$B$7:$E$124,3,FALSE),\"\")","v":"AD250"},{"$f":"IFERROR(VLOOKUP(K275,$B$7:$E$124,4,FALSE),\"\")","v":49},null,null,{"$f":"$B$36","v":100013305},{"$f":"IFERROR(VLOOKUP(Q275,$B$7:$E$124,2,FALSE),\"\")","v":"SONDE SYSTÈME ECS"},{"$f":"IFERROR(VLOOKUP(Q275,$B$7:$E$124,3,FALSE),\"\")","v":"AD250"},{"$f":"IFERROR(VLOOKUP(Q275,$B$7:$E$124,4,FALSE),\"\")","v":49},null,null,null,"","","","",""]
[null,"","","","","",null,null,null,null,{"$f":"$B$37","v":100013306},"SONDE EXTERIEURE RADIO ","AD251",82,null,null,{"$f":"$B$37","v":100013306},"SONDE EXTERIEURE RADIO ","AD251",82,null,null,null,"","","","",""]
[null,"","","","","",null,null,null,null,{"$f":"$B$38","v":100013307},"MODULE CHAUDIERE RADIO (EMETTEUR)","AD252",132,null,null,{"$f":"$B$38","v":100013307},"MODULE CHAUDIERE RADIO (EMETTEUR)","AD252",132,null,null,null,"","","","",""]
[null,"","","","","",null,null,null,null,{"$f":"$B$39","v":100013472},"CDE A DISTANCE RADIO RS 400R     ","AD255",256,null,null,{"$f":"$B$39","v":100013472},"CDE A DISTANCE RADIO RS 400R     ","AD255",256,null,null,null,"","","","",""]
[null,"","","","","",null,null,null,null,{"$f":"$B$40","v":100013477},"COMMANDE A DISTANCE RS 400","AD257",190,{"$f":"$H$18","v":1},null,{"$f":"$B$40","v":100013477},"COMMANDE A DISTANCE RS 400","AD257",190,{"$f":"$H$18","v":1},null,null,"","","","",""]
[null,"","","","","",null,null,null,null,{"$f":"$B$41","v":88017851},"CABLE DE LIAISON BUS LG 12 M","AD134",118,null,null,{"$f":"$B$41","v":88017851},"CABLE DE LIAISON BUS LG 12 M","AD134",118,null,null,null,"","","","",""]
[null,"","","","","",null,null,null,null,{"$f":"$B$42","v":88017017},"SONDE DEPART v3v","AD199",85,null,null,{"$f":"$B$42","v":88017017},"SONDE DEPART v3v","AD199",85,null,null,null,"","","","",""]
[null,"","","","","",null,null,null,null,{"$f":"$B$43","v":100002803},"COMMANDE A DISTANCE SIMPLIFIEE AD208","AD208",112,null,null,{"$f":"$B$43","v":100002803},"COMMANDE A DISTANCE SIMPLIFIEE AD208","AD208",112,null,null,null,"","","","",""]
[null,"","","","","",null,null,null,null,{"$f":"$B$44","v":100000030},"COLIS OPTION SONDE ECS","AD212",53,null,null,{"$f":"$B$44","v":100000030},"COLIS OPTION SONDE ECS","AD212",53,null,null,null,"","","","",""]
[null,"","","","","",null,null,null,null,{"$f":"$B$45","v":100019114},"KIT SONDE HYGRO RAFRAICHISSEMENT","HK27",233,null,null,{"$f":"$B$45","v":100019114},"KIT SONDE HYGRO RAFRAICHISSEMENT","HK27",233,null,null,null,"","","","",""]
[null,"","","","","",null,null,null,null,{"$f":"$B$46","v":100020294},"KIT COMPTAGE D'ENERGIE","HK29",209,null,null,{"$f":"$B$46","v":100020294},"KIT COMPTAGE D'ENERGIE","HK29",209,null,null,null,"","","","",""]
[null,"","","","","",null,null,null,null,{"$f":"$B$47","v":""},"","","",null,null,{"$f":"$B$47","v":""},"","","",null,null,null,"","","","",""]
[null,"","","","","",null,null,null,null,{"$f":"$B$48","v":""},"","","",null,null,{"$f":"$B$48","v":""},"","","",null,null,null,"","","","",""]
[null,"","","","",""]
[null,{"$f":"IF(B225=0,\"\",B225)","v":""},"","","",""]
[null,"","","","","",null,null,null,{"$f":"IF('Offre HPI - CAELIA'!$H$9=OFFRE!$G$59,1,0)","v":0},{"$f":"OFFRE!$G$59","v":"OEnoviaPac-Confort-2 11kW TRI - E"},null,null,null,null,{"$f":"IF('Offre HPI - CAELIA'!$H$9=OFFRE!$H$59,1,0)","v":0},{"$f":"OFFRE!$H$59","v":"OEnoviaPac-Confort-2 11kW TRI - H"}]
[null,"","","","","",null,null,null,"Appoint",{"$f":"OFFRE!$F$7","v":"Electrique"},null,null,null,null,null,{"$f":"OFFRE!$F$6","v":"Hydraulique par chaudière"}]
[null,"","","","",""]
[null,"","","","",""]
[null,"","","","","",null,null,null,null,null,null,null,null,null,null,null,null,null,null,null,null,null,"Si 11 TR choisi"]
[null,"","","","","",null,null,null,"11 TR",null,{"$f":"IF($J$13=OFFRE!$H$23,\"Kit complet : PAC + accessoires\",\"\")","v":"Kit complet : PAC + accessoires"},null,null,null,null,null,{"$f":"IF($J$13=OFFRE!$H$23,\"Kit complet : PAC + accessoires\",\"\")","v":"Kit complet : PAC + accessoires"},null,null,null,null,{"$f":"IF(Y304=\"\",0,1)","v":0},{"$f":"IF($J$290=1,K295,IF($P$290=1,Q295,\"\"))","v":""},"","","",""]
[null,"","","","","",null,null,null,null,{"$f":"IF($J$13=OFFRE!$H$23,$B$109,\"\")","v":7610003},{"$f":"IFERROR(VLOOKUP(K296,$B$7:$E$124,2,FALSE),\"\")","v":"OENOVIAPAC-2 CONFORT 11 TR-2/ET"},{"$f":"IFERROR(VLOOKUP(K296,$B$7:$E$124,3,FALSE),\"\")","v":"-"},{"$f":"IFERROR(VLOOKUP(K296,$B$7:$E$124,4,FALSE),\"\")","v":8938},{"$f":"IF(K296=\"\",\"\",IF($H$27=ChoixPAC!$G$11,1,2))","v":2},null,{"$f":"IF($J$13=OFFRE!$H$23,$B$120,\"\")","v":7610002},{"$f":"IFERROR(VLOOKUP(Q296,$B$7:$E$124,2,FALSE),\"\")","v":"OENOVIAPAC-2 CONFORT 11 TR-2/H"},{"$f":"IFERROR(VLOOKUP(Q296,$B$7:$E$124,3,FALSE),\"\")","v":"-"},{"$f":"IFERROR(VLOOKUP(Q296,$B$7:$E$124,4,FALSE),\"\")","v":8384},{"$f":"IF(Q296=\"\",\"\",IF($H$27=ChoixPAC!$G$11,1,2))","v":2},null,null,"","","","",""]
[null,"","","","","",null,null,null,null,null,null,null,null,{"$f":"IF(K297=\"\",\"\",IF($H$27=ChoixPAC!$G$11,1,2))","v":""},null,null,null,null,null,{"$f":"IF(Q297=\"\",\"\",IF($H$27=ChoixPAC!$G$11,1,2))","v":""},null,null,"","","","",""]
[null,"","","","","",null,null,null,null,null,{"$f":"IF($J$13=OFFRE!$H$24,\"Sélection personnalisée\",\"\")","v":""},null,null,{"$f":"IF(K298=\"\",\"\",IF($H$27=ChoixPAC!$G$11,1,2))","v":""},null,null,{"$f":"IF($J$13=OFFRE!$H$24,\"Sélection personnalisée\",\"\")","v":""},null,null,{"$f":"IF(Q298=\"\",\"\",IF($H$27=ChoixPAC!$G$11,1,2))","v":""},null,null,"","","","",""]
[null,"","","","","",null,null,null,null,{"$f":"IF($J$13=OFFRE!$H$24,$B$96,\"\")","v":""},{"$f":"IFERROR(VLOOKUP(K299,$B$7:$E$124,2,FALSE),\"\")","v":""},{"$f":"IFERROR(VLOOKUP(K299,$B$7:$E$124,3,FALSE),\"\")","v":""},{"$f":"IFERROR(VLOOKUP(K299,$B$7:$E$124,4,FALSE),\"\")","v":""},{"$f":"IF(K299=\"\",\"\",IF($H$27=ChoixPAC!$G$11,1,2))","v":""},null,{"$f":"IF($J$13=OFFRE!$H$24,$B$101,\"\")","v":""},{"$f":"IFERROR(VLOOKUP(Q299,$B$7:$E$124,2,FALSE),\"\")","v":""},{"$f":"IFERROR(VLOOKUP(Q299,$B$7:$E$124,3,FALSE),\"\")","v":""},{"$f":"IFERROR(VLOOKUP(Q299,$B$7:$E$124,4,FALSE),\"\")","v":""},{"$f":"IF(Q299=\"\",\"\",IF($H$27=ChoixPAC!$G$11,1,2))","v":""},null,null,"","","","",""]
[null,"","","","","",null,null,null,null,{"$f":"IF($J$13=OFFRE!$H$24,$B$84,\"\")","v":""},{"$f":"IFERROR(VLOOKUP(K300,$B$7:$E$124,2,FALSE),\"\")","v":""},{"$f":"IFERROR(VLOOKUP(K300,$B$7:$E$124,3,FALSE),\"\")","v":""},{"$f":"IFERROR(VLOOKUP(K300,$B$7:$E$124,4,FALSE),\"\")","v":""},{"$f":"IF(K300=\"\",\"\",IF($H$27=ChoixPAC!$G$11,1,2))","v":""},null,{"$f":"IF($J$13=OFFRE!$H$24,$B$84,\"\")","v":""},{"$f":"IFERROR(VLOOKUP(Q300,$B$7:$E$124,2,FALSE),\"\")","v":""},{"$f":"IFERROR(VLOOKUP(Q300,$B$7:$E$124,3,FALSE),\"\")","v":""},{"$f":"IFERROR(VLOOKUP(Q300,$B$7:$E$124,4,FALSE),\"\")","v":""},{"$f":"IF(Q300=\"\",\"\",IF($H$27=ChoixPAC!$G$11,1,2))","v":""},null,null,"","","","",""]
[null,"","","","","",null,null,null,null,null,{"$f":"IFERROR(VLOOKUP(K301,$B$7:$E$124,2,FALSE),\"\")","v":""},{"$f":"IFERROR(VLOOKUP(K301,$B$7:$E$124,3,FALSE),\"\")","v":""},{"$f":"IFERROR(VLOOKUP(K301,$B$7:$E$124,4,FALSE),\"\")","v":""},{"$f":"IF(K301=\"\",\"\",IF($H$27=ChoixPAC!$G$11,1,2))","v":""},null,null,{"$f":"IFERROR(VLOOKUP(Q301,$B$7:$E$124,2,FALSE),\"\")","v":""},{"$f":"IFERROR(VLOOKUP(Q301,$B$7:$E$124,3,FALSE),\"\")","v":""},{"$f":"IFERROR(VLOOKUP(Q301,$B$7:$E$124,4,FALSE),\"\")","v":""},{"$f":"IF(Q301=\"\",\"\",IF($H$27=ChoixPAC!$G$11,1,2))","v":""},null,null,"","","","",""]
[null,"","","","","",null,null,null,null,null,null,null,null,{"$f":"IF(K302=\"\",\"\",IF($H$27=ChoixPAC!$G$11,1,2))","v":""},null,null,null,null,null,{"$f":"IF(Q302=\"\",\"\",IF($H$27=ChoixPAC!$G$11,1,2))","v":""}]
[null,"","","","","",null,null,null,null,null,null,null,null,{"$f":"IF(K303=\"\",\"\",IF($H$27=ChoixPAC!$G$11,1,2))","v":""},null,null,null,null,null,{"$f":"IF(Q303=\"\",\"\",IF($H$27=ChoixPAC!$G$11,1,2))","v":""},null,null,{"$f":"IF($J$290=1,K303,IF($P$290=1,Q303,\"\"))","v":""},{"$f":"IF($J$290=1,L303,IF($P$290=1,R303,\"\"))","v":""},{"$f":"IF($J$290=1,M303,IF($P$290=1,S303,\"\"))","v":""},{"$f":"IF($J$290=1,N303,IF($P$290=1,T303,\"\"))","v":""},{"$f":"IF($J$290=1,O303,IF($P$290=1,U303,\"\"))","v":""}]
[null,"","","","","",null,null,null,null,null,"Accessoires de mise en œuvre",null,null,null,null,null,"Accessoires de mise en œuvre",null,null,null,null,null,"","","","",""]
[null,"","","","","",null,null,null,null,{"$f":"IF(OFFRE!$O$23=OFFRE!$H$16,'Offre HPI - CAELIA'!$B$12,'Offre HPI - CAELIA'!$B$9)","v":7694974},{"$f":"IFERROR(VLOOKUP(K305,$B$7:$E$124,2,FALSE),\"\")","v":"SUPPORT AU SOL CAOUTCHOUC 600MM"},{"$f":"IFERROR(VLOOKUP(K305,$B$7:$E$124,3,FALSE),\"\")","v":"EH879"},{"$f":"IFERROR(VLOOKUP(K305,$B$7:$E$124,4,FALSE),\"\")","v":119},{"$f":"IF($H$27=ChoixPAC!$G$11,1,2)","v":2},null,{"$f":"IF(OFFRE!$O$23=OFFRE!$H$16,'Offre HPI - CAELIA'!$B$12,'Offre HPI - CAELIA'!$B$9)","v":7694974},{"$f":"IFERROR(VLOOKUP(Q305,$B$7:$E$124,2,FALSE),\"\")","v":"SUPPORT AU SOL CAOUTCHOUC 600MM"},{"$f":"IFERROR(VLOOKUP(Q305,$B$7:$E$124,3,FALSE),\"\")","v":"EH879"},{"$f":"IFERROR(VLOOKUP(Q305,$B$7:$E$124,4,FALSE),\"\")","v":119},{"$f":"IF($H$27=ChoixPAC!$G$11,1,2)","v":2},null,null,"","","","",""]
[null,"","","","","",null,null,null,null,{"$f":"$B$22","v":100008841},{"$f":"IFERROR(VLOOKUP(K306,$B$7:$E$124,2,FALSE),\"\")","v":"BALLON TAMPON 80L B 80 T"},{"$f":"IFERROR(VLOOKUP(K306,$B$7:$E$124,3,FALSE),\"\")","v":"EH85"},{"$f":"IFERROR(VLOOKUP(K306,$B$7:$E$124,4,FALSE),\"\")","v":572},1,null,{"$f":"$B$22","v":100008841},{"$f":"IFERROR(VLOOKUP(Q306,$B$7:$E$124,2,FALSE),\"\")","v":"BALLON TAMPON 80L B 80 T"},{"$f":"IFERROR(VLOOKUP(Q306,$B$7:$E$124,3,FALSE),\"\")","v":"EH85"},{"$f":"IFERROR(VLOOKUP(Q306,$B$7:$E$124,4,FALSE),\"\")","v":572},1,null,null,"","","","",""]
[null,{"$f":"\"\"","v":""},{"$f":"L6","v":"Accessoires de régulation nécessaires pour les circuits indiqués :"},{"$f":"\"\"","v":""},{"$f":"\"\"","v":""},{"$f":"\"\"","v":""},null,null,null,null,null,null,null,null,null,null,null,null,null,null,null,null,null,"","","","",""]
[null,{"$f":"\"\"","v":""},{"$f":"L7","v":"1 circuit : Vanne"},{"$f":"\"\"","v":""},{"$f":"\"\"","v":""},{"$f":"\"\"","v":""},null,null,null,null,null,"Liaison frigorifique",null,null,null,null,null,"Liaison frigorifique",null,null,null,null,null,"","","","",""]
[null,{"$f":"\"\"","v":""},{"$f":"\"\"","v":""},{"$f":"\"\"","v":""},{"$f":"\"\"","v":""},{"$f":"\"\"","v":""},null,null,null,null,{"$f":"$B$14","v":100012535},{"$f":"IFERROR(VLOOKUP(K309,$B$7:$E$124,2,FALSE),\"\")","v":"LIAISON FRIGORIFIQUE PE 5/8'' 3/8'' - LG 5m"},{"$f":"IFERROR(VLOOKUP(K309,$B$7:$E$124,3,FALSE),\"\")","v":"EH114"},{"$f":"IFERROR(VLOOKUP(K309,$B$7:$E$124,4,FALSE),\"\")","v":255},{"$f":"IF($H$27=ChoixPAC!$G$11,1,2)","v":2},null,{"$f":"$B$14","v":100012535},{"$f":"IFERROR(VLOOKUP(Q309,$B$7:$E$124,2,FALSE),\"\")","v":"LIAISON FRIGORIFIQUE PE 5/8'' 3/8'' - LG 5m"},{"$f":"IFERROR(VLOOKUP(Q309,$B$7:$E$124,3,FALSE),\"\")","v":"EH114"},{"$f":"IFERROR(VLOOKUP(Q309,$B$7:$E$124,4,FALSE),\"\")","v":255},{"$f":"IF($H$27=ChoixPAC!$G$11,1,2)","v":2},null,null,"","","","",""]
[null,{"$f":"K9","v":88017017},"SONDE DEPART v3v","AD199",85,{"$f":"IF(B310<>\"\",1,\"\")","v":1},null,null,null,null,{"$f":"$B$15","v":100012536},{"$f":"IFERROR(VLOOKUP(K310,$B$7:$E$124,2,FALSE),\"\")","v":"LIAISON FRIGORIFIQUE PE 5/8'' 3/8'' - LG 10m"},{"$f":"IFERROR(VLOOKUP(K310,$B$7:$E$124,3,FALSE),\"\")","v":"EH115"},{"$f":"IFERROR(VLOOKUP(K310,$B$7:$E$124,4,FALSE),\"\")","v":456},null,null,{"$f":"$B$15","v":100012536},{"$f":"IFERROR(VLOOKUP(Q310,$B$7:$E$124,2,FALSE),\"\")","v":"LIAISON FRIGORIFIQUE PE 5/8'' 3/8'' - LG 10m"},{"$f":"IFERROR(VLOOKUP(Q310,$B$7:$E$124,3,FALSE),\"\")","v":"EH115"},{"$f":"IFERROR(VLOOKUP(Q310,$B$7:$E$124,4,FALSE),\"\")","v":456},null,null,null,"","","","",""]
[null,"","","","",{"$f":"IF(B311<>\"\",1,\"\")","v":""},null,null,null,null,{"$f":"$B$16","v":100012537},{"$f":"IFERROR(VLOOKUP(K311,$B$7:$E$124,2,FALSE),\"\")","v":"LIAISON FRIGORIFIQUE PE 5/8'' 3/8'' - LG 20m"},{"$f":"IFERROR(VLOOKUP(K311,$B$7:$E$124,3,FALSE),\"\")","v":"EH116"},{"$f":"IFERROR(VLOOKUP(K311,$B$7:$E$124,4,FALSE),\"\")","v":823},null,null,{"$f":"$B$16","v":100012537},{"$f":"IFERROR(VLOOKUP(Q311,$B$7:$E$124,2,FALSE),\"\")","v":"LIAISON FRIGORIFIQUE PE 5/8'' 3/8'' - LG 20m"},{"$f":"IFERROR(VLOOKUP(Q311,$B$7:$E$124,3,FALSE),\"\")","v":"EH116"},{"$f":"IFERROR(VLOOKUP(Q311,$B$7:$E$124,4,FALSE),\"\")","v":823},null,null,null,"","","","",""]
[null,{"$f":"\"\"","v":""},{"$f":"\"\"","v":""},{"$f":"\"\"","v":""},{"$f":"\"\"","v":""},{"$f":"\"\"","v":""},null,null,null,null,null,null,null,null,null,null,null,null,null,null,null,null,null,"","","","",""]
[null,{"$f":"\"\"","v":""},{"$f":"IF($B$314=\"\",\"\",\"Accessoires hydrauliques nécessaires pour les circuits indiqués :\")","v":"Accessoires hydrauliques nécessaires pour les circuits indiqués :"},{"$f":"\"\"","v":""},{"$f":"\"\"","v":""},{"$f":"\"\"","v":""},null,null,null,null,null,"Accessoires de raccordement hydraulique",null,null,null,null,null,"Accessoires de raccordement hydraulique",null,null,null,null,null,"","","","",""]
[null,{"$f":"IF('Offre HPI - CAELIA'!$H$21=OFFRE!$H$38,\"\",'Offre HPI - CAELIA'!$B$29)","v":100020168},{"$f":"IFERROR(VLOOKUP($B314,$B$7:$E$58,2,FALSE),\"\")","v":"CIRCUIT V3V P.ELEC"},{"$f":"IFERROR(VLOOKUP($B314,$B$7:$E$58,3,FALSE),\"\")","v":"EA144"},{"$f":"IFERROR(VLOOKUP($B314,$B$7:$E$58,4,FALSE),\"\")","v":1023},{"$f":"IF(B314<>\"\",IF(OR($H$21=OFFRE!$H$39,$H$21=OFFRE!$H$40),1,IF(OR($H$21=OFFRE!$H$41,$H$21=OFFRE!$H$42),2,\"\")),\"\")","v":1},null,null,null,null,{"$f":"$B$24","v":100017830},{"$f":"IFERROR(VLOOKUP(K314,$B$7:$E$124,2,FALSE),\"\")","v":"KIT VANNE 3 VOIES (CIRCUIT B)"},{"$f":"IFERROR(VLOOKUP(K314,$B$7:$E$124,3,FALSE),\"\")","v":"HK21"},{"$f":"IFERROR(VLOOKUP(K314,$B$7:$E$124,4,FALSE),\"\")","v":732},1,null,{"$f":"$B$24","v":100017830},{"$f":"IFERROR(VLOOKUP(Q314,$B$7:$E$124,2,FALSE),\"\")","v":"KIT VANNE 3 VOIES (CIRCUIT B)"},{"$f":"IFERROR(VLOOKUP(Q314,$B$7:$E$124,3,FALSE),\"\")","v":"HK21"},{"$f":"IFERROR(VLOOKUP(Q314,$B$7:$E$124,4,FALSE),\"\")","v":732},1,null,null,"","","","",""]
[null,{"$f":"IF('Offre HPI - CAELIA'!$H$21=OFFRE!$H$38,\"\",$B$31)","v":100020166},{"$f":"IFERROR(VLOOKUP($B315,$B$7:$E$58,2,FALSE),\"\")","v":"CONSOLE MUR 1 MODULE "},{"$f":"IFERROR(VLOOKUP($B315,$B$7:$E$58,3,FALSE),\"\")","v":"EA142"},{"$f":"IFERROR(VLOOKUP($B315,$B$7:$E$58,4,FALSE),\"\")","v":129},{"$f":"IF(B315<>\"\",IF(OR($H$21=OFFRE!$H$39,$H$21=OFFRE!$H$40),1,IF(OR($H$21=OFFRE!$H$41,$H$21=OFFRE!$H$42),2,\"\")),\"\")","v":1},null,null,null,null,{"$f":"$B$25","v":100017832},{"$f":"IFERROR(VLOOKUP(K315,$B$7:$E$124,2,FALSE),\"\")","v":"KIT TUBULURES 2 CIRCUITS"},{"$f":"IFERROR(VLOOKUP(K315,$B$7:$E$124,3,FALSE),\"\")","v":"HK22"},{"$f":"IFERROR(VLOOKUP(K315,$B$7:$E$124,4,FALSE),\"\")","v":156},null,null,{"$f":"$B$25","v":100017832},{"$f":"IFERROR(VLOOKUP(Q315,$B$7:$E$124,2,FALSE),\"\")","v":"KIT TUBULURES 2 CIRCUITS"},{"$f":"IFERROR(VLOOKUP(Q315,$B$7:$E$124,3,FALSE),\"\")","v":"HK22"},{"$f":"IFERROR(VLOOKUP(Q315,$B$7:$E$124,4,FALSE),\"\")","v":156},null,null,null,"","","","",""]
[null,{"$f":"IF('Offre HPI - CAELIA'!$H$21=OFFRE!$H$38,\"\",$B$25)","v":100017832},{"$f":"IFERROR(VLOOKUP($B316,$B$7:$E$58,2,FALSE),\"\")","v":"KIT TUBULURES 2 CIRCUITS"},{"$f":"IFERROR(VLOOKUP($B316,$B$7:$E$58,3,FALSE),\"\")","v":"HK22"},{"$f":"IFERROR(VLOOKUP($B316,$B$7:$E$58,4,FALSE),\"\")","v":156},{"$f":"IF(B316<>\"\",IF(OR($H$21=OFFRE!$H$39,$H$21=OFFRE!$H$40),1,IF(OR($H$21=OFFRE!$H$41,$H$21=OFFRE!$H$42),1,\"\")),\"\")","v":1},null,null,null,null,{"$f":"$B$26","v":100015468},"KIT RAC HYDRAULIQUE PAC - BALLON ECS","EH149",109,null,null,{"$f":"$B$26","v":100015468},"KIT RAC HYDRAULIQUE PAC - BALLON ECS","EH149",109,null,null,null,"","","","",""]
[null,{"$f":"IF(OR('Offre HPI - CAELIA'!$H$21=OFFRE!$H$41,'Offre HPI - CAELIA'!$H$21=OFFRE!$H$42),'Offre HPI - CAELIA'!$B$27,\"\")","v":""},{"$f":"IFERROR(VLOOKUP($B317,$B$7:$E$58,2,FALSE),\"\")","v":""},{"$f":"IFERROR(VLOOKUP($B317,$B$7:$E$58,3,FALSE),\"\")","v":""},{"$f":"IFERROR(VLOOKUP($B317,$B$7:$E$58,4,FALSE),\"\")","v":""},{"$f":"IF(B317<>\"\",1,\"\")","v":""},null,null,null,null,{"$f":"$B$27","v":100020164},"COLLECTEUR 2/3 CIRCUITS ","EA140",382,null,null,{"$f":"$B$27","v":100020164},"COLLECTEUR 2/3 CIRCUITS ","EA140",382,null,null,null,"","","","",""]
[null,{"$f":"IF(OR('Offre HPI - CAELIA'!$H$21=OFFRE!$H$41,'Offre HPI - CAELIA'!$H$21=OFFRE!$H$42),$B$30,\"\")","v":""},{"$f":"IFERROR(VLOOKUP($B318,$B$7:$E$58,2,FALSE),\"\")","v":""},{"$f":"IFERROR(VLOOKUP($B318,$B$7:$E$58,3,FALSE),\"\")","v":""},{"$f":"IFERROR(VLOOKUP($B318,$B$7:$E$58,4,FALSE),\"\")","v":""},{"$f":"IF(B318<>\"\",1,\"\")","v":""},null,null,null,null,{"$f":"$B$28","v":100020167},"CIRCUIT DIRECT P.ELEC CLASSE A  ","EA143",720,null,null,{"$f":"$B$28","v":100020167},"CIRCUIT DIRECT P.ELEC CLASSE A  ","EA143",720,null,null,null,"","","","",""]
[null,{"$f":"\"\"","v":""},{"$f":"\"\"","v":""},{"$f":"\"\"","v":""},{"$f":"\"\"","v":""},{"$f":"\"\"","v":""},null,null,null,null,{"$f":"$B$29","v":100020168},"CIRCUIT V3V P.ELEC","EA144",1023,null,null,{"$f":"$B$29","v":100020168},"CIRCUIT V3V P.ELEC","EA144",1023,null,null,null,"","","","",""]
[null,null,null,null,null,null,null,null,null,null,{"$f":"$B$30","v":100020165},"CONSOLE MUR COLLECTEUR ","EA141",48,null,null,{"$f":"$B$30","v":100020165},"CONSOLE MUR COLLECTEUR ","EA141",48,null,null,null,"","","","",""]
[null,null,"Accessoires cascade pour 2 HPI identiques",null,null,null,null,null,null,null,{"$f":"$B$31","v":100020166},"CONSOLE MUR 1 MODULE ","EA142",129,null,null,{"$f":"$B$31","v":100020166},"CONSOLE MUR 1 MODULE ","EA142",129,null,null,null,"","","","",""]
[null,null,null,null,null,null,null,null,null,null,{"$f":"$B$32","v":100003301},"KIT CABLAGE PLANCHER CHAUFFANT DIRECT","HA249",42,null,null,{"$f":"$B$32","v":100003301},"KIT CABLAGE PLANCHER CHAUFFANT DIRECT","HA249",42,null,null,null,"","","","",""]
[null,null,null,null,null,null,null,null,null,null,{"$f":"$B$33","v":7625589},"KIT SILENCIEUX ","EH559",92,null,null,{"$f":"$B$33","v":7625589},"KIT SILENCIEUX ","EH559",92,null,null,null,"","","","",""]
[null,{"$f":"$B$146","v":7650329},null,null,null,null,null,null,null,null,null,null,null,null,null,null,null,null,null,null,null,null,null,"","","","",""]
[null,null,null,null,null,null,null,null,null,null,null,{"$f":"IF($H$24=OFFRE!$D$6,\"Ballons de production Eau Chaude Sanitaire\",\"\")","v":""},null,null,null,null,null,{"$f":"IF($H$24=OFFRE!$D$6,\"Ballons de production Eau Chaude Sanitaire\",\"\")","v":""},null,null,null,null,null,"","","","",""]
[null,null,null,null,null,null,null,null,null,null,{"$f":"IF($H$24=OFFRE!$D$6,$B$51,\"\")","v":""},{"$f":"IFERROR(VLOOKUP(K326,$B$7:$E$124,2,FALSE),\"\")","v":""},{"$f":"IFERROR(VLOOKUP(K326,$B$7:$E$124,3,FALSE),\"\")","v":""},{"$f":"IFERROR(VLOOKUP(K326,$B$7:$E$124,4,FALSE),\"\")","v":""},null,null,{"$f":"IF($H$24=OFFRE!$D$6,$B$51,\"\")","v":""},{"$f":"IFERROR(VLOOKUP(Q326,$B$7:$E$124,2,FALSE),\"\")","v":""},{"$f":"IFERROR(VLOOKUP(Q326,$B$7:$E$124,3,FALSE),\"\")","v":""},{"$f":"IFERROR(VLOOKUP(Q326,$B$7:$E$124,4,FALSE),\"\")","v":""},null,null,null,"","","","",""]
[null,null,null,null,null,null,null,null,null,null,{"$f":"IF($H$24=OFFRE!$D$6,$B$52,\"\")","v":""},"","","",null,null,{"$f":"IF($H$24=OFFRE!$D$6,$B$52,\"\")","v":""},"","","",null,null,null,"","","","",""]
[null,null,null,null,null,null,null,null,null,null,{"$f":"IF($H$24=OFFRE!$D$6,$B$53,\"\")","v":""},"","","",null,null,{"$f":"IF($H$24=OFFRE!$D$6,$B$53,\"\")","v":""},"","","",null,null,null,"","","","",""]
[null,null,null,null,null,null,null,null,null,null,{"$f":"IF($H$24=OFFRE!$D$6,$B$54,\"\")","v":""},"","","",null,null,{"$f":"IF($H$24=OFFRE!$D$6,$B$54,\"\")","v":""},"","","",null,null,null,"","","","",""]
[null,null,null,null,null,null,null,null,null,null,{"$f":"IF($H$24=OFFRE!$D$6,$B$55,\"\")","v":""},"","","",null,null,{"$f":"IF($H$24=OFFRE!$D$6,$B$55,\"\")","v":""},"","","",null,null,null,"","","","",""]
[null,null,null,null,null,null,null,null,null,null,{"$f":"IF($H$24=OFFRE!$D$6,$B$56,\"\")","v":""},"","","",null,null,{"$f":"IF($H$24=OFFRE!$D$6,$B$56,\"\")","v":""},"","","",null,null,null,"","","","",""]
[null,null,null,null,null,null,null,null,null,null,{"$f":"IF($H$24=OFFRE!$D$6,$B$57,\"\")","v":""},"","","",null,null,{"$f":"IF($H$24=OFFRE!$D$6,$B$57,\"\")","v":""},"","","",null,null,null,"","","","",""]
[null,null,null,null,null,null,null,null,null,null,{"$f":"IF($H$24=OFFRE!$D$6,$B$58,\"\")","v":""},"","","",null,null,{"$f":"IF($H$24=OFFRE!$D$6,$B$58,\"\")","v":""},"","","",null,null,null,"","","","",""]
[null,null,null,null,null,null,null,null,null,null,null,null,null,null,null,null,null,null,null,null,null,null,null,"","","","",""]
[null,null,null,null,null,null,null,null,null,null,null,"Kit de fonction réversible",null,null,null,null,null,"Kit de fonction réversible",null,null,null,null,null,{"$f":"IF($J$290=1,K335,IF($P$290=1,Q335,\"\"))","v":""},{"$f":"IF($J$290=1,L335,IF($P$290=1,R335,\"\"))","v":""},{"$f":"IF($J$290=1,M335,IF($P$290=1,S335,\"\"))","v":""},{"$f":"IF($J$290=1,N335,IF($P$290=1,T335,\"\"))","v":""},{"$f":"IF($J$290=1,O335,IF($P$290=1,U335,\"\"))","v":""}]
[null,null,null,null,null,null,null,null,null,null,{"$f":"$B$19","v":100018410},{"$f":"IFERROR(VLOOKUP(K336,$B$7:$E$124,2,FALSE),\"\")","v":"KIT ISOLATION MODE FROID MIT-IN iSYSTEM"},{"$f":"IFERROR(VLOOKUP(K336,$B$7:$E$124,3,FALSE),\"\")","v":"HK24"},{"$f":"IFERROR(VLOOKUP(K336,$B$7:$E$124,4,FALSE),\"\")","v":297},null,null,{"$f":"$B$19","v":100018410},{"$f":"IFERROR(VLOOKUP(Q336,$B$7:$E$124,2,FALSE),\"\")","v":"KIT ISOLATION MODE FROID MIT-IN iSYSTEM"},{"$f":"IFERROR(VLOOKUP(Q336,$B$7:$E$124,3,FALSE),\"\")","v":"HK24"},{"$f":"IFERROR(VLOOKUP(Q336,$B$7:$E$124,4,FALSE),\"\")","v":297},null,null,null,"","","","",""]
[null,null,null,null,null,null,null,null,null,null,{"$f":"$B$20","v":100018411},{"$f":"IFERROR(VLOOKUP(K337,$B$7:$E$124,2,FALSE),\"\")","v":"KIT ISOLATION MODE FROID KIT VANNE 3 VOIES (CIRCUIT B)"},{"$f":"IFERROR(VLOOKUP(K337,$B$7:$E$124,3,FALSE),\"\")","v":"HK25"},{"$f":"IFERROR(VLOOKUP(K337,$B$7:$E$124,4,FALSE),\"\")","v":168},null,null,{"$f":"$B$20","v":100018411},{"$f":"IFERROR(VLOOKUP(Q337,$B$7:$E$124,2,FALSE),\"\")","v":"KIT ISOLATION MODE FROID KIT VANNE 3 VOIES (CIRCUIT B)"},{"$f":"IFERROR(VLOOKUP(Q337,$B$7:$E$124,3,FALSE),\"\")","v":"HK25"},{"$f":"IFERROR(VLOOKUP(Q337,$B$7:$E$124,4,FALSE),\"\")","v":168},null,null,null,"","","","",""]
[null,null,null,null,null,null,null,null,null,null,null,null,null,null,null,null,null,null,null,null,null,null,null,"","","","",""]
[null,null,null,null,null,null,null,null,null,null,null,"Accessoires de régulation",null,null,null,null,null,"Accessoires de régulation",null,null,null,null,null,"","","","",""]
[null,null,null,null,null,null,null,null,null,null,{"$f":"$B$35","v":100013304},{"$f":"IFERROR(VLOOKUP(K340,$B$7:$E$124,2,FALSE),\"\")","v":"COLIS OPTION V3V OE-TRONIC 4"},{"$f":"IFERROR(VLOOKUP(K340,$B$7:$E$124,3,FALSE),\"\")","v":"AD249"},{"$f":"IFERROR(VLOOKUP(K340,$B$7:$E$124,4,FALSE),\"\")","v":170},null,null,{"$f":"$B$35","v":100013304},{"$f":"IFERROR(VLOOKUP(Q340,$B$7:$E$124,2,FALSE),\"\")","v":"COLIS OPTION V3V OE-TRONIC 4"},{"$f":"IFERROR(VLOOKUP(Q340,$B$7:$E$124,3,FALSE),\"\")","v":"AD249"},{"$f":"IFERROR(VLOOKUP(Q340,$B$7:$E$124,4,FALSE),\"\")","v":170},null,null,null,"","","","",""]
[null,null,null,null,null,null,null,null,null,null,{"$f":"$B$36","v":100013305},{"$f":"IFERROR(VLOOKUP(K341,$B$7:$E$124,2,FALSE),\"\")","v":"SONDE SYSTÈME ECS"},{"$f":"IFERROR(VLOOKUP(K341,$B$7:$E$124,3,FALSE),\"\")","v":"AD250"},{"$f":"IFERROR(VLOOKUP(K341,$B$7:$E$124,4,FALSE),\"\")","v":49},null,null,{"$f":"$B$36","v":100013305},{"$f":"IFERROR(VLOOKUP(Q341,$B$7:$E$124,2,FALSE),\"\")","v":"SONDE SYSTÈME ECS"},{"$f":"IFERROR(VLOOKUP(Q341,$B$7:$E$124,3,FALSE),\"\")","v":"AD250"},{"$f":"IFERROR(VLOOKUP(Q341,$B$7:$E$124,4,FALSE),\"\")","v":49},null,null,null,"","","","",""]
[null,null,null,null,null,null,null,null,null,null,{"$f":"$B$37","v":100013306},"SONDE EXTERIEURE RADIO ","AD251",82,null,null,{"$f":"$B$37","v":100013306},"SONDE EXTERIEURE RADIO ","AD251",82,null,null,null,"","","","",""]
[null,null,null,null,null,null,null,null,null,null,{"$f":"$B$38","v":100013307},"MODULE CHAUDIERE RADIO (EMETTEUR)","AD252",132,null,null,{"$f":"$B$38","v":100013307},"MODULE CHAUDIERE RADIO (EMETTEUR)","AD252",132,null,null,null,"","","","",""]
[null,null,null,null,null,null,null,null,null,null,{"$f":"$B$39","v":100013472},"CDE A DISTANCE RADIO RS 400R     ","AD255",256,null,null,{"$f":"$B$39","v":100013472},"CDE A DISTANCE RADIO RS 400R     ","AD255",256,null,null,null,"","","","",""]
[null,null,null,null,null,null,null,null,null,null,{"$f":"$B$40","v":100013477},"COMMANDE A DISTANCE RS 400","AD257",190,{"$f":"$H$18","v":1},null,{"$f":"$B$40","v":100013477},"COMMANDE A DISTANCE RS 400","AD257",190,{"$f":"$H$18","v":1},null,null,"","","","",""]
[null,null,null,null,null,null,null,null,null,null,{"$f":"$B$41","v":88017851},"CABLE DE LIAISON BUS LG 12 M","AD134",118,null,null,{"$f":"$B$41","v":88017851},"CABLE DE LIAISON BUS LG 12 M","AD134",118,null,null,null,"","","","",""]
[null,null,null,null,null,null,null,null,null,null,{"$f":"$B$42","v":88017017},"SONDE DEPART v3v","AD199",85,null,null,{"$f":"$B$42","v":88017017},"SONDE DEPART v3v","AD199",85,null,null,null,"","","","",""]
[null,null,null,null,null,null,null,null,null,null,{"$f":"$B$43","v":100002803},"COMMANDE A DISTANCE SIMPLIFIEE AD208","AD208",112,null,null,{"$f":"$B$43","v":100002803},"COMMANDE A DISTANCE SIMPLIFIEE AD208","AD208",112,null,null,null,"","","","",""]
[null,null,null,null,null,null,null,null,null,null,{"$f":"$B$44","v":100000030},"COLIS OPTION SONDE ECS","AD212",53,null,null,{"$f":"$B$44","v":100000030},"COLIS OPTION SONDE ECS","AD212",53,null,null,null,"","","","",""]
[null,null,null,null,null,null,null,null,null,null,{"$f":"$B$45","v":100019114},"KIT SONDE HYGRO RAFRAICHISSEMENT","HK27",233,null,null,{"$f":"$B$45","v":100019114},"KIT SONDE HYGRO RAFRAICHISSEMENT","HK27",233,null,null,null,"","","","",""]
[null,null,null,null,null,null,null,null,null,null,{"$f":"$B$46","v":100020294},"KIT COMPTAGE D'ENERGIE","HK29",209,null,null,{"$f":"$B$46","v":100020294},"KIT COMPTAGE D'ENERGIE","HK29",209,null,null,null,"","","","",""]
[null,null,null,null,null,null,null,null,null,null,{"$f":"$B$47","v":""},"","","",null,null,{"$f":"$B$47","v":""},"","","",null,null,null,"","","","",""]
[null,null,null,null,null,null,null,null,null,null,{"$f":"$B$48","v":""},"","","",null,null,{"$f":"$B$48","v":""},"","","",null,null,null,"","","","",""]
[]
[null,null,null,null,null,null,null,null,null,{"$f":"IF('Offre HPI - CAELIA'!$H$9=OFFRE!$G$60,1,0)","v":0},{"$f":"OFFRE!$G$60","v":"OEnoviaPac-Confort-2 16kW MONO - E"},null,null,null,null,{"$f":"IF('Offre HPI - CAELIA'!$H$9=OFFRE!$H$60,1,0)","v":0},{"$f":"OFFRE!$H$60","v":"OEnoviaPac-Confort-2 16kW MONO - H"}]
[null,null,null,null,null,null,null,null,null,"Appoint",{"$f":"OFFRE!$F$7","v":"Electrique"},null,null,null,null,null,{"$f":"OFFRE!$F$6","v":"Hydraulique par chaudière"}]
[]
[]
[null,null,null,null,null,null,null,null,null,null,null,null,null,null,null,null,null,null,null,null,null,null,null,"Si 16 MR choisi"]
[null,null,null,null,null,null,null,null,null,"16 MR",null,{"$f":"IF($J$13=OFFRE!$H$23,\"Kit complet : PAC + accessoires\",\"\")","v":"Kit complet : PAC + accessoires"},null,null,null,null,null,{"$f":"IF($J$13=OFFRE!$H$23,\"Kit complet : PAC + accessoires\",\"\")","v":"Kit complet : PAC + accessoires"},null,null,null,null,{"$f":"IF(Y369=\"\",0,1)","v":0},{"$f":"IF($J$355=1,K360,IF($P$355=1,Q360,\"\"))","v":""},"","","",""]
[null,null,null,null,null,null,null,null,null,null,{"$f":"IF($J$13=OFFRE!$H$23,$B$110,\"\")","v":7610005},{"$f":"IFERROR(VLOOKUP(K361,$B$7:$E$124,2,FALSE),\"\")","v":"OENOVIAPAC-2 CONFORT 16 MR-2/EM"},{"$f":"IFERROR(VLOOKUP(K361,$B$7:$E$124,3,FALSE),\"\")","v":"-"},{"$f":"IFERROR(VLOOKUP(K361,$B$7:$E$124,4,FALSE),\"\")","v":9748},{"$f":"IF(K361=\"\",\"\",IF($H$27=ChoixPAC!$G$11,1,2))","v":2},null,{"$f":"IF($J$13=OFFRE!$H$23,$B$121,\"\")","v":7610004},{"$f":"IFERROR(VLOOKUP(Q361,$B$7:$E$124,2,FALSE),\"\")","v":"OENOVIAPAC-2 CONFORT 16 MR-2/H"},{"$f":"IFERROR(VLOOKUP(Q361,$B$7:$E$124,3,FALSE),\"\")","v":"-"},{"$f":"IFERROR(VLOOKUP(Q361,$B$7:$E$124,4,FALSE),\"\")","v":9194},{"$f":"IF(Q361=\"\",\"\",IF($H$27=ChoixPAC!$G$11,1,2))","v":2},null,null,"","","","",""]
[null,null,null,null,null,null,null,null,null,null,null,null,null,null,{"$f":"IF(K362=\"\",\"\",IF($H$27=ChoixPAC!$G$11,1,2))","v":""},null,null,null,null,null,{"$f":"IF(Q362=\"\",\"\",IF($H$27=ChoixPAC!$G$11,1,2))","v":""},null,null,"","","","",""]
[null,null,null,null,null,null,null,null,null,null,null,{"$f":"IF($J$13=OFFRE!$H$24,\"Sélection personnalisée\",\"\")","v":""},null,null,{"$f":"IF(K363=\"\",\"\",IF($H$27=ChoixPAC!$G$11,1,2))","v":""},null,null,{"$f":"IF($J$13=OFFRE!$H$24,\"Sélection personnalisée\",\"\")","v":""},null,null,{"$f":"IF(Q363=\"\",\"\",IF($H$27=ChoixPAC!$G$11,1,2))","v":""},null,null,"","","","",""]
[null,null,null,null,null,null,null,null,null,null,{"$f":"IF($J$13=OFFRE!$H$24,$B$96,\"\")","v":""},{"$f":"IFERROR(VLOOKUP(K364,$B$7:$E$124,2,FALSE),\"\")","v":""},{"$f":"IFERROR(VLOOKUP(K364,$B$7:$E$124,3,FALSE),\"\")","v":""},{"$f":"IFERROR(VLOOKUP(K364,$B$7:$E$124,4,FALSE),\"\")","v":""},{"$f":"IF(K364=\"\",\"\",IF($H$27=ChoixPAC!$G$11,1,2))","v":""},null,{"$f":"IF($J$13=OFFRE!$H$24,$B$101,\"\")","v":""},{"$f":"IFERROR(VLOOKUP(Q364,$B$7:$E$124,2,FALSE),\"\")","v":""},{"$f":"IFERROR(VLOOKUP(Q364,$B$7:$E$124,3,FALSE),\"\")","v":""},{"$f":"IFERROR(VLOOKUP(Q364,$B$7:$E$124,4,FALSE),\"\")","v":""},{"$f":"IF(Q364=\"\",\"\",IF($H$27=ChoixPAC!$G$11,1,2))","v":""},null,null,"","","","",""]
[null,null,null,null,null,null,null,null,null,null,{"$f":"IF($J$13=OFFRE!$H$24,$B$85,\"\")","v":""},{"$f":"IFERROR(VLOOKUP(K365,$B$7:$E$124,2,FALSE),\"\")","v":""},{"$f":"IFERROR(VLOOKUP(K365,$B$7:$E$124,3,FALSE),\"\")","v":""},{"$f":"IFERROR(VLOOKUP(K365,$B$7:$E$124,4,FALSE),\"\")","v":""},{"$f":"IF(K365=\"\",\"\",IF($H$27=ChoixPAC!$G$11,1,2))","v":""},null,{"$f":"IF($J$13=OFFRE!$H$24,$B$85,\"\")","v":""},{"$f":"IFERROR(VLOOKUP(Q365,$B$7:$E$124,2,FALSE),\"\")","v":""},{"$f":"IFERROR(VLOOKUP(Q365,$B$7:$E$124,3,FALSE),\"\")","v":""},{"$f":"IFERROR(VLOOKUP(Q365,$B$7:$E$124,4,FALSE),\"\")","v":""},{"$f":"IF(Q365=\"\",\"\",IF($H$27=ChoixPAC!$G$11,1,2))","v":""},null,null,"","","","",""]
[null,null,null,null,null,null,null,null,null,null,null,{"$f":"IFERROR(VLOOKUP(K366,$B$7:$E$124,2,FALSE),\"\")","v":""},{"$f":"IFERROR(VLOOKUP(K366,$B$7:$E$124,3,FALSE),\"\")","v":""},{"$f":"IFERROR(VLOOKUP(K366,$B$7:$E$124,4,FALSE),\"\")","v":""},{"$f":"IF(K366=\"\",\"\",IF($H$27=ChoixPAC!$G$11,1,2))","v":""},null,null,{"$f":"IFERROR(VLOOKUP(Q366,$B$7:$E$124,2,FALSE),\"\")","v":""},{"$f":"IFERROR(VLOOKUP(Q366,$B$7:$E$124,3,FALSE),\"\")","v":""},{"$f":"IFERROR(VLOOKUP(Q366,$B$7:$E$124,4,FALSE),\"\")","v":""},{"$f":"IF(Q366=\"\",\"\",IF($H$27=ChoixPAC!$G$11,1,2))","v":""},null,null,"","","","",""]
[null,null,null,null,null,null,null,null,null,null,null,null,null,null,{"$f":"IF(K367=\"\",\"\",IF($H$27=ChoixPAC!$G$11,1,2))","v":""},null,null,null,null,null,{"$f":"IF(Q367=\"\",\"\",IF($H$27=ChoixPAC!$G$11,1,2))","v":""}]
[null,null,null,null,null,null,null,null,null,null,null,null,null,null,{"$f":"IF(K368=\"\",\"\",IF($H$27=ChoixPAC!$G$11,1,2))","v":""},null,null,null,null,null,{"$f":"IF(Q368=\"\",\"\",IF($H$27=ChoixPAC!$G$11,1,2))","v":""},null,null,{"$f":"IF($J$355=1,K368,IF($P$355=1,Q368,\"\"))","v":""},{"$f":"IF($J$355=1,L368,IF($P$355=1,R368,\"\"))","v":""},{"$f":"IF($J$355=1,M368,IF($P$355=1,S368,\"\"))","v":""},{"$f":"IF($J$355=1,N368,IF($P$355=1,T368,\"\"))","v":""},{"$f":"IF($J$355=1,O368,IF($P$355=1,U368,\"\"))","v":""}]
[null,null,null,null,null,null,null,null,null,null,null,"Accessoires de mise en œuvre",null,null,null,null,null,"Accessoires de mise en œuvre",null,null,null,null,null,"","","","",""]
[null,null,null,null,null,null,null,null,null,null,{"$f":"IF(OFFRE!$O$23=OFFRE!$H$16,'Offre HPI - CAELIA'!$B$12,'Offre HPI - CAELIA'!$B$9)","v":7694974},{"$f":"IFERROR(VLOOKUP(K370,$B$7:$E$124,2,FALSE),\"\")","v":"SUPPORT AU SOL CAOUTCHOUC 600MM"},{"$f":"IFERROR(VLOOKUP(K370,$B$7:$E$124,3,FALSE),\"\")","v":"EH879"},{"$f":"IFERROR(VLOOKUP(K370,$B$7:$E$124,4,FALSE),\"\")","v":119},{"$f":"IF($H$27=ChoixPAC!$G$11,1,2)","v":2},null,{"$f":"IF(OFFRE!$O$23=OFFRE!$H$16,'Offre HPI - CAELIA'!$B$12,'Offre HPI - CAELIA'!$B$9)","v":7694974},{"$f":"IFERROR(VLOOKUP(Q370,$B$7:$E$124,2,FALSE),\"\")","v":"SUPPORT AU SOL CAOUTCHOUC 600MM"},{"$f":"IFERROR(VLOOKUP(Q370,$B$7:$E$124,3,FALSE),\"\")","v":"EH879"},{"$f":"IFERROR(VLOOKUP(Q370,$B$7:$E$124,4,FALSE),\"\")","v":119},{"$f":"IF($H$27=ChoixPAC!$G$11,1,2)","v":2},null,null,"","","","",""]
[null,null,null,null,null,null,null,null,null,null,{"$f":"$B$22","v":100008841},{"$f":"IFERROR(VLOOKUP(K371,$B$7:$E$124,2,FALSE),\"\")","v":"BALLON TAMPON 80L B 80 T"},{"$f":"IFERROR(VLOOKUP(K371,$B$7:$E$124,3,FALSE),\"\")","v":"EH85"},{"$f":"IFERROR(VLOOKUP(K371,$B$7:$E$124,4,FALSE),\"\")","v":572},1,null,{"$f":"$B$22","v":100008841},{"$f":"IFERROR(VLOOKUP(Q371,$B$7:$E$124,2,FALSE),\"\")","v":"BALLON TAMPON 80L B 80 T"},{"$f":"IFERROR(VLOOKUP(Q371,$B$7:$E$124,3,FALSE),\"\")","v":"EH85"},{"$f":"IFERROR(VLOOKUP(Q371,$B$7:$E$124,4,FALSE),\"\")","v":572},1,null,null,"","","","",""]
[null,null,null,null,null,null,null,null,null,null,null,null,null,null,null,null,null,null,null,null,null,null,null,"","","","",""]
[null,null,null,null,null,null,null,null,null,null,null,"Liaison frigorifique",null,null,null,null,null,"Liaison frigorifique",null,null,null,null,null,"","","","",""]
[null,null,null,null,null,null,null,null,null,null,{"$f":"$B$14","v":100012535},{"$f":"IFERROR(VLOOKUP(K374,$B$7:$E$124,2,FALSE),\"\")","v":"LIAISON FRIGORIFIQUE PE 5/8'' 3/8'' - LG 5m"},{"$f":"IFERROR(VLOOKUP(K374,$B$7:$E$124,3,FALSE),\"\")","v":"EH114"},{"$f":"IFERROR(VLOOKUP(K374,$B$7:$E$124,4,FALSE),\"\")","v":255},{"$f":"IF($H$27=ChoixPAC!$G$11,1,2)","v":2},null,{"$f":"$B$14","v":100012535},{"$f":"IFERROR(VLOOKUP(Q374,$B$7:$E$124,2,FALSE),\"\")","v":"LIAISON FRIGORIFIQUE PE 5/8'' 3/8'' - LG 5m"},{"$f":"IFERROR(VLOOKUP(Q374,$B$7:$E$124,3,FALSE),\"\")","v":"EH114"},{"$f":"IFERROR(VLOOKUP(Q374,$B$7:$E$124,4,FALSE),\"\")","v":255},{"$f":"IF($H$27=ChoixPAC!$G$11,1,2)","v":2},null,null,"","","","",""]
[null,null,null,null,null,null,null,null,null,null,{"$f":"$B$15","v":100012536},{"$f":"IFERROR(VLOOKUP(K375,$B$7:$E$124,2,FALSE),\"\")","v":"LIAISON FRIGORIFIQUE PE 5/8'' 3/8'' - LG 10m"},{"$f":"IFERROR(VLOOKUP(K375,$B$7:$E$124,3,FALSE),\"\")","v":"EH115"},{"$f":"IFERROR(VLOOKUP(K375,$B$7:$E$124,4,FALSE),\"\")","v":456},null,null,{"$f":"$B$15","v":100012536},{"$f":"IFERROR(VLOOKUP(Q375,$B$7:$E$124,2,FALSE),\"\")","v":"LIAISON FRIGORIFIQUE PE 5/8'' 3/8'' - LG 10m"},{"$f":"IFERROR(VLOOKUP(Q375,$B$7:$E$124,3,FALSE),\"\")","v":"EH115"},{"$f":"IFERROR(VLOOKUP(Q375,$B$7:$E$124,4,FALSE),\"\")","v":456},null,null,null,"","","","",""]
[null,null,null,null,null,null,null,null,null,null,{"$f":"$B$16","v":100012537},{"$f":"IFERROR(VLOOKUP(K376,$B$7:$E$124,2,FALSE),\"\")","v":"LIAISON FRIGORIFIQUE PE 5/8'' 3/8'' - LG 20m"},{"$f":"IFERROR(VLOOKUP(K376,$B$7:$E$124,3,FALSE),\"\")","v":"EH116"},{"$f":"IFERROR(VLOOKUP(K376,$B$7:$E$124,4,FALSE),\"\")","v":823},null,null,{"$f":"$B$16","v":100012537},{"$f":"IFERROR(VLOOKUP(Q376,$B$7:$E$124,2,FALSE),\"\")","v":"LIAISON FRIGORIFIQUE PE 5/8'' 3/8'' - LG 20m"},{"$f":"IFERROR(VLOOKUP(Q376,$B$7:$E$124,3,FALSE),\"\")","v":"EH116"},{"$f":"IFERROR(VLOOKUP(Q376,$B$7:$E$124,4,FALSE),\"\")","v":823},null,null,null,"","","","",""]
[null,null,null,null,null,null,null,null,null,null,null,null,null,null,null,null,null,null,null,null,null,null,null,"","","","",""]
[null,null,null,null,null,null,null,null,null,null,null,"Accessoires de raccordement hydraulique",null,null,null,null,null,"Accessoires de raccordement hydraulique",null,null,null,null,null,"","","","",""]
[null,null,null,null,null,null,null,null,null,null,{"$f":"$B$24","v":100017830},{"$f":"IFERROR(VLOOKUP(K379,$B$7:$E$124,2,FALSE),\"\")","v":"KIT VANNE 3 VOIES (CIRCUIT B)"},{"$f":"IFERROR(VLOOKUP(K379,$B$7:$E$124,3,FALSE),\"\")","v":"HK21"},{"$f":"IFERROR(VLOOKUP(K379,$B$7:$E$124,4,FALSE),\"\")","v":732},1,null,{"$f":"$B$24","v":100017830},{"$f":"IFERROR(VLOOKUP(Q379,$B$7:$E$124,2,FALSE),\"\")","v":"KIT VANNE 3 VOIES (CIRCUIT B)"},{"$f":"IFERROR(VLOOKUP(Q379,$B$7:$E$124,3,FALSE),\"\")","v":"HK21"},{"$f":"IFERROR(VLOOKUP(Q379,$B$7:$E$124,4,FALSE),\"\")","v":732},1,null,null,"","","","",""]
[null,null,null,null,null,null,null,null,null,null,{"$f":"$B$25","v":100017832},{"$f":"IFERROR(VLOOKUP(K380,$B$7:$E$124,2,FALSE),\"\")","v":"KIT TUBULURES 2 CIRCUITS"},{"$f":"IFERROR(VLOOKUP(K380,$B$7:$E$124,3,FALSE),\"\")","v":"HK22"},{"$f":"IFERROR(VLOOKUP(K380,$B$7:$E$124,4,FALSE),\"\")","v":156},null,null,{"$f":"$B$25","v":100017832},{"$f":"IFERROR(VLOOKUP(Q380,$B$7:$E$124,2,FALSE),\"\")","v":"KIT TUBULURES 2 CIRCUITS"},{"$f":"IFERROR(VLOOKUP(Q380,$B$7:$E$124,3,FALSE),\"\")","v":"HK22"},{"$f":"IFERROR(VLOOKUP(Q380,$B$7:$E$124,4,FALSE),\"\")","v":156},null,null,null,"","","","",""]
[null,null,null,null,null,null,null,null,null,null,{"$f":"$B$26","v":100015468},"KIT RAC HYDRAULIQUE PAC - BALLON ECS","EH149",109,null,null,{"$f":"$B$26","v":100015468},"KIT RAC HYDRAULIQUE PAC - BALLON ECS","EH149",109,null,null,null,"","","","",""]
[null,null,null,null,null,null,null,null,null,null,{"$f":"$B$27","v":100020164},"COLLECTEUR 2/3 CIRCUITS ","EA140",382,null,null,{"$f":"$B$27","v":100020164},"COLLECTEUR 2/3 CIRCUITS ","EA140",382,null,null,null,"","","","",""]
[null,null,null,null,null,null,null,null,null,null,{"$f":"$B$28","v":100020167},"CIRCUIT DIRECT P.ELEC CLASSE A  ","EA143",720,null,null,{"$f":"$B$28","v":100020167},"CIRCUIT DIRECT P.ELEC CLASSE A  ","EA143",720,null,null,null,"","","","",""]
[null,null,null,null,null,null,null,null,null,null,{"$f":"$B$29","v":100020168},"CIRCUIT V3V P.ELEC","EA144",1023,null,null,{"$f":"$B$29","v":100020168},"CIRCUIT V3V P.ELEC","EA144",1023,null,null,null,"","","","",""]
[null,null,null,null,null,null,null,null,null,null,{"$f":"$B$30","v":100020165},"CONSOLE MUR COLLECTEUR ","EA141",48,null,null,{"$f":"$B$30","v":100020165},"CONSOLE MUR COLLECTEUR ","EA141",48,null,null,null,"","","","",""]
[null,null,null,null,null,null,null,null,null,null,{"$f":"$B$31","v":100020166},"CONSOLE MUR 1 MODULE ","EA142",129,null,null,{"$f":"$B$31","v":100020166},"CONSOLE MUR 1 MODULE ","EA142",129,null,null,null,"","","","",""]
[null,null,null,null,null,null,null,null,null,null,{"$f":"$B$32","v":100003301},"KIT CABLAGE PLANCHER CHAUFFANT DIRECT","HA249",42,null,null,{"$f":"$B$32","v":100003301},"KIT CABLAGE PLANCHER CHAUFFANT DIRECT","HA249",42,null,null,null,"","","","",""]
[null,null,null,null,null,null,null,null,null,null,{"$f":"$B$33","v":7625589},"KIT SILENCIEUX ","EH559",92,null,null,{"$f":"$B$33","v":7625589},"KIT SILENCIEUX ","EH559",92,null,null,null,"","","","",""]
[null,null,null,null,null,null,null,null,null,null,null,null,null,null,null,null,null,null,null,null,null,null,null,"","","","",""]
[null,null,null,null,null,null,null,null,null,null,null,{"$f":"IF($H$24=OFFRE!$D$6,\"Ballons de production Eau Chaude Sanitaire\",\"\")","v":""},null,null,null,null,null,{"$f":"IF($H$24=OFFRE!$D$6,\"Ballons de production Eau Chaude Sanitaire\",\"\")","v":""},null,null,null,null,null,"","","","",""]
[null,null,null,null,null,null,null,null,null,null,{"$f":"IF($H$24=OFFRE!$D$6,$B$51,\"\")","v":""},{"$f":"IFERROR(VLOOKUP(K391,$B$7:$E$124,2,FALSE),\"\")","v":""},{"$f":"IFERROR(VLOOKUP(K391,$B$7:$E$124,3,FALSE),\"\")","v":""},{"$f":"IFERROR(VLOOKUP(K391,$B$7:$E$124,4,FALSE),\"\")","v":""},null,null,{"$f":"IF($H$24=OFFRE!$D$6,$B$51,\"\")","v":""},{"$f":"IFERROR(VLOOKUP(Q391,$B$7:$E$124,2,FALSE),\"\")","v":""},{"$f":"IFERROR(VLOOKUP(Q391,$B$7:$E$124,3,FALSE),\"\")","v":""},{"$f":"IFERROR(VLOOKUP(Q391,$B$7:$E$124,4,FALSE),\"\")","v":""},null,null,null,"","","","",""]
[null,null,null,null,null,null,null,null,null,null,{"$f":"IF($H$24=OFFRE!$D$6,$B$52,\"\")","v":""},"","","",null,null,{"$f":"IF($H$24=OFFRE!$D$6,$B$52,\"\")","v":""},"","","",null,null,null,"","","","",""]
[null,null,null,null,null,null,null,null,null,null,{"$f":"IF($H$24=OFFRE!$D$6,$B$53,\"\")","v":""},"","","",null,null,{"$f":"IF($H$24=OFFRE!$D$6,$B$53,\"\")","v":""},"","","",null,null,null,"","","","",""]
[null,null,null,null,null,null,null,null,null,null,{"$f":"IF($H$24=OFFRE!$D$6,$B$54,\"\")","v":""},"","","",null,null,{"$f":"IF($H$24=OFFRE!$D$6,$B$54,\"\")","v":""},"","","",null,null,null,"","","","",""]
[null,null,null,null,null,null,null,null,null,null,{"$f":"IF($H$24=OFFRE!$D$6,$B$55,\"\")","v":""},"","","",null,null,{"$f":"IF($H$24=OFFRE!$D$6,$B$55,\"\")","v":""},"","","",null,null,null,"","","","",""]
[null,null,null,null,null,null,null,null,null,null,{"$f":"IF($H$24=OFFRE!$D$6,$B$56,\"\")","v":""},"","","",null,null,{"$f":"IF($H$24=OFFRE!$D$6,$B$56,\"\")","v":""},"","","",null,null,null,"","","","",""]
[null,null,null,null,null,null,null,null,null,null,{"$f":"IF($H$24=OFFRE!$D$6,$B$57,\"\")","v":""},"","","",null,null,{"$f":"IF($H$24=OFFRE!$D$6,$B$57,\"\")","v":""},"","","",null,null,null,"","","","",""]
[null,null,null,null,null,null,null,null,null,null,{"$f":"IF($H$24=OFFRE!$D$6,$B$58,\"\")","v":""},"","","",null,null,{"$f":"IF($H$24=OFFRE!$D$6,$B$58,\"\")","v":""},"","","",null,null,null,"","","","",""]
[null,null,null,null,null,null,null,null,null,null,null,null,null,null,null,null,null,null,null,null,null,null,null,"","","","",""]
[null,null,null,null,null,null,null,null,null,null,null,"Kit de fonction réversible",null,null,null,null,null,"Kit de fonction réversible",null,null,null,null,null,{"$f":"IF($J$355=1,K400,IF($P$355=1,Q400,\"\"))","v":""},{"$f":"IF($J$355=1,L400,IF($P$355=1,R400,\"\"))","v":""},{"$f":"IF($J$355=1,M400,IF($P$355=1,S400,\"\"))","v":""},{"$f":"IF($J$355=1,N400,IF($P$355=1,T400,\"\"))","v":""},{"$f":"IF($J$355=1,O400,IF($P$355=1,U400,\"\"))","v":""}]
[null,null,null,null,null,null,null,null,null,null,{"$f":"$B$19","v":100018410},{"$f":"IFERROR(VLOOKUP(K401,$B$7:$E$124,2,FALSE),\"\")","v":"KIT ISOLATION MODE FROID MIT-IN iSYSTEM"},{"$f":"IFERROR(VLOOKUP(K401,$B$7:$E$124,3,FALSE),\"\")","v":"HK24"},{"$f":"IFERROR(VLOOKUP(K401,$B$7:$E$124,4,FALSE),\"\")","v":297},null,null,{"$f":"$B$19","v":100018410},{"$f":"IFERROR(VLOOKUP(Q401,$B$7:$E$124,2,FALSE),\"\")","v":"KIT ISOLATION MODE FROID MIT-IN iSYSTEM"},{"$f":"IFERROR(VLOOKUP(Q401,$B$7:$E$124,3,FALSE),\"\")","v":"HK24"},{"$f":"IFERROR(VLOOKUP(Q401,$B$7:$E$124,4,FALSE),\"\")","v":297},null,null,null,"","","","",""]
[null,null,null,null,null,null,null,null,null,null,{"$f":"$B$20","v":100018411},{"$f":"IFERROR(VLOOKUP(K402,$B$7:$E$124,2,FALSE),\"\")","v":"KIT ISOLATION MODE FROID KIT VANNE 3 VOIES (CIRCUIT B)"},{"$f":"IFERROR(VLOOKUP(K402,$B$7:$E$124,3,FALSE),\"\")","v":"HK25"},{"$f":"IFERROR(VLOOKUP(K402,$B$7:$E$124,4,FALSE),\"\")","v":168},null,null,{"$f":"$B$20","v":100018411},{"$f":"IFERROR(VLOOKUP(Q402,$B$7:$E$124,2,FALSE),\"\")","v":"KIT ISOLATION MODE FROID KIT VANNE 3 VOIES (CIRCUIT B)"},{"$f":"IFERROR(VLOOKUP(Q402,$B$7:$E$124,3,FALSE),\"\")","v":"HK25"},{"$f":"IFERROR(VLOOKUP(Q402,$B$7:$E$124,4,FALSE),\"\")","v":168},null,null,null,"","","","",""]
[null,null,null,null,null,null,null,null,null,null,null,null,null,null,null,null,null,null,null,null,null,null,null,"","","","",""]
[null,null,null,null,null,null,null,null,null,null,null,"Accessoires de régulation",null,null,null,null,null,"Accessoires de régulation",null,null,null,null,null,"","","","",""]
[null,null,null,null,null,null,null,null,null,null,{"$f":"$B$35","v":100013304},{"$f":"IFERROR(VLOOKUP(K405,$B$7:$E$124,2,FALSE),\"\")","v":"COLIS OPTION V3V OE-TRONIC 4"},{"$f":"IFERROR(VLOOKUP(K405,$B$7:$E$124,3,FALSE),\"\")","v":"AD249"},{"$f":"IFERROR(VLOOKUP(K405,$B$7:$E$124,4,FALSE),\"\")","v":170},null,null,{"$f":"$B$35","v":100013304},{"$f":"IFERROR(VLOOKUP(Q405,$B$7:$E$124,2,FALSE),\"\")","v":"COLIS OPTION V3V OE-TRONIC 4"},{"$f":"IFERROR(VLOOKUP(Q405,$B$7:$E$124,3,FALSE),\"\")","v":"AD249"},{"$f":"IFERROR(VLOOKUP(Q405,$B$7:$E$124,4,FALSE),\"\")","v":170},null,null,null,"","","","",""]
[null,null,null,null,null,null,null,null,null,null,{"$f":"$B$36","v":100013305},{"$f":"IFERROR(VLOOKUP(K406,$B$7:$E$124,2,FALSE),\"\")","v":"SONDE SYSTÈME ECS"},{"$f":"IFERROR(VLOOKUP(K406,$B$7:$E$124,3,FALSE),\"\")","v":"AD250"},{"$f":"IFERROR(VLOOKUP(K406,$B$7:$E$124,4,FALSE),\"\")","v":49},null,null,{"$f":"$B$36","v":100013305},{"$f":"IFERROR(VLOOKUP(Q406,$B$7:$E$124,2,FALSE),\"\")","v":"SONDE SYSTÈME ECS"},{"$f":"IFERROR(VLOOKUP(Q406,$B$7:$E$124,3,FALSE),\"\")","v":"AD250"},{"$f":"IFERROR(VLOOKUP(Q406,$B$7:$E$124,4,FALSE),\"\")","v":49},null,null,null,"","","","",""]
[null,null,null,null,null,null,null,null,null,null,{"$f":"$B$37","v":100013306},"SONDE EXTERIEURE RADIO ","AD251",82,null,null,{"$f":"$B$37","v":100013306},"SONDE EXTERIEURE RADIO ","AD251",82,null,null,null,"","","","",""]
[null,null,null,null,null,null,null,null,null,null,{"$f":"$B$38","v":100013307},"MODULE CHAUDIERE RADIO (EMETTEUR)","AD252",132,null,null,{"$f":"$B$38","v":100013307},"MODULE CHAUDIERE RADIO (EMETTEUR)","AD252",132,null,null,null,"","","","",""]
[null,null,null,null,null,null,null,null,null,null,{"$f":"$B$39","v":100013472},"CDE A DISTANCE RADIO RS 400R     ","AD255",256,null,null,{"$f":"$B$39","v":100013472},"CDE A DISTANCE RADIO RS 400R     ","AD255",256,null,null,null,"","","","",""]
[null,null,null,null,null,null,null,null,null,null,{"$f":"$B$40","v":100013477},"COMMANDE A DISTANCE RS 400","AD257",190,{"$f":"$H$18","v":1},null,{"$f":"$B$40","v":100013477},"COMMANDE A DISTANCE RS 400","AD257",190,{"$f":"$H$18","v":1},null,null,"","","","",""]
[null,null,null,null,null,null,null,null,null,null,{"$f":"$B$41","v":88017851},"CABLE DE LIAISON BUS LG 12 M","AD134",118,null,null,{"$f":"$B$41","v":88017851},"CABLE DE LIAISON BUS LG 12 M","AD134",118,null,null,null,"","","","",""]
[null,null,null,null,null,null,null,null,null,null,{"$f":"$B$42","v":88017017},"SONDE DEPART v3v","AD199",85,null,null,{"$f":"$B$42","v":88017017},"SONDE DEPART v3v","AD199",85,null,null,null,"","","","",""]
[null,null,null,null,null,null,null,null,null,null,{"$f":"$B$43","v":100002803},"COMMANDE A DISTANCE SIMPLIFIEE AD208","AD208",112,null,null,{"$f":"$B$43","v":100002803},"COMMANDE A DISTANCE SIMPLIFIEE AD208","AD208",112,null,null,null,"","","","",""]
[null,null,null,null,null,null,null,null,null,null,{"$f":"$B$44","v":100000030},"COLIS OPTION SONDE ECS","AD212",53,null,null,{"$f":"$B$44","v":100000030},"COLIS OPTION SONDE ECS","AD212",53,null,null,null,"","","","",""]
[null,null,null,null,null,null,null,null,null,null,{"$f":"$B$45","v":100019114},"KIT SONDE HYGRO RAFRAICHISSEMENT","HK27",233,null,null,{"$f":"$B$45","v":100019114},"KIT SONDE HYGRO RAFRAICHISSEMENT","HK27",233,null,null,null,"","","","",""]
[null,null,null,null,null,null,null,null,null,null,{"$f":"$B$46","v":100020294},"KIT COMPTAGE D'ENERGIE","HK29",209,null,null,{"$f":"$B$46","v":100020294},"KIT COMPTAGE D'ENERGIE","HK29",209,null,null,null,"","","","",""]
[null,null,null,null,null,null,null,null,null,null,{"$f":"$B$47","v":""},"","","",null,null,{"$f":"$B$47","v":""},"","","",null,null,null,"","","","",""]
[null,null,null,null,null,null,null,null,null,null,{"$f":"$B$48","v":""},"","","",null,null,{"$f":"$B$48","v":""},"","","",null,null,null,"","","","",""]
[]
[null,null,null,null,null,null,null,null,null,{"$f":"IF('Offre HPI - CAELIA'!$H$9=OFFRE!$G$61,1,0)","v":0},{"$f":"OFFRE!$G$61","v":"OEnoviaPac-Confort-2 16kW TRI - E"},null,null,null,null,{"$f":"IF('Offre HPI - CAELIA'!$H$9=OFFRE!$H$61,1,0)","v":0},{"$f":"OFFRE!$H$61","v":"OEnoviaPac-Confort-2 16kW TRI - H"}]
[null,null,null,null,null,null,null,null,null,"Appoint",{"$f":"OFFRE!$F$7","v":"Electrique"},null,null,null,null,null,{"$f":"OFFRE!$F$6","v":"Hydraulique par chaudière"}]
[null,null,null,null,null,null,null,null,null,null,null,null,null,null,null,null,0]
[null,null,null,null,null,null,null,null,null,null,null,null,null,null,null,null,{"$f":"$K$28","v":0}]
[null,null,null,null,null,null,null,null,null,null,null,null,null,null,null,null,{"$f":"OFFRE!$D$6","v":"OUI"},null,null,null,null,null,null,"Si 16 TR choisi"]
[null,null,null,null,null,null,null,null,null,"16 TR",null,{"$f":"IF($J$13=OFFRE!$H$23,\"Kit complet : PAC + accessoires\",\"\")","v":"Kit complet : PAC + accessoires"},null,null,null,null,null,{"$f":"IF($J$13=OFFRE!$H$23,\"Kit complet : PAC + accessoires\",\"\")","v":"Kit complet : PAC + accessoires"},null,null,null,null,{"$f":"IF(Y434=\"\",0,1)","v":0},{"$f":"IF($J$420=1,K425,IF($P$420=1,Q425,\"\"))","v":""},{"$f":"IF($J$420=1,L425,IF($P$420=1,R425,\"\"))","v":""},{"$f":"IF($J$420=1,M425,IF($P$420=1,S425,\"\"))","v":""},{"$f":"IF($J$420=1,N425,IF($P$420=1,T425,\"\"))","v":""},{"$f":"IF($J$420=1,O425,IF($P$420=1,U425,\"\"))","v":""}]
[null,null,null,null,null,null,null,null,null,null,{"$f":"IF($J$13=OFFRE!$H$23,$B$111,\"\")","v":7610007},{"$f":"IFERROR(VLOOKUP(K426,$B$7:$E$124,2,FALSE),\"\")","v":"OENOVIAPAC-2 CONFORT 16 TR-2/ET"},{"$f":"IFERROR(VLOOKUP(K426,$B$7:$E$124,3,FALSE),\"\")","v":"-"},{"$f":"IFERROR(VLOOKUP(K426,$B$7:$E$124,4,FALSE),\"\")","v":10194},{"$f":"IF(K426=\"\",\"\",IF($H$27=ChoixPAC!$G$11,1,2))","v":2},null,{"$f":"IF($J$13=OFFRE!$H$23,$B$122,\"\")","v":7610006},{"$f":"IFERROR(VLOOKUP(Q426,$B$7:$E$124,2,FALSE),\"\")","v":"OENOVIAPAC-2 CONFORT 16 TR-2/H"},{"$f":"IFERROR(VLOOKUP(Q426,$B$7:$E$124,3,FALSE),\"\")","v":"-"},{"$f":"IFERROR(VLOOKUP(Q426,$B$7:$E$124,4,FALSE),\"\")","v":9640},{"$f":"IF(Q426=\"\",\"\",IF($H$27=ChoixPAC!$G$11,1,2))","v":2},null,null,"","","","",""]
[null,null,null,null,null,null,null,null,null,null,null,null,null,null,{"$f":"IF(K427=\"\",\"\",IF($H$27=ChoixPAC!$G$11,1,2))","v":""},null,null,null,null,null,{"$f":"IF(Q427=\"\",\"\",IF($H$27=ChoixPAC!$G$11,1,2))","v":""},null,null,"","","","",""]
[null,null,null,null,null,null,null,null,null,null,null,{"$f":"IF($J$13=OFFRE!$H$24,\"Sélection personnalisée\",\"\")","v":""},null,null,{"$f":"IF(K428=\"\",\"\",IF($H$27=ChoixPAC!$G$11,1,2))","v":""},null,null,{"$f":"IF($J$13=OFFRE!$H$24,\"Sélection personnalisée\",\"\")","v":""},null,null,{"$f":"IF(Q428=\"\",\"\",IF($H$27=ChoixPAC!$G$11,1,2))","v":""},null,null,"","","","",""]
[null,null,null,null,null,null,null,null,null,null,{"$f":"IF($J$13=OFFRE!$H$24,$B$96,\"\")","v":""},{"$f":"IFERROR(VLOOKUP(K429,$B$7:$E$124,2,FALSE),\"\")","v":""},{"$f":"IFERROR(VLOOKUP(K429,$B$7:$E$124,3,FALSE),\"\")","v":""},{"$f":"IFERROR(VLOOKUP(K429,$B$7:$E$124,4,FALSE),\"\")","v":""},{"$f":"IF(K429=\"\",\"\",IF($H$27=ChoixPAC!$G$11,1,2))","v":""},null,{"$f":"IF($J$13=OFFRE!$H$24,$B$101,\"\")","v":""},{"$f":"IFERROR(VLOOKUP(Q429,$B$7:$E$124,2,FALSE),\"\")","v":""},{"$f":"IFERROR(VLOOKUP(Q429,$B$7:$E$124,3,FALSE),\"\")","v":""},{"$f":"IFERROR(VLOOKUP(Q429,$B$7:$E$124,4,FALSE),\"\")","v":""},{"$f":"IF(Q429=\"\",\"\",IF($H$27=ChoixPAC!$G$11,1,2))","v":""},null,null,"","","","",""]
[null,null,null,null,null,null,null,null,null,null,{"$f":"IF($J$13=OFFRE!$H$24,$B$86,\"\")","v":""},{"$f":"IFERROR(VLOOKUP(K430,$B$7:$E$124,2,FALSE),\"\")","v":""},{"$f":"IFERROR(VLOOKUP(K430,$B$7:$E$124,3,FALSE),\"\")","v":""},{"$f":"IFERROR(VLOOKUP(K430,$B$7:$E$124,4,FALSE),\"\")","v":""},{"$f":"IF(K430=\"\",\"\",IF($H$27=ChoixPAC!$G$11,1,2))","v":""},null,{"$f":"IF($J$13=OFFRE!$H$24,$B$86,\"\")","v":""},{"$f":"IFERROR(VLOOKUP(Q430,$B$7:$E$124,2,FALSE),\"\")","v":""},{"$f":"IFERROR(VLOOKUP(Q430,$B$7:$E$124,3,FALSE),\"\")","v":""},{"$f":"IFERROR(VLOOKUP(Q430,$B$7:$E$124,4,FALSE),\"\")","v":""},{"$f":"IF(Q430=\"\",\"\",IF($H$27=ChoixPAC!$G$11,1,2))","v":""},null,null,"","","","",""]
[null,null,null,null,null,null,null,null,null,null,null,{"$f":"IFERROR(VLOOKUP(K431,$B$7:$E$124,2,FALSE),\"\")","v":""},{"$f":"IFERROR(VLOOKUP(K431,$B$7:$E$124,3,FALSE),\"\")","v":""},{"$f":"IFERROR(VLOOKUP(K431,$B$7:$E$124,4,FALSE),\"\")","v":""},{"$f":"IF(K431=\"\",\"\",IF($H$27=ChoixPAC!$G$11,1,2))","v":""},null,null,{"$f":"IFERROR(VLOOKUP(Q431,$B$7:$E$124,2,FALSE),\"\")","v":""},{"$f":"IFERROR(VLOOKUP(Q431,$B$7:$E$124,3,FALSE),\"\")","v":""},{"$f":"IFERROR(VLOOKUP(Q431,$B$7:$E$124,4,FALSE),\"\")","v":""},{"$f":"IF(Q431=\"\",\"\",IF($H$27=ChoixPAC!$G$11,1,2))","v":""},null,null,"","","","",""]
[null,null,null,null,null,null,null,null,null,null,null,null,null,null,{"$f":"IF(K432=\"\",\"\",IF($H$27=ChoixPAC!$G$11,1,2))","v":""},null,null,null,null,null,{"$f":"IF(Q432=\"\",\"\",IF($H$27=ChoixPAC!$G$11,1,2))","v":""},null,null,"","","","",""]
[null,null,null,null,null,null,null,null,null,null,null,null,null,null,{"$f":"IF(K433=\"\",\"\",IF($H$27=ChoixPAC!$G$11,1,2))","v":""},null,null,null,null,null,{"$f":"IF(Q433=\"\",\"\",IF($H$27=ChoixPAC!$G$11,1,2))","v":""},null,null,"","","","",""]
[null,null,null,null,null,null,null,null,null,null,null,"Accessoires de mise en œuvre",null,null,null,null,null,"Accessoires de mise en œuvre",null,null,null,null,null,"","","","",""]
[null,null,null,null,null,null,null,null,null,null,{"$f":"IF(OFFRE!$O$23=OFFRE!$H$16,'Offre HPI - CAELIA'!$B$12,'Offre HPI - CAELIA'!$B$9)","v":7694974},{"$f":"IFERROR(VLOOKUP(K435,$B$7:$E$124,2,FALSE),\"\")","v":"SUPPORT AU SOL CAOUTCHOUC 600MM"},{"$f":"IFERROR(VLOOKUP(K435,$B$7:$E$124,3,FALSE),\"\")","v":"EH879"},{"$f":"IFERROR(VLOOKUP(K435,$B$7:$E$124,4,FALSE),\"\")","v":119},{"$f":"IF($H$27=ChoixPAC!$G$11,1,2)","v":2},null,{"$f":"IF(OFFRE!$O$23=OFFRE!$H$16,'Offre HPI - CAELIA'!$B$12,'Offre HPI - CAELIA'!$B$9)","v":7694974},{"$f":"IFERROR(VLOOKUP(Q435,$B$7:$E$124,2,FALSE),\"\")","v":"SUPPORT AU SOL CAOUTCHOUC 600MM"},{"$f":"IFERROR(VLOOKUP(Q435,$B$7:$E$124,3,FALSE),\"\")","v":"EH879"},{"$f":"IFERROR(VLOOKUP(Q435,$B$7:$E$124,4,FALSE),\"\")","v":119},{"$f":"IF($H$27=ChoixPAC!$G$11,1,2)","v":2},null,null,"","","","",""]
[null,null,null,null,null,null,null,null,null,null,{"$f":"$B$22","v":100008841},{"$f":"IFERROR(VLOOKUP(K436,$B$7:$E$124,2,FALSE),\"\")","v":"BALLON TAMPON 80L B 80 T"},{"$f":"IFERROR(VLOOKUP(K436,$B$7:$E$124,3,FALSE),\"\")","v":"EH85"},{"$f":"IFERROR(VLOOKUP(K436,$B$7:$E$124,4,FALSE),\"\")","v":572},1,null,{"$f":"$B$22","v":100008841},{"$f":"IFERROR(VLOOKUP(Q436,$B$7:$E$124,2,FALSE),\"\")","v":"BALLON TAMPON 80L B 80 T"},{"$f":"IFERROR(VLOOKUP(Q436,$B$7:$E$124,3,FALSE),\"\")","v":"EH85"},{"$f":"IFERROR(VLOOKUP(Q436,$B$7:$E$124,4,FALSE),\"\")","v":572},1,null,null,"","","","",""]
[null,null,null,null,null,null,null,null,null,null,null,null,null,null,null,null,null,null,null,null,null,null,null,"","","","",""]
[null,null,null,null,null,null,null,null,null,null,null,"Liaison frigorifique",null,null,null,null,null,"Liaison frigorifique",null,null,null,null,null,"","","","",""]
[null,null,null,null,null,null,null,null,null,null,{"$f":"$B$14","v":100012535},{"$f":"IFERROR(VLOOKUP(K439,$B$7:$E$124,2,FALSE),\"\")","v":"LIAISON FRIGORIFIQUE PE 5/8'' 3/8'' - LG 5m"},{"$f":"IFERROR(VLOOKUP(K439,$B$7:$E$124,3,FALSE),\"\")","v":"EH114"},{"$f":"IFERROR(VLOOKUP(K439,$B$7:$E$124,4,FALSE),\"\")","v":255},{"$f":"IF($H$27=ChoixPAC!$G$11,1,2)","v":2},null,{"$f":"$B$14","v":100012535},{"$f":"IFERROR(VLOOKUP(Q439,$B$7:$E$124,2,FALSE),\"\")","v":"LIAISON FRIGORIFIQUE PE 5/8'' 3/8'' - LG 5m"},{"$f":"IFERROR(VLOOKUP(Q439,$B$7:$E$124,3,FALSE),\"\")","v":"EH114"},{"$f":"IFERROR(VLOOKUP(Q439,$B$7:$E$124,4,FALSE),\"\")","v":255},{"$f":"IF($H$27=ChoixPAC!$G$11,1,2)","v":2},null,null,"","","","",""]
[null,null,null,null,null,null,null,null,null,null,{"$f":"$B$15","v":100012536},{"$f":"IFERROR(VLOOKUP(K440,$B$7:$E$124,2,FALSE),\"\")","v":"LIAISON FRIGORIFIQUE PE 5/8'' 3/8'' - LG 10m"},{"$f":"IFERROR(VLOOKUP(K440,$B$7:$E$124,3,FALSE),\"\")","v":"EH115"},{"$f":"IFERROR(VLOOKUP(K440,$B$7:$E$124,4,FALSE),\"\")","v":456},null,null,{"$f":"$B$15","v":100012536},{"$f":"IFERROR(VLOOKUP(Q440,$B$7:$E$124,2,FALSE),\"\")","v":"LIAISON FRIGORIFIQUE PE 5/8'' 3/8'' - LG 10m"},{"$f":"IFERROR(VLOOKUP(Q440,$B$7:$E$124,3,FALSE),\"\")","v":"EH115"},{"$f":"IFERROR(VLOOKUP(Q440,$B$7:$E$124,4,FALSE),\"\")","v":456},null,null,null,"","","","",""]
[null,null,null,null,null,null,null,null,null,null,{"$f":"$B$16","v":100012537},{"$f":"IFERROR(VLOOKUP(K441,$B$7:$E$124,2,FALSE),\"\")","v":"LIAISON FRIGORIFIQUE PE 5/8'' 3/8'' - LG 20m"},{"$f":"IFERROR(VLOOKUP(K441,$B$7:$E$124,3,FALSE),\"\")","v":"EH116"},{"$f":"IFERROR(VLOOKUP(K441,$B$7:$E$124,4,FALSE),\"\")","v":823},null,null,{"$f":"$B$16","v":100012537},{"$f":"IFERROR(VLOOKUP(Q441,$B$7:$E$124,2,FALSE),\"\")","v":"LIAISON FRIGORIFIQUE PE 5/8'' 3/8'' - LG 20m"},{"$f":"IFERROR(VLOOKUP(Q441,$B$7:$E$124,3,FALSE),\"\")","v":"EH116"},{"$f":"IFERROR(VLOOKUP(Q441,$B$7:$E$124,4,FALSE),\"\")","v":823},null,null,null,"","","","",""]
[null,null,null,null,null,null,null,null,null,null,null,null,null,null,null,null,null,null,null,null,null,null,null,"","","","",""]
[null,null,null,null,null,null,null,null,null,null,null,"Accessoires de raccordement hydraulique",null,null,null,null,null,"Accessoires de raccordement hydraulique",null,null,null,null,null,"","","","",""]
[null,null,null,null,null,null,null,null,null,null,{"$f":"$B$24","v":100017830},{"$f":"IFERROR(VLOOKUP(K444,$B$7:$E$124,2,FALSE),\"\")","v":"KIT VANNE 3 VOIES (CIRCUIT B)"},{"$f":"IFERROR(VLOOKUP(K444,$B$7:$E$124,3,FALSE),\"\")","v":"HK21"},{"$f":"IFERROR(VLOOKUP(K444,$B$7:$E$124,4,FALSE),\"\")","v":732},1,null,{"$f":"$B$24","v":100017830},{"$f":"IFERROR(VLOOKUP(Q444,$B$7:$E$124,2,FALSE),\"\")","v":"KIT VANNE 3 VOIES (CIRCUIT B)"},{"$f":"IFERROR(VLOOKUP(Q444,$B$7:$E$124,3,FALSE),\"\")","v":"HK21"},{"$f":"IFERROR(VLOOKUP(Q444,$B$7:$E$124,4,FALSE),\"\")","v":732},1,null,null,"","","","",""]
[null,null,null,null,null,null,null,null,null,null,{"$f":"$B$25","v":100017832},{"$f":"IFERROR(VLOOKUP(K445,$B$7:$E$124,2,FALSE),\"\")","v":"KIT TUBULURES 2 CIRCUITS"},{"$f":"IFERROR(VLOOKUP(K445,$B$7:$E$124,3,FALSE),\"\")","v":"HK22"},{"$f":"IFERROR(VLOOKUP(K445,$B$7:$E$124,4,FALSE),\"\")","v":156},null,null,{"$f":"$B$25","v":100017832},{"$f":"IFERROR(VLOOKUP(Q445,$B$7:$E$124,2,FALSE),\"\")","v":"KIT TUBULURES 2 CIRCUITS"},{"$f":"IFERROR(VLOOKUP(Q445,$B$7:$E$124,3,FALSE),\"\")","v":"HK22"},{"$f":"IFERROR(VLOOKUP(Q445,$B$7:$E$124,4,FALSE),\"\")","v":156},null,null,null,"","","","",""]
[null,null,null,null,null,null,null,null,null,null,{"$f":"$B$26","v":100015468},"KIT RAC HYDRAULIQUE PAC - BALLON ECS","EH149",109,null,null,{"$f":"$B$26","v":100015468},"KIT RAC HYDRAULIQUE PAC - BALLON ECS","EH149",109,null,null,null,"","","","",""]
[null,null,null,null,null,null,null,null,null,null,{"$f":"$B$27","v":100020164},"COLLECTEUR 2/3 CIRCUITS ","EA140",382,null,null,{"$f":"$B$27","v":100020164},"COLLECTEUR 2/3 CIRCUITS ","EA140",382,null,null,null,"","","","",""]
[null,null,null,null,null,null,null,null,null,null,{"$f":"$B$28","v":100020167},"CIRCUIT DIRECT P.ELEC CLASSE A  ","EA143",720,null,null,{"$f":"$B$28","v":100020167},"CIRCUIT DIRECT P.ELEC CLASSE A  ","EA143",720,null,null,null,"","","","",""]
[null,null,null,null,null,null,null,null,null,null,{"$f":"$B$29","v":100020168},"CIRCUIT V3V P.ELEC","EA144",1023,null,null,{"$f":"$B$29","v":100020168},"CIRCUIT V3V P.ELEC","EA144",1023,null,null,null,"","","","",""]
[null,null,null,null,null,null,null,null,null,null,{"$f":"$B$30","v":100020165},"CONSOLE MUR COLLECTEUR ","EA141",48,null,null,{"$f":"$B$30","v":100020165},"CONSOLE MUR COLLECTEUR ","EA141",48,null,null,null,"","","","",""]
[null,null,null,null,null,null,null,null,null,null,{"$f":"$B$31","v":100020166},"CONSOLE MUR 1 MODULE ","EA142",129,null,null,{"$f":"$B$31","v":100020166},"CONSOLE MUR 1 MODULE ","EA142",129,null,null,null,"","","","",""]
[null,null,null,null,null,null,null,null,null,null,{"$f":"$B$32","v":100003301},"KIT CABLAGE PLANCHER CHAUFFANT DIRECT","HA249",42,null,null,{"$f":"$B$32","v":100003301},"KIT CABLAGE PLANCHER CHAUFFANT DIRECT","HA249",42,null,null,null,"","","","",""]
[null,null,null,null,null,null,null,null,null,null,{"$f":"$B$33","v":7625589},"KIT SILENCIEUX ","EH559",92,null,null,{"$f":"$B$33","v":7625589},"KIT SILENCIEUX ","EH559",92,null,null,null,"","","","",""]
[null,null,null,null,null,null,null,null,null,null,null,null,null,null,null,null,null,null,null,null,null,null,null,"","","","",""]
[null,null,null,null,null,null,null,null,null,null,null,{"$f":"IF($H$24=OFFRE!$D$6,\"Ballons de production Eau Chaude Sanitaire\",\"\")","v":""},null,null,null,null,null,{"$f":"IF($H$24=OFFRE!$D$6,\"Ballons de production Eau Chaude Sanitaire\",\"\")","v":""},null,null,null,null,null,"","","","",""]
[null,null,null,null,null,null,null,null,null,null,{"$f":"IF($H$24=OFFRE!$D$6,$B$51,\"\")","v":""},{"$f":"IFERROR(VLOOKUP(K456,$B$7:$E$124,2,FALSE),\"\")","v":""},{"$f":"IFERROR(VLOOKUP(K456,$B$7:$E$124,3,FALSE),\"\")","v":""},{"$f":"IFERROR(VLOOKUP(K456,$B$7:$E$124,4,FALSE),\"\")","v":""},null,null,{"$f":"IF($H$24=OFFRE!$D$6,$B$51,\"\")","v":""},{"$f":"IFERROR(VLOOKUP(Q456,$B$7:$E$124,2,FALSE),\"\")","v":""},{"$f":"IFERROR(VLOOKUP(Q456,$B$7:$E$124,3,FALSE),\"\")","v":""},{"$f":"IFERROR(VLOOKUP(Q456,$B$7:$E$124,4,FALSE),\"\")","v":""},null,null,null,"","","","",""]
[null,null,null,null,null,null,null,null,null,null,{"$f":"IF($H$24=OFFRE!$D$6,$B$52,\"\")","v":""},"","","",null,null,{"$f":"IF($H$24=OFFRE!$D$6,$B$52,\"\")","v":""},"","","",null,null,null,{"$f":"IF($J$420=1,K457,IF($P$420=1,Q457,\"\"))","v":""},{"$f":"IF($J$420=1,L457,IF($P$420=1,R457,\"\"))","v":""},{"$f":"IF($J$420=1,M457,IF($P$420=1,S457,\"\"))","v":""},{"$f":"IF($J$420=1,N457,IF($P$420=1,T457,\"\"))","v":""},{"$f":"IF($J$420=1,O457,IF($P$420=1,U457,\"\"))","v":""}]
[null,null,null,null,null,null,null,null,null,null,{"$f":"IF($H$24=OFFRE!$D$6,$B$53,\"\")","v":""},"","","",null,null,{"$f":"IF($H$24=OFFRE!$D$6,$B$53,\"\")","v":""},"","","",null,null,null,"","","","",""]
[null,null,null,null,null,null,null,null,null,null,{"$f":"IF($H$24=OFFRE!$D$6,$B$54,\"\")","v":""},"","","",null,null,{"$f":"IF($H$24=OFFRE!$D$6,$B$54,\"\")","v":""},"","","",null,null,null,"","","","",""]
[null,null,null,null,null,null,null,null,null,null,{"$f":"IF($H$24=OFFRE!$D$6,$B$55,\"\")","v":""},"","","",null,null,{"$f":"IF($H$24=OFFRE!$D$6,$B$55,\"\")","v":""},"","","",null,null,null,"","","","",""]
[null,null,null,null,null,null,null,null,null,null,{"$f":"IF($H$24=OFFRE!$D$6,$B$56,\"\")","v":""},"","","",null,null,{"$f":"IF($H$24=OFFRE!$D$6,$B$56,\"\")","v":""},"","","",null,null,null,"","","","",""]
[null,null,null,null,null,null,null,null,null,null,{"$f":"IF($H$24=OFFRE!$D$6,$B$57,\"\")","v":""},"","","",null,null,{"$f":"IF($H$24=OFFRE!$D$6,$B$57,\"\")","v":""},"","","",null,null,null,"","","","",""]
[null,null,null,null,null,null,null,null,null,null,{"$f":"IF($H$24=OFFRE!$D$6,$B$58,\"\")","v":""},"","","",null,null,{"$f":"IF($H$24=OFFRE!$D$6,$B$58,\"\")","v":""},"","","",null,null,null,"","","","",""]
[null,null,null,null,null,null,null,null,null,null,null,null,null,null,null,null,null,null,null,null,null,null,null,"","","","",""]
[null,null,null,null,null,null,null,null,null,null,null,"Kit de fonction réversible",null,null,null,null,null,"Kit de fonction réversible",null,null,null,null,null,"","","","",""]
[null,null,null,null,null,null,null,null,null,null,{"$f":"$B$19","v":100018410},{"$f":"IFERROR(VLOOKUP(K466,$B$7:$E$124,2,FALSE),\"\")","v":"KIT ISOLATION MODE FROID MIT-IN iSYSTEM"},{"$f":"IFERROR(VLOOKUP(K466,$B$7:$E$124,3,FALSE),\"\")","v":"HK24"},{"$f":"IFERROR(VLOOKUP(K466,$B$7:$E$124,4,FALSE),\"\")","v":297},null,null,{"$f":"$B$19","v":100018410},{"$f":"IFERROR(VLOOKUP(Q466,$B$7:$E$124,2,FALSE),\"\")","v":"KIT ISOLATION MODE FROID MIT-IN iSYSTEM"},{"$f":"IFERROR(VLOOKUP(Q466,$B$7:$E$124,3,FALSE),\"\")","v":"HK24"},{"$f":"IFERROR(VLOOKUP(Q466,$B$7:$E$124,4,FALSE),\"\")","v":297},null,null,null,"","","","",""]
[null,null,null,null,null,null,null,null,null,null,{"$f":"$B$20","v":100018411},{"$f":"IFERROR(VLOOKUP(K467,$B$7:$E$124,2,FALSE),\"\")","v":"KIT ISOLATION MODE FROID KIT VANNE 3 VOIES (CIRCUIT B)"},{"$f":"IFERROR(VLOOKUP(K467,$B$7:$E$124,3,FALSE),\"\")","v":"HK25"},{"$f":"IFERROR(VLOOKUP(K467,$B$7:$E$124,4,FALSE),\"\")","v":168},null,null,{"$f":"$B$20","v":100018411},{"$f":"IFERROR(VLOOKUP(Q467,$B$7:$E$124,2,FALSE),\"\")","v":"KIT ISOLATION MODE FROID KIT VANNE 3 VOIES (CIRCUIT B)"},{"$f":"IFERROR(VLOOKUP(Q467,$B$7:$E$124,3,FALSE),\"\")","v":"HK25"},{"$f":"IFERROR(VLOOKUP(Q467,$B$7:$E$124,4,FALSE),\"\")","v":168},null,null,null,"","","","",""]
[null,null,null,null,null,null,null,null,null,null,null,null,null,null,null,null,null,null,null,null,null,null,null,"","","","",""]
[null,null,null,null,null,null,null,null,null,null,null,"Accessoires de régulation",null,null,null,null,null,"Accessoires de régulation",null,null,null,null,null,"","","","",""]
[null,null,null,null,null,null,null,null,null,null,{"$f":"$B$35","v":100013304},{"$f":"IFERROR(VLOOKUP(K470,$B$7:$E$124,2,FALSE),\"\")","v":"COLIS OPTION V3V OE-TRONIC 4"},{"$f":"IFERROR(VLOOKUP(K470,$B$7:$E$124,3,FALSE),\"\")","v":"AD249"},{"$f":"IFERROR(VLOOKUP(K470,$B$7:$E$124,4,FALSE),\"\")","v":170},null,null,{"$f":"$B$35","v":100013304},{"$f":"IFERROR(VLOOKUP(Q470,$B$7:$E$124,2,FALSE),\"\")","v":"COLIS OPTION V3V OE-TRONIC 4"},{"$f":"IFERROR(VLOOKUP(Q470,$B$7:$E$124,3,FALSE),\"\")","v":"AD249"},{"$f":"IFERROR(VLOOKUP(Q470,$B$7:$E$124,4,FALSE),\"\")","v":170},null,null,null,"","","","",""]
[null,null,null,null,null,null,null,null,null,null,{"$f":"$B$36","v":100013305},{"$f":"IFERROR(VLOOKUP(K471,$B$7:$E$124,2,FALSE),\"\")","v":"SONDE SYSTÈME ECS"},{"$f":"IFERROR(VLOOKUP(K471,$B$7:$E$124,3,FALSE),\"\")","v":"AD250"},{"$f":"IFERROR(VLOOKUP(K471,$B$7:$E$124,4,FALSE),\"\")","v":49},null,null,{"$f":"$B$36","v":100013305},{"$f":"IFERROR(VLOOKUP(Q471,$B$7:$E$124,2,FALSE),\"\")","v":"SONDE SYSTÈME ECS"},{"$f":"IFERROR(VLOOKUP(Q471,$B$7:$E$124,3,FALSE),\"\")","v":"AD250"},{"$f":"IFERROR(VLOOKUP(Q471,$B$7:$E$124,4,FALSE),\"\")","v":49},null,null,null,"","","","",""]
[null,null,null,null,null,null,null,null,null,null,{"$f":"$B$37","v":100013306},"SONDE EXTERIEURE RADIO ","AD251",82,null,null,{"$f":"$B$37","v":100013306},"SONDE EXTERIEURE RADIO ","AD251",82,null,null,null,"","","","",""]
[null,null,null,null,null,null,null,null,null,null,{"$f":"$B$38","v":100013307},"MODULE CHAUDIERE RADIO (EMETTEUR)","AD252",132,null,null,{"$f":"$B$38","v":100013307},"MODULE CHAUDIERE RADIO (EMETTEUR)","AD252",132,null,null,null,"","","","",""]
[null,null,null,null,null,null,null,null,null,null,{"$f":"$B$39","v":100013472},"CDE A DISTANCE RADIO RS 400R     ","AD255",256,null,null,{"$f":"$B$39","v":100013472},"CDE A DISTANCE RADIO RS 400R     ","AD255",256,null,null,null,"","","","",""]
[null,null,null,null,null,null,null,null,null,null,{"$f":"$B$40","v":100013477},"COMMANDE A DISTANCE RS 400","AD257",190,{"$f":"$H$18","v":1},null,{"$f":"$B$40","v":100013477},"COMMANDE A DISTANCE RS 400","AD257",190,{"$f":"$H$18","v":1},null,null,"","","","",""]
[null,null,null,null,null,null,null,null,null,null,{"$f":"$B$41","v":88017851},"CABLE DE LIAISON BUS LG 12 M","AD134",118,null,null,{"$f":"$B$41","v":88017851},"CABLE DE LIAISON BUS LG 12 M","AD134",118,null,null,null,"","","","",""]
[null,null,null,null,null,null,null,null,null,null,{"$f":"$B$42","v":88017017},"SONDE DEPART v3v","AD199",85,null,null,{"$f":"$B$42","v":88017017},"SONDE DEPART v3v","AD199",85,null,null,null,"","","","",""]
[null,null,null,null,null,null,null,null,null,null,{"$f":"$B$43","v":100002803},"COMMANDE A DISTANCE SIMPLIFIEE AD208","AD208",112,null,null,{"$f":"$B$43","v":100002803},"COMMANDE A DISTANCE SIMPLIFIEE AD208","AD208",112,null,null,null,"","","","",""]
[null,null,null,null,null,null,null,null,null,null,{"$f":"$B$44","v":100000030},"COLIS OPTION SONDE ECS","AD212",53,null,null,{"$f":"$B$44","v":100000030},"COLIS OPTION SONDE ECS","AD212",53,null,null,null,"","","","",""]
[null,null,null,null,null,null,null,null,null,null,{"$f":"$B$45","v":100019114},"KIT SONDE HYGRO RAFRAICHISSEMENT","HK27",233,null,null,{"$f":"$B$45","v":100019114},"KIT SONDE HYGRO RAFRAICHISSEMENT","HK27",233,null,null,null,"","","","",""]
[null,null,null,null,null,null,null,null,null,null,{"$f":"$B$46","v":100020294},"KIT COMPTAGE D'ENERGIE","HK29",209,null,null,{"$f":"$B$46","v":100020294},"KIT COMPTAGE D'ENERGIE","HK29",209,null,null,null,"","","","",""]
[null,null,null,null,null,null,null,null,null,null,{"$f":"$B$47","v":""},"","","",null,null,{"$f":"$B$47","v":""},"","","",null,null,null,"","","","",""]
[null,null,null,null,null,null,null,null,null,null,{"$f":"$B$48","v":""},"","","",null,null,{"$f":"$B$48","v":""},"","","",null,null,null,"","","","",""]
[]
[null,null,null,null,null,null,null,null,null,{"$f":"IF('Offre HPI - CAELIA'!$H$9=OFFRE!$G$62,1,0)","v":0},{"$f":"OFFRE!$G$62","v":"OEnoviaPac-Confort-2 22kW TRI - E"},null,null,null,null,{"$f":"IF('Offre HPI - CAELIA'!$H$9=OFFRE!$H$62,1,0)","v":0},{"$f":"OFFRE!$H$62","v":"OEnoviaPac-Confort-2 22kW TRI - H"}]
[null,null,null,null,null,null,null,null,null,"Appoint",{"$f":"OFFRE!$F$7","v":"Electrique"},null,null,null,null,null,{"$f":"OFFRE!$F$6","v":"Hydraulique par chaudière"}]
[]
[]
[null,null,null,null,null,null,null,null,null,null,null,null,null,null,null,null,null,null,null,null,null,null,null,"Si 22 TR choisi"]
[null,null,null,null,null,null,null,null,null,"22 TR",null,{"$f":"IF($J$13=OFFRE!$H$23,\"Kit complet : PAC + accessoires\",\"\")","v":"Kit complet : PAC + accessoires"},null,null,null,null,null,{"$f":"IF($J$13=OFFRE!$H$23,\"Kit complet : PAC + accessoires\",\"\")","v":"Kit complet : PAC + accessoires"},null,null,null,null,{"$f":"IF(Y499=\"\",0,1)","v":0},{"$f":"IF($J$485=1,K490,IF($P$485=1,Q490,\"\"))","v":""},{"$f":"IF($J$485=1,L490,IF($P$485=1,R490,\"\"))","v":""},{"$f":"IF($J$485=1,M490,IF($P$485=1,S490,\"\"))","v":""},{"$f":"IF($J$485=1,N490,IF($P$485=1,T490,\"\"))","v":""},{"$f":"IF($J$485=1,O490,IF($P$485=1,U490,\"\"))","v":""}]
[null,null,null,null,null,null,null,null,null,null,{"$f":"IF($J$13=OFFRE!$H$23,$B$112,\"\")","v":7610009},{"$f":"IFERROR(VLOOKUP(K491,$B$7:$E$124,2,FALSE),\"\")","v":"OENOVIAPAC-2 CONFORT 22 TR-2/ET"},{"$f":"IFERROR(VLOOKUP(K491,$B$7:$E$124,3,FALSE),\"\")","v":"-"},{"$f":"IFERROR(VLOOKUP(K491,$B$7:$E$124,4,FALSE),\"\")","v":12821},{"$f":"IF(K491=\"\",\"\",IF($H$27=ChoixPAC!$G$11,1,2))","v":2},null,{"$f":"IF($J$13=OFFRE!$H$23,$B$123,\"\")","v":7610008},{"$f":"IFERROR(VLOOKUP(Q491,$B$7:$E$124,2,FALSE),\"\")","v":"OENOVIAPAC-2 CONFORT 22 TR-2/H"},{"$f":"IFERROR(VLOOKUP(Q491,$B$7:$E$124,3,FALSE),\"\")","v":"-"},{"$f":"IFERROR(VLOOKUP(Q491,$B$7:$E$124,4,FALSE),\"\")","v":12082},{"$f":"IF(Q491=\"\",\"\",IF($H$27=ChoixPAC!$G$11,1,2))","v":2},null,null,"","","","",""]
[null,null,null,null,null,null,null,null,null,null,null,null,null,null,{"$f":"IF(K492=\"\",\"\",IF($H$27=ChoixPAC!$G$11,1,2))","v":""},null,null,null,null,null,{"$f":"IF(Q492=\"\",\"\",IF($H$27=ChoixPAC!$G$11,1,2))","v":""},null,null,"","","","",""]
[null,null,null,null,null,null,null,null,null,null,null,{"$f":"IF($J$13=OFFRE!$H$24,\"Sélection personnalisée\",\"\")","v":""},null,null,{"$f":"IF(K493=\"\",\"\",IF($H$27=ChoixPAC!$G$11,1,2))","v":""},null,null,{"$f":"IF($J$13=OFFRE!$H$24,\"Sélection personnalisée\",\"\")","v":""},null,null,{"$f":"IF(Q493=\"\",\"\",IF($H$27=ChoixPAC!$G$11,1,2))","v":""},null,null,"","","","",""]
[null,null,null,null,null,null,null,null,null,null,{"$f":"IF($J$13=OFFRE!$H$24,$B$97,\"\")","v":""},{"$f":"IFERROR(VLOOKUP(K494,$B$7:$E$124,2,FALSE),\"\")","v":""},{"$f":"IFERROR(VLOOKUP(K494,$B$7:$E$124,3,FALSE),\"\")","v":""},{"$f":"IFERROR(VLOOKUP(K494,$B$7:$E$124,4,FALSE),\"\")","v":""},{"$f":"IF(K494=\"\",\"\",IF($H$27=ChoixPAC!$G$11,1,2))","v":""},null,{"$f":"IF($J$13=OFFRE!$H$24,$B$102,\"\")","v":""},{"$f":"IFERROR(VLOOKUP(Q494,$B$7:$E$124,2,FALSE),\"\")","v":""},{"$f":"IFERROR(VLOOKUP(Q494,$B$7:$E$124,3,FALSE),\"\")","v":""},{"$f":"IFERROR(VLOOKUP(Q494,$B$7:$E$124,4,FALSE),\"\")","v":""},{"$f":"IF(Q494=\"\",\"\",IF($H$27=ChoixPAC!$G$11,1,2))","v":""},null,null,"","","","",""]
[null,null,null,null,null,null,null,null,null,null,{"$f":"IF($J$13=OFFRE!$H$24,$B$87,\"\")","v":""},{"$f":"IFERROR(VLOOKUP(K495,$B$7:$E$124,2,FALSE),\"\")","v":""},{"$f":"IFERROR(VLOOKUP(K495,$B$7:$E$124,3,FALSE),\"\")","v":""},{"$f":"IFERROR(VLOOKUP(K495,$B$7:$E$124,4,FALSE),\"\")","v":""},{"$f":"IF(K495=\"\",\"\",IF($H$27=ChoixPAC!$G$11,1,2))","v":""},null,{"$f":"IF($J$13=OFFRE!$H$24,$B$87,\"\")","v":""},{"$f":"IFERROR(VLOOKUP(Q495,$B$7:$E$124,2,FALSE),\"\")","v":""},{"$f":"IFERROR(VLOOKUP(Q495,$B$7:$E$124,3,FALSE),\"\")","v":""},{"$f":"IFERROR(VLOOKUP(Q495,$B$7:$E$124,4,FALSE),\"\")","v":""},{"$f":"IF(Q495=\"\",\"\",IF($H$27=ChoixPAC!$G$11,1,2))","v":""},null,null,"","","","",""]
[null,null,null,null,null,null,null,null,null,null,null,{"$f":"IFERROR(VLOOKUP(K496,$B$7:$E$124,2,FALSE),\"\")","v":""},{"$f":"IFERROR(VLOOKUP(K496,$B$7:$E$124,3,FALSE),\"\")","v":""},{"$f":"IFERROR(VLOOKUP(K496,$B$7:$E$124,4,FALSE),\"\")","v":""},{"$f":"IF(K496=\"\",\"\",IF($H$27=ChoixPAC!$G$11,1,2))","v":""},null,null,{"$f":"IFERROR(VLOOKUP(Q496,$B$7:$E$124,2,FALSE),\"\")","v":""},{"$f":"IFERROR(VLOOKUP(Q496,$B$7:$E$124,3,FALSE),\"\")","v":""},{"$f":"IFERROR(VLOOKUP(Q496,$B$7:$E$124,4,FALSE),\"\")","v":""},{"$f":"IF(Q496=\"\",\"\",IF($H$27=ChoixPAC!$G$11,1,2))","v":""},null,null,"","","","",""]
[null,null,null,null,null,null,null,null,null,null,null,null,null,null,{"$f":"IF(K497=\"\",\"\",IF($H$27=ChoixPAC!$G$11,1,2))","v":""},null,null,null,null,null,{"$f":"IF(Q497=\"\",\"\",IF($H$27=ChoixPAC!$G$11,1,2))","v":""},null,null,"","","","",""]
[null,null,null,null,null,null,null,null,null,null,null,null,null,null,{"$f":"IF(K498=\"\",\"\",IF($H$27=ChoixPAC!$G$11,1,2))","v":""},null,null,null,null,null,{"$f":"IF(Q498=\"\",\"\",IF($H$27=ChoixPAC!$G$11,1,2))","v":""},null,null,"","","","",""]
[null,null,null,null,null,null,null,null,null,null,null,"Accessoires de mise en œuvre",null,null,null,null,null,"Accessoires de mise en œuvre",null,null,null,null,null,"","","","",""]
[null,null,null,null,null,null,null,null,null,null,{"$f":"IF(OFFRE!$O$23=OFFRE!$H$16,'Offre HPI - CAELIA'!$B$12,'Offre HPI - CAELIA'!$B$9)","v":7694974},{"$f":"IFERROR(VLOOKUP(K500,$B$7:$E$124,2,FALSE),\"\")","v":"SUPPORT AU SOL CAOUTCHOUC 600MM"},{"$f":"IFERROR(VLOOKUP(K500,$B$7:$E$124,3,FALSE),\"\")","v":"EH879"},{"$f":"IFERROR(VLOOKUP(K500,$B$7:$E$124,4,FALSE),\"\")","v":119},{"$f":"IF($H$27=ChoixPAC!$G$11,1,2)","v":2},null,{"$f":"IF(OFFRE!$O$23=OFFRE!$H$16,'Offre HPI - CAELIA'!$B$12,'Offre HPI - CAELIA'!$B$9)","v":7694974},{"$f":"IFERROR(VLOOKUP(Q500,$B$7:$E$124,2,FALSE),\"\")","v":"SUPPORT AU SOL CAOUTCHOUC 600MM"},{"$f":"IFERROR(VLOOKUP(Q500,$B$7:$E$124,3,FALSE),\"\")","v":"EH879"},{"$f":"IFERROR(VLOOKUP(Q500,$B$7:$E$124,4,FALSE),\"\")","v":119},{"$f":"IF($H$27=ChoixPAC!$G$11,1,2)","v":2},null,null,"","","","",""]
[null,null,null,null,null,null,null,null,null,null,{"$f":"$B$22","v":100008841},{"$f":"IFERROR(VLOOKUP(K501,$B$7:$E$124,2,FALSE),\"\")","v":"BALLON TAMPON 80L B 80 T"},{"$f":"IFERROR(VLOOKUP(K501,$B$7:$E$124,3,FALSE),\"\")","v":"EH85"},{"$f":"IFERROR(VLOOKUP(K501,$B$7:$E$124,4,FALSE),\"\")","v":572},1,null,{"$f":"$B$22","v":100008841},{"$f":"IFERROR(VLOOKUP(Q501,$B$7:$E$124,2,FALSE),\"\")","v":"BALLON TAMPON 80L B 80 T"},{"$f":"IFERROR(VLOOKUP(Q501,$B$7:$E$124,3,FALSE),\"\")","v":"EH85"},{"$f":"IFERROR(VLOOKUP(Q501,$B$7:$E$124,4,FALSE),\"\")","v":572},1,null,null,"","","","",""]
[null,null,null,null,null,null,null,null,null,null,null,null,null,null,null,null,null,null,null,null,null,null,null,"","","","",""]
[null,null,null,null,null,null,null,null,null,null,null,"Liaison frigorifique",null,null,null,null,null,"Liaison frigorifique",null,null,null,null,null,"","","","",""]
[null,null,null,null,null,null,null,null,null,null,{"$f":"$B$14","v":100012535},{"$f":"IFERROR(VLOOKUP(K504,$B$7:$E$124,2,FALSE),\"\")","v":"LIAISON FRIGORIFIQUE PE 5/8'' 3/8'' - LG 5m"},{"$f":"IFERROR(VLOOKUP(K504,$B$7:$E$124,3,FALSE),\"\")","v":"EH114"},{"$f":"IFERROR(VLOOKUP(K504,$B$7:$E$124,4,FALSE),\"\")","v":255},{"$f":"IF($H$27=ChoixPAC!$G$11,1,2)","v":2},null,{"$f":"$B$14","v":100012535},{"$f":"IFERROR(VLOOKUP(Q504,$B$7:$E$124,2,FALSE),\"\")","v":"LIAISON FRIGORIFIQUE PE 5/8'' 3/8'' - LG 5m"},{"$f":"IFERROR(VLOOKUP(Q504,$B$7:$E$124,3,FALSE),\"\")","v":"EH114"},{"$f":"IFERROR(VLOOKUP(Q504,$B$7:$E$124,4,FALSE),\"\")","v":255},{"$f":"IF($H$27=ChoixPAC!$G$11,1,2)","v":2},null,null,"","","","",""]
[null,null,null,null,null,null,null,null,null,null,{"$f":"$B$15","v":100012536},{"$f":"IFERROR(VLOOKUP(K505,$B$7:$E$124,2,FALSE),\"\")","v":"LIAISON FRIGORIFIQUE PE 5/8'' 3/8'' - LG 10m"},{"$f":"IFERROR(VLOOKUP(K505,$B$7:$E$124,3,FALSE),\"\")","v":"EH115"},{"$f":"IFERROR(VLOOKUP(K505,$B$7:$E$124,4,FALSE),\"\")","v":456},null,null,{"$f":"$B$15","v":100012536},{"$f":"IFERROR(VLOOKUP(Q505,$B$7:$E$124,2,FALSE),\"\")","v":"LIAISON FRIGORIFIQUE PE 5/8'' 3/8'' - LG 10m"},{"$f":"IFERROR(VLOOKUP(Q505,$B$7:$E$124,3,FALSE),\"\")","v":"EH115"},{"$f":"IFERROR(VLOOKUP(Q505,$B$7:$E$124,4,FALSE),\"\")","v":456},null,null,null,"","","","",""]
[null,null,null,null,null,null,null,null,null,null,{"$f":"$B$16","v":100012537},{"$f":"IFERROR(VLOOKUP(K506,$B$7:$E$124,2,FALSE),\"\")","v":"LIAISON FRIGORIFIQUE PE 5/8'' 3/8'' - LG 20m"},{"$f":"IFERROR(VLOOKUP(K506,$B$7:$E$124,3,FALSE),\"\")","v":"EH116"},{"$f":"IFERROR(VLOOKUP(K506,$B$7:$E$124,4,FALSE),\"\")","v":823},null,null,{"$f":"$B$16","v":100012537},{"$f":"IFERROR(VLOOKUP(Q506,$B$7:$E$124,2,FALSE),\"\")","v":"LIAISON FRIGORIFIQUE PE 5/8'' 3/8'' - LG 20m"},{"$f":"IFERROR(VLOOKUP(Q506,$B$7:$E$124,3,FALSE),\"\")","v":"EH116"},{"$f":"IFERROR(VLOOKUP(Q506,$B$7:$E$124,4,FALSE),\"\")","v":823},null,null,null,"","","","",""]
[null,null,null,null,null,null,null,null,null,null,null,null,null,null,null,null,null,null,null,null,null,null,null,"","","","",""]
[null,null,null,null,null,null,null,null,null,null,null,"Accessoires de raccordement hydraulique",null,null,null,null,null,"Accessoires de raccordement hydraulique",null,null,null,null,null,"","","","",""]
[null,null,null,null,null,null,null,null,null,null,{"$f":"$B$24","v":100017830},{"$f":"IFERROR(VLOOKUP(K509,$B$7:$E$124,2,FALSE),\"\")","v":"KIT VANNE 3 VOIES (CIRCUIT B)"},{"$f":"IFERROR(VLOOKUP(K509,$B$7:$E$124,3,FALSE),\"\")","v":"HK21"},{"$f":"IFERROR(VLOOKUP(K509,$B$7:$E$124,4,FALSE),\"\")","v":732},1,null,{"$f":"$B$24","v":100017830},{"$f":"IFERROR(VLOOKUP(Q509,$B$7:$E$124,2,FALSE),\"\")","v":"KIT VANNE 3 VOIES (CIRCUIT B)"},{"$f":"IFERROR(VLOOKUP(Q509,$B$7:$E$124,3,FALSE),\"\")","v":"HK21"},{"$f":"IFERROR(VLOOKUP(Q509,$B$7:$E$124,4,FALSE),\"\")","v":732},1,null,null,"","","","",""]
[null,null,null,null,null,null,null,null,null,null,{"$f":"$B$25","v":100017832},{"$f":"IFERROR(VLOOKUP(K510,$B$7:$E$124,2,FALSE),\"\")","v":"KIT TUBULURES 2 CIRCUITS"},{"$f":"IFERROR(VLOOKUP(K510,$B$7:$E$124,3,FALSE),\"\")","v":"HK22"},{"$f":"IFERROR(VLOOKUP(K510,$B$7:$E$124,4,FALSE),\"\")","v":156},null,null,{"$f":"$B$25","v":100017832},{"$f":"IFERROR(VLOOKUP(Q510,$B$7:$E$124,2,FALSE),\"\")","v":"KIT TUBULURES 2 CIRCUITS"},{"$f":"IFERROR(VLOOKUP(Q510,$B$7:$E$124,3,FALSE),\"\")","v":"HK22"},{"$f":"IFERROR(VLOOKUP(Q510,$B$7:$E$124,4,FALSE),\"\")","v":156},null,null,null,"","","","",""]
[null,null,null,null,null,null,null,null,null,null,{"$f":"$B$26","v":100015468},"KIT RAC HYDRAULIQUE PAC - BALLON ECS","EH149",109,null,null,{"$f":"$B$26","v":100015468},"KIT RAC HYDRAULIQUE PAC - BALLON ECS","EH149",109,null,null,null,"","","","",""]
[null,null,null,null,null,null,null,null,null,null,{"$f":"$B$27","v":100020164},"COLLECTEUR 2/3 CIRCUITS ","EA140",382,null,null,{"$f":"$B$27","v":100020164},"COLLECTEUR 2/3 CIRCUITS ","EA140",382,null,null,null,"","","","",""]
[null,null,null,null,null,null,null,null,null,null,{"$f":"$B$28","v":100020167},"CIRCUIT DIRECT P.ELEC CLASSE A  ","EA143",720,null,null,{"$f":"$B$28","v":100020167},"CIRCUIT DIRECT P.ELEC CLASSE A  ","EA143",720,null,null,null,"","","","",""]
[null,null,null,null,null,null,null,null,null,null,{"$f":"$B$29","v":100020168},"CIRCUIT V3V P.ELEC","EA144",1023,null,null,{"$f":"$B$29","v":100020168},"CIRCUIT V3V P.ELEC","EA144",1023,null,null,null,"","","","",""]
[null,null,null,null,null,null,null,null,null,null,{"$f":"$B$30","v":100020165},"CONSOLE MUR COLLECTEUR ","EA141",48,null,null,{"$f":"$B$30","v":100020165},"CONSOLE MUR COLLECTEUR ","EA141",48,null,null,null,"","","","",""]
[null,null,null,null,null,null,null,null,null,null,{"$f":"$B$31","v":100020166},"CONSOLE MUR 1 MODULE ","EA142",129,null,null,{"$f":"$B$31","v":100020166},"CONSOLE MUR 1 MODULE ","EA142",129,null,null,null,"","","","",""]
[null,null,null,null,null,null,null,null,null,null,{"$f":"$B$32","v":100003301},"KIT CABLAGE PLANCHER CHAUFFANT DIRECT","HA249",42,null,null,{"$f":"$B$32","v":100003301},"KIT CABLAGE PLANCHER CHAUFFANT DIRECT","HA249",42,null,null,null,"","","","",""]
[null,null,null,null,null,null,null,null,null,null,{"$f":"$B$33","v":7625589},"KIT SILENCIEUX ","EH559",92,null,null,{"$f":"$B$33","v":7625589},"KIT SILENCIEUX ","EH559",92,null,null,null,"","","","",""]
[null,null,null,null,null,null,null,null,null,null,null,null,null,null,null,null,null,null,null,null,null,null,null,"","","","",""]
[null,null,null,null,null,null,null,null,null,null,null,{"$f":"IF($H$24=OFFRE!$D$6,\"Ballons de production Eau Chaude Sanitaire\",\"\")","v":""},null,null,null,null,null,{"$f":"IF($H$24=OFFRE!$D$6,\"Ballons de production Eau Chaude Sanitaire\",\"\")","v":""},null,null,null,null,null,"","","","",""]
[null,null,null,null,null,null,null,null,null,null,{"$f":"IF($H$24=OFFRE!$D$6,$B$51,\"\")","v":""},{"$f":"IFERROR(VLOOKUP(K521,$B$7:$E$124,2,FALSE),\"\")","v":""},{"$f":"IFERROR(VLOOKUP(K521,$B$7:$E$124,3,FALSE),\"\")","v":""},{"$f":"IFERROR(VLOOKUP(K521,$B$7:$E$124,4,FALSE),\"\")","v":""},null,null,{"$f":"IF($H$24=OFFRE!$D$6,$B$51,\"\")","v":""},{"$f":"IFERROR(VLOOKUP(Q521,$B$7:$E$124,2,FALSE),\"\")","v":""},{"$f":"IFERROR(VLOOKUP(Q521,$B$7:$E$124,3,FALSE),\"\")","v":""},{"$f":"IFERROR(VLOOKUP(Q521,$B$7:$E$124,4,FALSE),\"\")","v":""},null,null,null,"","","","",""]
[null,null,null,null,null,null,null,null,null,null,{"$f":"IF($H$24=OFFRE!$D$6,$B$52,\"\")","v":""},"","","",null,null,{"$f":"IF($H$24=OFFRE!$D$6,$B$52,\"\")","v":""},"","","",null,null,null,{"$f":"IF($J$485=1,K522,IF($P$485=1,Q522,\"\"))","v":""},{"$f":"IF($J$485=1,L522,IF($P$485=1,R522,\"\"))","v":""},{"$f":"IF($J$485=1,M522,IF($P$485=1,S522,\"\"))","v":""},{"$f":"IF($J$485=1,N522,IF($P$485=1,T522,\"\"))","v":""},{"$f":"IF($J$485=1,O522,IF($P$485=1,U522,\"\"))","v":""}]
[null,null,null,null,null,null,null,null,null,null,{"$f":"IF($H$24=OFFRE!$D$6,$B$53,\"\")","v":""},"","","",null,null,{"$f":"IF($H$24=OFFRE!$D$6,$B$53,\"\")","v":""},"","","",null,null,null,"","","","",""]
[null,null,null,null,null,null,null,null,null,null,{"$f":"IF($H$24=OFFRE!$D$6,$B$54,\"\")","v":""},"","","",null,null,{"$f":"IF($H$24=OFFRE!$D$6,$B$54,\"\")","v":""},"","","",null,null,null,"","","","",""]
[null,null,null,null,null,null,null,null,null,null,{"$f":"IF($H$24=OFFRE!$D$6,$B$55,\"\")","v":""},"","","",null,null,{"$f":"IF($H$24=OFFRE!$D$6,$B$55,\"\")","v":""},"","","",null,null,null,"","","","",""]
[null,null,null,null,null,null,null,null,null,null,{"$f":"IF($H$24=OFFRE!$D$6,$B$56,\"\")","v":""},"","","",null,null,{"$f":"IF($H$24=OFFRE!$D$6,$B$56,\"\")","v":""},"","","",null,null,null,"","","","",""]
[null,null,null,null,null,null,null,null,null,null,{"$f":"IF($H$24=OFFRE!$D$6,$B$57,\"\")","v":""},"","","",null,null,{"$f":"IF($H$24=OFFRE!$D$6,$B$57,\"\")","v":""},"","","",null,null,null,"","","","",""]
[null,null,null,null,null,null,null,null,null,null,{"$f":"IF($H$24=OFFRE!$D$6,$B$58,\"\")","v":""},"","","",null,null,{"$f":"IF($H$24=OFFRE!$D$6,$B$58,\"\")","v":""},"","","",null,null,null,"","","","",""]
[null,null,null,null,null,null,null,null,null,null,null,null,null,null,null,null,null,null,null,null,null,null,null,"","","","",""]
[null,null,null,null,null,null,null,null,null,null,null,"Kit de fonction réversible",null,null,null,null,null,"Kit de fonction réversible",null,null,null,null,null,"","","","",""]
[null,null,null,null,null,null,null,null,null,null,{"$f":"$B$19","v":100018410},{"$f":"IFERROR(VLOOKUP(K531,$B$7:$E$124,2,FALSE),\"\")","v":"KIT ISOLATION MODE FROID MIT-IN iSYSTEM"},{"$f":"IFERROR(VLOOKUP(K531,$B$7:$E$124,3,FALSE),\"\")","v":"HK24"},{"$f":"IFERROR(VLOOKUP(K531,$B$7:$E$124,4,FALSE),\"\")","v":297},null,null,{"$f":"$B$19","v":100018410},{"$f":"IFERROR(VLOOKUP(Q531,$B$7:$E$124,2,FALSE),\"\")","v":"KIT ISOLATION MODE FROID MIT-IN iSYSTEM"},{"$f":"IFERROR(VLOOKUP(Q531,$B$7:$E$124,3,FALSE),\"\")","v":"HK24"},{"$f":"IFERROR(VLOOKUP(Q531,$B$7:$E$124,4,FALSE),\"\")","v":297},null,null,null,"","","","",""]
[null,null,null,null,null,null,null,null,null,null,{"$f":"$B$20","v":100018411},{"$f":"IFERROR(VLOOKUP(K532,$B$7:$E$124,2,FALSE),\"\")","v":"KIT ISOLATION MODE FROID KIT VANNE 3 VOIES (CIRCUIT B)"},{"$f":"IFERROR(VLOOKUP(K532,$B$7:$E$124,3,FALSE),\"\")","v":"HK25"},{"$f":"IFERROR(VLOOKUP(K532,$B$7:$E$124,4,FALSE),\"\")","v":168},null,null,{"$f":"$B$20","v":100018411},{"$f":"IFERROR(VLOOKUP(Q532,$B$7:$E$124,2,FALSE),\"\")","v":"KIT ISOLATION MODE FROID KIT VANNE 3 VOIES (CIRCUIT B)"},{"$f":"IFERROR(VLOOKUP(Q532,$B$7:$E$124,3,FALSE),\"\")","v":"HK25"},{"$f":"IFERROR(VLOOKUP(Q532,$B$7:$E$124,4,FALSE),\"\")","v":168},null,null,null,"","","","",""]
[null,null,null,null,null,null,null,null,null,null,null,null,null,null,null,null,null,null,null,null,null,null,null,"","","","",""]
[null,null,null,null,null,null,null,null,null,null,null,"Accessoires de régulation",null,null,null,null,null,"Accessoires de régulation",null,null,null,null,null,"","","","",""]
[null,null,null,null,null,null,null,null,null,null,{"$f":"$B$35","v":100013304},{"$f":"IFERROR(VLOOKUP(K535,$B$7:$E$124,2,FALSE),\"\")","v":"COLIS OPTION V3V OE-TRONIC 4"},{"$f":"IFERROR(VLOOKUP(K535,$B$7:$E$124,3,FALSE),\"\")","v":"AD249"},{"$f":"IFERROR(VLOOKUP(K535,$B$7:$E$124,4,FALSE),\"\")","v":170},null,null,{"$f":"$B$35","v":100013304},{"$f":"IFERROR(VLOOKUP(Q535,$B$7:$E$124,2,FALSE),\"\")","v":"COLIS OPTION V3V OE-TRONIC 4"},{"$f":"IFERROR(VLOOKUP(Q535,$B$7:$E$124,3,FALSE),\"\")","v":"AD249"},{"$f":"IFERROR(VLOOKUP(Q535,$B$7:$E$124,4,FALSE),\"\")","v":170},null,null,null,"","","","",""]
[null,null,null,null,null,null,null,null,null,null,{"$f":"$B$36","v":100013305},{"$f":"IFERROR(VLOOKUP(K536,$B$7:$E$124,2,FALSE),\"\")","v":"SONDE SYSTÈME ECS"},{"$f":"IFERROR(VLOOKUP(K536,$B$7:$E$124,3,FALSE),\"\")","v":"AD250"},{"$f":"IFERROR(VLOOKUP(K536,$B$7:$E$124,4,FALSE),\"\")","v":49},null,null,{"$f":"$B$36","v":100013305},{"$f":"IFERROR(VLOOKUP(Q536,$B$7:$E$124,2,FALSE),\"\")","v":"SONDE SYSTÈME ECS"},{"$f":"IFERROR(VLOOKUP(Q536,$B$7:$E$124,3,FALSE),\"\")","v":"AD250"},{"$f":"IFERROR(VLOOKUP(Q536,$B$7:$E$124,4,FALSE),\"\")","v":49},null,null,null,"","","","",""]
[null,null,null,null,null,null,null,null,null,null,{"$f":"$B$37","v":100013306},"SONDE EXTERIEURE RADIO ","AD251",82,null,null,{"$f":"$B$37","v":100013306},"SONDE EXTERIEURE RADIO ","AD251",82,null,null,null,"","","","",""]
[null,null,null,null,null,null,null,null,null,null,{"$f":"$B$38","v":100013307},"MODULE CHAUDIERE RADIO (EMETTEUR)","AD252",132,null,null,{"$f":"$B$38","v":100013307},"MODULE CHAUDIERE RADIO (EMETTEUR)","AD252",132,null,null,null,"","","","",""]
[null,null,null,null,null,null,null,null,null,null,{"$f":"$B$39","v":100013472},"CDE A DISTANCE RADIO RS 400R     ","AD255",256,null,null,{"$f":"$B$39","v":100013472},"CDE A DISTANCE RADIO RS 400R     ","AD255",256,null,null,null,"","","","",""]
[null,null,null,null,null,null,null,null,null,null,{"$f":"$B$40","v":100013477},"COMMANDE A DISTANCE RS 400","AD257",190,{"$f":"$H$18","v":1},null,{"$f":"$B$40","v":100013477},"COMMANDE A DISTANCE RS 400","AD257",190,{"$f":"$H$18","v":1},null,null,"","","","",""]
[null,null,null,null,null,null,null,null,null,null,{"$f":"$B$41","v":88017851},"CABLE DE LIAISON BUS LG 12 M","AD134",118,null,null,{"$f":"$B$41","v":88017851},"CABLE DE LIAISON BUS LG 12 M","AD134",118,null,null,null,"","","","",""]
[null,null,null,null,null,null,null,null,null,null,{"$f":"$B$42","v":88017017},"SONDE DEPART v3v","AD199",85,null,null,{"$f":"$B$42","v":88017017},"SONDE DEPART v3v","AD199",85,null,null,null,"","","","",""]
[null,null,null,null,null,null,null,null,null,null,{"$f":"$B$43","v":100002803},"COMMANDE A DISTANCE SIMPLIFIEE AD208","AD208",112,null,null,{"$f":"$B$43","v":100002803},"COMMANDE A DISTANCE SIMPLIFIEE AD208","AD208",112,null,null,null,"","","","",""]
[null,null,null,null,null,null,null,null,null,null,{"$f":"$B$44","v":100000030},"COLIS OPTION SONDE ECS","AD212",53,null,null,{"$f":"$B$44","v":100000030},"COLIS OPTION SONDE ECS","AD212",53,null,null,null,"","","","",""]
[null,null,null,null,null,null,null,null,null,null,{"$f":"$B$45","v":100019114},"KIT SONDE HYGRO RAFRAICHISSEMENT","HK27",233,null,null,{"$f":"$B$45","v":100019114},"KIT SONDE HYGRO RAFRAICHISSEMENT","HK27",233,null,null,null,"","","","",""]
[null,null,null,null,null,null,null,null,null,null,{"$f":"$B$46","v":100020294},"KIT COMPTAGE D'ENERGIE","HK29",209,null,null,{"$f":"$B$46","v":100020294},"KIT COMPTAGE D'ENERGIE","HK29",209,null,null,null,"","","","",""]
[null,null,null,null,null,null,null,null,null,null,{"$f":"$B$47","v":""},"","","",null,null,{"$f":"$B$47","v":""},"","","",null,null,null,"","","","",""]
[null,null,null,null,null,null,null,null,null,null,{"$f":"$B$48","v":""},"","","",null,null,{"$f":"$B$48","v":""},"","","",null,null,null,"","","","",""]
[]
[null,null,null,null,null,null,null,null,null,{"$f":"IF('Offre HPI - CAELIA'!$H$9=OFFRE!$G$63,1,0)","v":0},{"$f":"OFFRE!$G$63","v":"OEnoviaPac-Confort-2 27kW TRI - E"},null,null,null,null,{"$f":"IF('Offre HPI - CAELIA'!$H$9=OFFRE!$H$63,1,0)","v":0},{"$f":"OFFRE!$H$63","v":"OEnoviaPac-Confort-2 27kW TRI - H"}]
[null,null,null,null,null,null,null,null,null,"Appoint",{"$f":"OFFRE!$F$7","v":"Electrique"},null,null,null,null,null,{"$f":"OFFRE!$F$6","v":"Hydraulique par chaudière"}]
[]
[]
[null,null,null,null,null,null,null,null,null,null,null,null,null,null,null,null,null,null,null,null,null,null,null,"Si 27 TR choisi"]
[null,null,null,null,null,null,null,null,null,"27 TR",null,{"$f":"IF($J$13=OFFRE!$H$23,\"Kit complet : PAC + accessoires\",\"\")","v":"Kit complet : PAC + accessoires"},null,null,null,null,null,{"$f":"IF($J$13=OFFRE!$H$23,\"Kit complet : PAC + accessoires\",\"\")","v":"Kit complet : PAC + accessoires"},null,null,null,null,{"$f":"IF(Y564=\"\",0,1)","v":0},{"$f":"IF($J$550=1,K555,IF($P$550=1,Q555,\"\"))","v":""},{"$f":"IF($J$550=1,L555,IF($P$550=1,R555,\"\"))","v":""},{"$f":"IF($J$550=1,M555,IF($P$550=1,S555,\"\"))","v":""},{"$f":"IF($J$550=1,N555,IF($P$550=1,T555,\"\"))","v":""},{"$f":"IF($J$550=1,O555,IF($P$550=1,U555,\"\"))","v":""}]
[null,null,null,null,null,null,null,null,null,null,{"$f":"IF($J$13=OFFRE!$H$23,$B$113,\"\")","v":7610011},{"$f":"IFERROR(VLOOKUP(K556,$B$7:$E$124,2,FALSE),\"\")","v":"OENOVIAPAC-2 CONFORT 27 TR-2/ET"},{"$f":"IFERROR(VLOOKUP(K556,$B$7:$E$124,3,FALSE),\"\")","v":"-"},{"$f":"IFERROR(VLOOKUP(K556,$B$7:$E$124,4,FALSE),\"\")","v":14155},{"$f":"IF(K556=\"\",\"\",IF($H$27=ChoixPAC!$G$11,1,2))","v":2},null,{"$f":"IF($J$13=OFFRE!$H$23,$B$124,\"\")","v":7610010},{"$f":"IFERROR(VLOOKUP(Q556,$B$7:$E$124,2,FALSE),\"\")","v":"OENOVIAPAC-2 CONFORT 27 TR-2/H"},{"$f":"IFERROR(VLOOKUP(Q556,$B$7:$E$124,3,FALSE),\"\")","v":"-"},{"$f":"IFERROR(VLOOKUP(Q556,$B$7:$E$124,4,FALSE),\"\")","v":13416},{"$f":"IF(Q556=\"\",\"\",IF($H$27=ChoixPAC!$G$11,1,2))","v":2},null,null,"","","","",""]
[null,null,null,null,null,null,null,null,null,null,null,null,null,null,{"$f":"IF(K557=\"\",\"\",IF($H$27=ChoixPAC!$G$11,1,2))","v":""},null,null,null,null,null,{"$f":"IF(Q557=\"\",\"\",IF($H$27=ChoixPAC!$G$11,1,2))","v":""},null,null,"","","","",""]
[null,null,null,null,null,null,null,null,null,null,null,{"$f":"IF($J$13=OFFRE!$H$24,\"Sélection personnalisée\",\"\")","v":""},null,null,{"$f":"IF(K558=\"\",\"\",IF($H$27=ChoixPAC!$G$11,1,2))","v":""},null,null,{"$f":"IF($J$13=OFFRE!$H$24,\"Sélection personnalisée\",\"\")","v":""},null,null,{"$f":"IF(Q558=\"\",\"\",IF($H$27=ChoixPAC!$G$11,1,2))","v":""},null,null,"","","","",""]
[null,null,null,null,null,null,null,null,null,null,{"$f":"IF($J$13=OFFRE!$H$24,$B$97,\"\")","v":""},{"$f":"IFERROR(VLOOKUP(K559,$B$7:$E$124,2,FALSE),\"\")","v":""},{"$f":"IFERROR(VLOOKUP(K559,$B$7:$E$124,3,FALSE),\"\")","v":""},{"$f":"IFERROR(VLOOKUP(K559,$B$7:$E$124,4,FALSE),\"\")","v":""},{"$f":"IF(K559=\"\",\"\",IF($H$27=ChoixPAC!$G$11,1,2))","v":""},null,{"$f":"IF($J$13=OFFRE!$H$24,$B$102,\"\")","v":""},{"$f":"IFERROR(VLOOKUP(Q559,$B$7:$E$124,2,FALSE),\"\")","v":""},{"$f":"IFERROR(VLOOKUP(Q559,$B$7:$E$124,3,FALSE),\"\")","v":""},{"$f":"IFERROR(VLOOKUP(Q559,$B$7:$E$124,4,FALSE),\"\")","v":""},{"$f":"IF(Q559=\"\",\"\",IF($H$27=ChoixPAC!$G$11,1,2))","v":""},null,null,"","","","",""]
[null,null,null,null,null,null,null,null,null,null,{"$f":"IF($J$13=OFFRE!$H$24,$B$88,\"\")","v":""},{"$f":"IFERROR(VLOOKUP(K560,$B$7:$E$124,2,FALSE),\"\")","v":""},{"$f":"IFERROR(VLOOKUP(K560,$B$7:$E$124,3,FALSE),\"\")","v":""},{"$f":"IFERROR(VLOOKUP(K560,$B$7:$E$124,4,FALSE),\"\")","v":""},{"$f":"IF(K560=\"\",\"\",IF($H$27=ChoixPAC!$G$11,1,2))","v":""},null,{"$f":"IF($J$13=OFFRE!$H$24,$B$88,\"\")","v":""},{"$f":"IFERROR(VLOOKUP(Q560,$B$7:$E$124,2,FALSE),\"\")","v":""},{"$f":"IFERROR(VLOOKUP(Q560,$B$7:$E$124,3,FALSE),\"\")","v":""},{"$f":"IFERROR(VLOOKUP(Q560,$B$7:$E$124,4,FALSE),\"\")","v":""},{"$f":"IF(Q560=\"\",\"\",IF($H$27=ChoixPAC!$G$11,1,2))","v":""},null,null,"","","","",""]
[null,null,null,null,null,null,null,null,null,null,null,{"$f":"IFERROR(VLOOKUP(K561,$B$7:$E$124,2,FALSE),\"\")","v":""},{"$f":"IFERROR(VLOOKUP(K561,$B$7:$E$124,3,FALSE),\"\")","v":""},{"$f":"IFERROR(VLOOKUP(K561,$B$7:$E$124,4,FALSE),\"\")","v":""},{"$f":"IF(K561=\"\",\"\",IF($H$27=ChoixPAC!$G$11,1,2))","v":""},null,null,{"$f":"IFERROR(VLOOKUP(Q561,$B$7:$E$124,2,FALSE),\"\")","v":""},{"$f":"IFERROR(VLOOKUP(Q561,$B$7:$E$124,3,FALSE),\"\")","v":""},{"$f":"IFERROR(VLOOKUP(Q561,$B$7:$E$124,4,FALSE),\"\")","v":""},{"$f":"IF(Q561=\"\",\"\",IF($H$27=ChoixPAC!$G$11,1,2))","v":""},null,null,"","","","",""]
[null,null,null,null,null,null,null,null,null,null,null,null,null,null,{"$f":"IF(K562=\"\",\"\",IF($H$27=ChoixPAC!$G$11,1,2))","v":""},null,null,null,null,null,{"$f":"IF(Q562=\"\",\"\",IF($H$27=ChoixPAC!$G$11,1,2))","v":""},null,null,"","","","",""]
[null,null,null,null,null,null,null,null,null,null,null,null,null,null,{"$f":"IF(K563=\"\",\"\",IF($H$27=ChoixPAC!$G$11,1,2))","v":""},null,null,null,null,null,{"$f":"IF(Q563=\"\",\"\",IF($H$27=ChoixPAC!$G$11,1,2))","v":""},null,null,"","","","",""]
[null,null,null,null,null,null,null,null,null,null,null,"Accessoires de mise en œuvre",null,null,null,null,null,"Accessoires de mise en œuvre",null,null,null,null,null,"","","","",""]
[null,null,null,null,null,null,null,null,null,null,{"$f":"IF(OFFRE!$O$23=OFFRE!$H$16,'Offre HPI - CAELIA'!$B$12,'Offre HPI - CAELIA'!$B$9)","v":7694974},{"$f":"IFERROR(VLOOKUP(K565,$B$7:$E$124,2,FALSE),\"\")","v":"SUPPORT AU SOL CAOUTCHOUC 600MM"},{"$f":"IFERROR(VLOOKUP(K565,$B$7:$E$124,3,FALSE),\"\")","v":"EH879"},{"$f":"IFERROR(VLOOKUP(K565,$B$7:$E$124,4,FALSE),\"\")","v":119},{"$f":"IF($H$27=ChoixPAC!$G$11,1,2)","v":2},null,{"$f":"IF(OFFRE!$O$23=OFFRE!$H$16,'Offre HPI - CAELIA'!$B$12,'Offre HPI - CAELIA'!$B$9)","v":7694974},{"$f":"IFERROR(VLOOKUP(Q565,$B$7:$E$124,2,FALSE),\"\")","v":"SUPPORT AU SOL CAOUTCHOUC 600MM"},{"$f":"IFERROR(VLOOKUP(Q565,$B$7:$E$124,3,FALSE),\"\")","v":"EH879"},{"$f":"IFERROR(VLOOKUP(Q565,$B$7:$E$124,4,FALSE),\"\")","v":119},{"$f":"IF($H$27=ChoixPAC!$G$11,1,2)","v":2},null,null,"","","","",""]
[null,null,null,null,null,null,null,null,null,null,{"$f":"$B$22","v":100008841},{"$f":"IFERROR(VLOOKUP(K566,$B$7:$E$124,2,FALSE),\"\")","v":"BALLON TAMPON 80L B 80 T"},{"$f":"IFERROR(VLOOKUP(K566,$B$7:$E$124,3,FALSE),\"\")","v":"EH85"},{"$f":"IFERROR(VLOOKUP(K566,$B$7:$E$124,4,FALSE),\"\")","v":572},1,null,{"$f":"$B$22","v":100008841},{"$f":"IFERROR(VLOOKUP(Q566,$B$7:$E$124,2,FALSE),\"\")","v":"BALLON TAMPON 80L B 80 T"},{"$f":"IFERROR(VLOOKUP(Q566,$B$7:$E$124,3,FALSE),\"\")","v":"EH85"},{"$f":"IFERROR(VLOOKUP(Q566,$B$7:$E$124,4,FALSE),\"\")","v":572},1,null,null,"","","","",""]
[null,null,null,null,null,null,null,null,null,null,null,null,null,null,null,null,null,null,null,null,null,null,null,"","","","",""]
[null,null,null,null,null,null,null,null,null,null,null,"Liaison frigorifique",null,null,null,null,null,"Liaison frigorifique",null,null,null,null,null,"","","","",""]
[null,null,null,null,null,null,null,null,null,null,{"$f":"$B$14","v":100012535},{"$f":"IFERROR(VLOOKUP(K569,$B$7:$E$124,2,FALSE),\"\")","v":"LIAISON FRIGORIFIQUE PE 5/8'' 3/8'' - LG 5m"},{"$f":"IFERROR(VLOOKUP(K569,$B$7:$E$124,3,FALSE),\"\")","v":"EH114"},{"$f":"IFERROR(VLOOKUP(K569,$B$7:$E$124,4,FALSE),\"\")","v":255},{"$f":"IF($H$27=ChoixPAC!$G$11,1,2)","v":2},null,{"$f":"$B$14","v":100012535},{"$f":"IFERROR(VLOOKUP(Q569,$B$7:$E$124,2,FALSE),\"\")","v":"LIAISON FRIGORIFIQUE PE 5/8'' 3/8'' - LG 5m"},{"$f":"IFERROR(VLOOKUP(Q569,$B$7:$E$124,3,FALSE),\"\")","v":"EH114"},{"$f":"IFERROR(VLOOKUP(Q569,$B$7:$E$124,4,FALSE),\"\")","v":255},{"$f":"IF($H$27=ChoixPAC!$G$11,1,2)","v":2},null,null,"","","","",""]
[null,null,null,null,null,null,null,null,null,null,{"$f":"$B$15","v":100012536},{"$f":"IFERROR(VLOOKUP(K570,$B$7:$E$124,2,FALSE),\"\")","v":"LIAISON FRIGORIFIQUE PE 5/8'' 3/8'' - LG 10m"},{"$f":"IFERROR(VLOOKUP(K570,$B$7:$E$124,3,FALSE),\"\")","v":"EH115"},{"$f":"IFERROR(VLOOKUP(K570,$B$7:$E$124,4,FALSE),\"\")","v":456},null,null,{"$f":"$B$15","v":100012536},{"$f":"IFERROR(VLOOKUP(Q570,$B$7:$E$124,2,FALSE),\"\")","v":"LIAISON FRIGORIFIQUE PE 5/8'' 3/8'' - LG 10m"},{"$f":"IFERROR(VLOOKUP(Q570,$B$7:$E$124,3,FALSE),\"\")","v":"EH115"},{"$f":"IFERROR(VLOOKUP(Q570,$B$7:$E$124,4,FALSE),\"\")","v":456},null,null,null,"","","","",""]
[null,null,null,null,null,null,null,null,null,null,{"$f":"$B$16","v":100012537},{"$f":"IFERROR(VLOOKUP(K571,$B$7:$E$124,2,FALSE),\"\")","v":"LIAISON FRIGORIFIQUE PE 5/8'' 3/8'' - LG 20m"},{"$f":"IFERROR(VLOOKUP(K571,$B$7:$E$124,3,FALSE),\"\")","v":"EH116"},{"$f":"IFERROR(VLOOKUP(K571,$B$7:$E$124,4,FALSE),\"\")","v":823},null,null,{"$f":"$B$16","v":100012537},{"$f":"IFERROR(VLOOKUP(Q571,$B$7:$E$124,2,FALSE),\"\")","v":"LIAISON FRIGORIFIQUE PE 5/8'' 3/8'' - LG 20m"},{"$f":"IFERROR(VLOOKUP(Q571,$B$7:$E$124,3,FALSE),\"\")","v":"EH116"},{"$f":"IFERROR(VLOOKUP(Q571,$B$7:$E$124,4,FALSE),\"\")","v":823},null,null,null,"","","","",""]
[null,null,null,null,null,null,null,null,null,null,null,null,null,null,null,null,null,null,null,null,null,null,null,"","","","",""]
[null,null,null,null,null,null,null,null,null,null,null,"Accessoires de raccordement hydraulique",null,null,null,null,null,"Accessoires de raccordement hydraulique",null,null,null,null,null,"","","","",""]
[null,null,null,null,null,null,null,null,null,null,{"$f":"$B$24","v":100017830},{"$f":"IFERROR(VLOOKUP(K574,$B$7:$E$124,2,FALSE),\"\")","v":"KIT VANNE 3 VOIES (CIRCUIT B)"},{"$f":"IFERROR(VLOOKUP(K574,$B$7:$E$124,3,FALSE),\"\")","v":"HK21"},{"$f":"IFERROR(VLOOKUP(K574,$B$7:$E$124,4,FALSE),\"\")","v":732},1,null,{"$f":"$B$24","v":100017830},{"$f":"IFERROR(VLOOKUP(Q574,$B$7:$E$124,2,FALSE),\"\")","v":"KIT VANNE 3 VOIES (CIRCUIT B)"},{"$f":"IFERROR(VLOOKUP(Q574,$B$7:$E$124,3,FALSE),\"\")","v":"HK21"},{"$f":"IFERROR(VLOOKUP(Q574,$B$7:$E$124,4,FALSE),\"\")","v":732},1,null,null,"","","","",""]
[null,null,null,null,null,null,null,null,null,null,{"$f":"$B$25","v":100017832},{"$f":"IFERROR(VLOOKUP(K575,$B$7:$E$124,2,FALSE),\"\")","v":"KIT TUBULURES 2 CIRCUITS"},{"$f":"IFERROR(VLOOKUP(K575,$B$7:$E$124,3,FALSE),\"\")","v":"HK22"},{"$f":"IFERROR(VLOOKUP(K575,$B$7:$E$124,4,FALSE),\"\")","v":156},null,null,{"$f":"$B$25","v":100017832},{"$f":"IFERROR(VLOOKUP(Q575,$B$7:$E$124,2,FALSE),\"\")","v":"KIT TUBULURES 2 CIRCUITS"},{"$f":"IFERROR(VLOOKUP(Q575,$B$7:$E$124,3,FALSE),\"\")","v":"HK22"},{"$f":"IFERROR(VLOOKUP(Q575,$B$7:$E$124,4,FALSE),\"\")","v":156},null,null,null,"","","","",""]
[null,null,null,null,null,null,null,null,null,null,{"$f":"$B$26","v":100015468},"KIT RAC HYDRAULIQUE PAC - BALLON ECS","EH149",109,null,null,{"$f":"$B$26","v":100015468},"KIT RAC HYDRAULIQUE PAC - BALLON ECS","EH149",109,null,null,null,"","","","",""]
[null,null,null,null,null,null,null,null,null,null,{"$f":"$B$27","v":100020164},"COLLECTEUR 2/3 CIRCUITS ","EA140",382,null,null,{"$f":"$B$27","v":100020164},"COLLECTEUR 2/3 CIRCUITS ","EA140",382,null,null,null,"","","","",""]
[null,null,null,null,null,null,null,null,null,null,{"$f":"$B$28","v":100020167},"CIRCUIT DIRECT P.ELEC CLASSE A  ","EA143",720,null,null,{"$f":"$B$28","v":100020167},"CIRCUIT DIRECT P.ELEC CLASSE A  ","EA143",720,null,null,null,"","","","",""]
[null,null,null,null,null,null,null,null,null,null,{"$f":"$B$29","v":100020168},"CIRCUIT V3V P.ELEC","EA144",1023,null,null,{"$f":"$B$29","v":100020168},"CIRCUIT V3V P.ELEC","EA144",1023,null,null,null,"","","","",""]
[null,null,null,null,null,null,null,null,null,null,{"$f":"$B$30","v":100020165},"CONSOLE MUR COLLECTEUR ","EA141",48,null,null,{"$f":"$B$30","v":100020165},"CONSOLE MUR COLLECTEUR ","EA141",48,null,null,null,"","","","",""]
[null,null,null,null,null,null,null,null,null,null,{"$f":"$B$31","v":100020166},"CONSOLE MUR 1 MODULE ","EA142",129,null,null,{"$f":"$B$31","v":100020166},"CONSOLE MUR 1 MODULE ","EA142",129,null,null,null,"","","","",""]
[null,null,null,null,null,null,null,null,null,null,{"$f":"$B$32","v":100003301},"KIT CABLAGE PLANCHER CHAUFFANT DIRECT","HA249",42,null,null,{"$f":"$B$32","v":100003301},"KIT CABLAGE PLANCHER CHAUFFANT DIRECT","HA249",42,null,null,null,"","","","",""]
[null,null,null,null,null,null,null,null,null,null,{"$f":"$B$33","v":7625589},"KIT SILENCIEUX ","EH559",92,null,null,{"$f":"$B$33","v":7625589},"KIT SILENCIEUX ","EH559",92,null,null,null,"","","","",""]
[null,null,null,null,null,null,null,null,null,null,null,null,null,null,null,null,null,null,null,null,null,null,null,"","","","",""]
[null,null,null,null,null,null,null,null,null,null,null,{"$f":"IF($H$24=OFFRE!$D$6,\"Ballons de production Eau Chaude Sanitaire\",\"\")","v":""},null,null,null,null,null,{"$f":"IF($H$24=OFFRE!$D$6,\"Ballons de production Eau Chaude Sanitaire\",\"\")","v":""},null,null,null,null,null,"","","","",""]
[null,null,null,null,null,null,null,null,null,null,{"$f":"IF($H$24=OFFRE!$D$6,$B$51,\"\")","v":""},{"$f":"IFERROR(VLOOKUP(K586,$B$7:$E$124,2,FALSE),\"\")","v":""},{"$f":"IFERROR(VLOOKUP(K586,$B$7:$E$124,3,FALSE),\"\")","v":""},{"$f":"IFERROR(VLOOKUP(K586,$B$7:$E$124,4,FALSE),\"\")","v":""},null,null,{"$f":"IF($H$24=OFFRE!$D$6,$B$51,\"\")","v":""},{"$f":"IFERROR(VLOOKUP(Q586,$B$7:$E$124,2,FALSE),\"\")","v":""},{"$f":"IFERROR(VLOOKUP(Q586,$B$7:$E$124,3,FALSE),\"\")","v":""},{"$f":"IFERROR(VLOOKUP(Q586,$B$7:$E$124,4,FALSE),\"\")","v":""},null,null,null,"","","","",""]
[null,null,null,null,null,null,null,null,null,null,{"$f":"IF($H$24=OFFRE!$D$6,$B$52,\"\")","v":""},"","","",null,null,{"$f":"IF($H$24=OFFRE!$D$6,$B$52,\"\")","v":""},"","","",null,null,null,{"$f":"IF($J$550=1,K587,IF($P$550=1,Q587,\"\"))","v":""},{"$f":"IF($J$550=1,L587,IF($P$550=1,R587,\"\"))","v":""},{"$f":"IF($J$550=1,M587,IF($P$550=1,S587,\"\"))","v":""},{"$f":"IF($J$550=1,N587,IF($P$550=1,T587,\"\"))","v":""},{"$f":"IF($J$550=1,O587,IF($P$550=1,U587,\"\"))","v":""}]
[null,null,null,null,null,null,null,null,null,null,{"$f":"IF($H$24=OFFRE!$D$6,$B$53,\"\")","v":""},"","","",null,null,{"$f":"IF($H$24=OFFRE!$D$6,$B$53,\"\")","v":""},"","","",null,null,null,"","","","",""]
[null,null,null,null,null,null,null,null,null,null,{"$f":"IF($H$24=OFFRE!$D$6,$B$54,\"\")","v":""},"","","",null,null,{"$f":"IF($H$24=OFFRE!$D$6,$B$54,\"\")","v":""},"","","",null,null,null,"","","","",""]
[null,null,null,null,null,null,null,null,null,null,{"$f":"IF($H$24=OFFRE!$D$6,$B$55,\"\")","v":""},"","","",null,null,{"$f":"IF($H$24=OFFRE!$D$6,$B$55,\"\")","v":""},"","","",null,null,null,"","","","",""]
[null,null,null,null,null,null,null,null,null,null,{"$f":"IF($H$24=OFFRE!$D$6,$B$56,\"\")","v":""},"","","",null,null,{"$f":"IF($H$24=OFFRE!$D$6,$B$56,\"\")","v":""},"","","",null,null,null,"","","","",""]
[null,null,null,null,null,null,null,null,null,null,{"$f":"IF($H$24=OFFRE!$D$6,$B$57,\"\")","v":""},"","","",null,null,{"$f":"IF($H$24=OFFRE!$D$6,$B$57,\"\")","v":""},"","","",null,null,null,"","","","",""]
[null,null,null,null,null,null,null,null,null,null,{"$f":"IF($H$24=OFFRE!$D$6,$B$58,\"\")","v":""},"","","",null,null,{"$f":"IF($H$24=OFFRE!$D$6,$B$58,\"\")","v":""},"","","",null,null,null,"","","","",""]
[null,null,null,null,null,null,null,null,null,null,null,null,null,null,null,null,null,null,null,null,null,null,null,"","","","",""]
[null,null,null,null,null,null,null,null,null,null,null,"Kit de fonction réversible",null,null,null,null,null,"Kit de fonction réversible",null,null,null,null,null,"","","","",""]
[null,null,null,null,null,null,null,null,null,null,{"$f":"$B$19","v":100018410},{"$f":"IFERROR(VLOOKUP(K596,$B$7:$E$124,2,FALSE),\"\")","v":"KIT ISOLATION MODE FROID MIT-IN iSYSTEM"},{"$f":"IFERROR(VLOOKUP(K596,$B$7:$E$124,3,FALSE),\"\")","v":"HK24"},{"$f":"IFERROR(VLOOKUP(K596,$B$7:$E$124,4,FALSE),\"\")","v":297},null,null,{"$f":"$B$19","v":100018410},{"$f":"IFERROR(VLOOKUP(Q596,$B$7:$E$124,2,FALSE),\"\")","v":"KIT ISOLATION MODE FROID MIT-IN iSYSTEM"},{"$f":"IFERROR(VLOOKUP(Q596,$B$7:$E$124,3,FALSE),\"\")","v":"HK24"},{"$f":"IFERROR(VLOOKUP(Q596,$B$7:$E$124,4,FALSE),\"\")","v":297},null,null,null,"","","","",""]
[null,null,null,null,null,null,null,null,null,null,{"$f":"$B$20","v":100018411},{"$f":"IFERROR(VLOOKUP(K597,$B$7:$E$124,2,FALSE),\"\")","v":"KIT ISOLATION MODE FROID KIT VANNE 3 VOIES (CIRCUIT B)"},{"$f":"IFERROR(VLOOKUP(K597,$B$7:$E$124,3,FALSE),\"\")","v":"HK25"},{"$f":"IFERROR(VLOOKUP(K597,$B$7:$E$124,4,FALSE),\"\")","v":168},null,null,{"$f":"$B$20","v":100018411},{"$f":"IFERROR(VLOOKUP(Q597,$B$7:$E$124,2,FALSE),\"\")","v":"KIT ISOLATION MODE FROID KIT VANNE 3 VOIES (CIRCUIT B)"},{"$f":"IFERROR(VLOOKUP(Q597,$B$7:$E$124,3,FALSE),\"\")","v":"HK25"},{"$f":"IFERROR(VLOOKUP(Q597,$B$7:$E$124,4,FALSE),\"\")","v":168},null,null,null,"","","","",""]
[null,null,null,null,null,null,null,null,null,null,null,null,null,null,null,null,null,null,null,null,null,null,null,"","","","",""]
[null,null,null,null,null,null,null,null,null,null,null,"Accessoires de régulation",null,null,null,null,null,"Accessoires de régulation",null,null,null,null,null,"","","","",""]
[null,null,null,null,null,null,null,null,null,null,{"$f":"$B$35","v":100013304},{"$f":"IFERROR(VLOOKUP(K600,$B$7:$E$124,2,FALSE),\"\")","v":"COLIS OPTION V3V OE-TRONIC 4"},{"$f":"IFERROR(VLOOKUP(K600,$B$7:$E$124,3,FALSE),\"\")","v":"AD249"},{"$f":"IFERROR(VLOOKUP(K600,$B$7:$E$124,4,FALSE),\"\")","v":170},null,null,{"$f":"$B$35","v":100013304},{"$f":"IFERROR(VLOOKUP(Q600,$B$7:$E$124,2,FALSE),\"\")","v":"COLIS OPTION V3V OE-TRONIC 4"},{"$f":"IFERROR(VLOOKUP(Q600,$B$7:$E$124,3,FALSE),\"\")","v":"AD249"},{"$f":"IFERROR(VLOOKUP(Q600,$B$7:$E$124,4,FALSE),\"\")","v":170},null,null,null,"","","","",""]
[null,null,null,null,null,null,null,null,null,null,{"$f":"$B$36","v":100013305},{"$f":"IFERROR(VLOOKUP(K601,$B$7:$E$124,2,FALSE),\"\")","v":"SONDE SYSTÈME ECS"},{"$f":"IFERROR(VLOOKUP(K601,$B$7:$E$124,3,FALSE),\"\")","v":"AD250"},{"$f":"IFERROR(VLOOKUP(K601,$B$7:$E$124,4,FALSE),\"\")","v":49},null,null,{"$f":"$B$36","v":100013305},{"$f":"IFERROR(VLOOKUP(Q601,$B$7:$E$124,2,FALSE),\"\")","v":"SONDE SYSTÈME ECS"},{"$f":"IFERROR(VLOOKUP(Q601,$B$7:$E$124,3,FALSE),\"\")","v":"AD250"},{"$f":"IFERROR(VLOOKUP(Q601,$B$7:$E$124,4,FALSE),\"\")","v":49},null,null,null,"","","","",""]
[null,null,null,null,null,null,null,null,null,null,{"$f":"$B$37","v":100013306},"SONDE EXTERIEURE RADIO ","AD251",82,null,null,{"$f":"$B$37","v":100013306},"SONDE EXTERIEURE RADIO ","AD251",82,null,null,null,"","","","",""]
[null,null,null,null,null,null,null,null,null,null,{"$f":"$B$38","v":100013307},"MODULE CHAUDIERE RADIO (EMETTEUR)","AD252",132,null,null,{"$f":"$B$38","v":100013307},"MODULE CHAUDIERE RADIO (EMETTEUR)","AD252",132,null,null,null,"","","","",""]
[null,null,null,null,null,null,null,null,null,null,{"$f":"$B$39","v":100013472},"CDE A DISTANCE RADIO RS 400R     ","AD255",256,null,null,{"$f":"$B$39","v":100013472},"CDE A DISTANCE RADIO RS 400R     ","AD255",256,null,null,null,"","","","",""]
[null,null,null,null,null,null,null,null,null,null,{"$f":"$B$40","v":100013477},"COMMANDE A DISTANCE RS 400","AD257",190,{"$f":"$H$18","v":1},null,{"$f":"$B$40","v":100013477},"COMMANDE A DISTANCE RS 400","AD257",190,{"$f":"$H$18","v":1},null,null,"","","","",""]
[null,null,null,null,null,null,null,null,null,null,{"$f":"$B$41","v":88017851},"CABLE DE LIAISON BUS LG 12 M","AD134",118,null,null,{"$f":"$B$41","v":88017851},"CABLE DE LIAISON BUS LG 12 M","AD134",118,null,null,null,"","","","",""]
[null,null,null,null,null,null,null,null,null,null,{"$f":"$B$42","v":88017017},"SONDE DEPART v3v","AD199",85,null,null,{"$f":"$B$42","v":88017017},"SONDE DEPART v3v","AD199",85,null,null,null,"","","","",""]
[null,null,null,null,null,null,null,null,null,null,{"$f":"$B$43","v":100002803},"COMMANDE A DISTANCE SIMPLIFIEE AD208","AD208",112,null,null,{"$f":"$B$43","v":100002803},"COMMANDE A DISTANCE SIMPLIFIEE AD208","AD208",112,null,null,null,"","","","",""]
[null,null,null,null,null,null,null,null,null,null,{"$f":"$B$44","v":100000030},"COLIS OPTION SONDE ECS","AD212",53,null,null,{"$f":"$B$44","v":100000030},"COLIS OPTION SONDE ECS","AD212",53,null,null,null,"","","","",""]
[null,null,null,null,null,null,null,null,null,null,{"$f":"$B$45","v":100019114},"KIT SONDE HYGRO RAFRAICHISSEMENT","HK27",233,null,null,{"$f":"$B$45","v":100019114},"KIT SONDE HYGRO RAFRAICHISSEMENT","HK27",233,null,null,null,"","","","",""]
[null,null,null,null,null,null,null,null,null,null,{"$f":"$B$46","v":100020294},"KIT COMPTAGE D'ENERGIE","HK29",209,null,null,{"$f":"$B$46","v":100020294},"KIT COMPTAGE D'ENERGIE","HK29",209,null,null,null,"","","","",""]
[null,null,null,null,null,null,null,null,null,null,{"$f":"$B$47","v":""},"","","",null,null,{"$f":"$B$47","v":""},"","","",null,null,null,"","","","",""]
[null,null,null,null,null,null,null,null,null,null,{"$f":"$B$48","v":""},"","","",null,null,{"$f":"$B$48","v":""},"","","",null,null,null,"","","","",""]

{"sheet":"Tarif","index":30,"n_rows":4488,"n_cols":4,"rows_kept":4488,"cut":false,"hidden":true,"merged":[]}
["N°Article","Désignation","Colis","Tarif HT au 01/04/2020"]
[]
[]
["LA LEGISLATION IMPOSE UNE ECO-PARTICIPATION  AFIN D'ORGANISER SUR LE TERRITOIRE NATIONAL LA COLLECTE ET"]
["LE RECYCLAGE DE CERTAINS PRODUITS ELECTRIQUES ET ELECTRONIQUES D'EQUIPEMENTS DE LA MAISON . CELA SIGNIFIE QUE LE"]
["CONSOMMATEUR POURRA DEMANDER AU PROFESSIONNEL LA REPRISE DE L'ANCIEN MATERIEL CONTRE L'ACHAT D'UN NOUVEL"]
["EQUIPEMENT DE MEME NATURE , SELON LE PRINCIPE DE << UN >> POUR << UN  >> . "]
["LES PRODUITS ELIGIBLES SONT REPERTORIES SUR LE SITE OFFICIEL : www.eco-systemes.fr "]
["ET  APPARAISSENT DANS NOTRE TARIF AVEC UN MONTANT HT D'ECO-PARTICIPATION "]
["* TOUT MONTANT D'ECO PARTICIPATION EST SUSCEPTIBLE D'EVOLUER EN CAS DE MODIFICATION DU BAREME PAR NOTRE ORGANISME COLLECTEUR"]
[]
[]
[]
[]
[]
[100017617,"OTWH 200 E","EH195",2464]
[100017618,"OTWH 300 E","EH196",2583]
[100017619,"OTWH 300 EH","EH197",3065]
[]
["OPTIONS OTWH"]
[100019424,"KIT RACC. GROUPE DE SECURITE OTWH 300  EH","ER208",26]
[100007557,"COUDE A 90° D160","EH77",69]
[100017621,"MANCHON D'ADAPTATION D200 x D160","EH205",85]
[100017622,"GAINE SOUPLE ISOLEE  Ø 160 LONGUEUR 3 M","EH206",319]
[100017623,"JEU DE 2 COLLIERS DE FIXATION Ø 160","EH207",36]
[7625587,"GRILLE PRISE ET REJET AIR D160 ","EH558",367]
[100017624,"TRAVERSEE DE MUR Ø 160 AVEC GRILLE","EH208",176]
[100017625,"GRILLE EXTERIEURE Ø 160 EN ALUMINIUM","EH209",253]
[100019964,"CONDUIT PPE Ø 160 mm 2 x 1 m + 2 MANCHONS","EH272",119]
[100019965,"JEU DE 2  COUDES 90°  PPE  Ø 160 mm + 2 MANCHONS","EH273",85]
[100019966,"JEU DE 2 MANCHONS PPE Ø  160 mm","EH274",26]
[100019967,"TERMINAL VERTICAL NOIR Ø 160 mm","EH275",197]
[100019968,"EMBASE D'ETANCHEITE TOIT PLAT Ø  160mm","EH276",41]
[100019969,"EMBASE D'ETANCHEITE TOIT PENTE DEN 25 à 45°","EH277",165]
[7613626,"COUDE CONDUIT","EH434",59]
[]
[]
[]
[7603139,"OTWH 200 EV","EH282",3452]
[]
["OPTIONS OTWH 200 EV"]
[7673158,"BOUCHE EXTR HY CUISINE 10-40-90","EH703",132]
[7603279,"BOUCHE EXTRACTION HYGRO CUISINE A PILES 10/45/135 m3/h    (1)","EH293",132]
[7673162,"BOUCHE EXTR HY CUIS CORD 10-40-90","EH707",114]
[7603283,"BOUCHE EXTRACTION HYGRO CUISINE A CORDON 10/45/135 m3/h ","EH297",114]
[7603286,"BOUCHE EXTRACTION HYGRO BAINS A PILES 5/40 m3/h ","EH299",79]
[7603288,"BOUCHE EXTRACTION HYGRO BAINS A PILES 10/40 m3/h ","EH301",79]
[7603289,"BOUCHE EXTRACTION HYGRO BAINS A PILES 10/45 m3/h ","EH302",79]
[7695991,"BOUCHE HYGRO BAINS 5/40/30 m3/h","EH882",115]
[7695992,"BOUCHE HYGRO BAINS 15/45/40 m3/h","EH883",115]
[7673167,"BOUCHE EXTR HY BAINS PILE 15-45-45 ","EH712",115]
[7603290,"BOUCHE EXTRACTION HYGRO WC A PILES 5/30 m3/h   (2)","EH303",87]
[7673170,"KiT ENTREE AIR HYGRO 5-45 ","EH715",37]
[7603296,"MANCHETTE PLASTIQUE D 125 POUR BOUCHE EXTRACTION","EH307",3]
[7603298,"CHAPEAU DE TOITURE COULEUR TUILE D 160","EH309",69]
[7608997,"CHAPEAU DE TOITURE COULEUR ARDOISE D 160","EH370",69]
[100017624,"TRAVERSEE DE MUR Ø 160 AVEC GRILLE","EH208",176]
[100017625,"GRILLE EXTERIEURE Ø 160 EN ALUMINIUM","EH209",253]
[7603304,"CONDUIT FLEXIBLE ISOLE D 160 LONGUEUR 6 M","EH314",110]
[7603303,"CONDUIT FLEXIBLE ISOLE D 125 LONGUEUR 6 M","EH313",69]
[7603302,"CONDUIT FLEXIBLE ISOLE D 80 LONGUEUR 6 M","EH312",57]
[7603305,"CAISSON COLLECTEUR  2 PIQUAGES D 125 ET 6 PIQUAGES D 80","EH315",159]
[100019964,"CONDUIT PPE Ø 160 mm 2 x 1 m + 2 MANCHONS","EH272",119]
[7603307,"TUBE PPE D125 L=1M ","EH317",84]
[100019965,"JEU DE 2  COUDES 90°  PPE  Ø 160 mm + 2 MANCHONS","EH273",85]
[7603310,"2 COUDES 90° PPE D125 + 2 MANCHONS","EH319",78]
[100019966,"JEU DE 2 MANCHONS PPE Ø  160 mm","EH274",26]
[7603312,"2 MANCHONS PPE D125","EH321",15]
[7603314,"TE DROIT GALVA 90° A JOINT D 160","EH323",34]
[7603317,"REDUCTION GALVA  A JOINT  D 125 X 80","EH326",27]
[7603318,"REDUCTION GALVA  A Ø 160 X 80","EH327",33]
[7603319,"REDUCTION GALVA  A JOINT D 160 X 125 ","EH328",27]
[7603320,"MANCHON GALVA D 125","EH329",4]
[7603321,"MANCHON GALVA D 160","EH330",4]
[100017623,"JEU DE 2 COLLIERS DE FIXATION Ø 160","EH207",36]
[7603322,"JEU DE 10 COLLIERS DE FIXATION Ø 80 à Ø 125","EH331",54]
[7603325,"FILTRE DE RECHANGE ","EH334",38]
[7602875,"ENJOLIVEUR POUR MONTAGE REGULATEUR SUR OTWH 200 EV","EH286",88]
[100019890,"KIT POIGNEES DE PREHENSION","ER239",36]
[]
[]
[]
[7629721,"OTWH SPLIT FS 200 E",null,2360]
[7629722,"OTWH SPLIT FS 270 E",null,2475]
[]
["COMPOSANTS"]
[7629505,"BALLON OSFS 200 E ","ER688",1687]
[7629506,"BALLON OSFS 270 E ","ER689",1802]
[7626223,"UNITE EXTERIEURE SPLIT TD","EH571",673]
[]
[]
[]
[7680680,"OTWH SPLIT WH 150 E",null,2078]
[7680681,"OTWH SPLIT WH 200 E",null,2273]
[]
["COMPOSANTS"]
[7673271,"OSWH 150 E","EH754",1405]
[7673269,"OSWH 200 E","EH755",1600]
[7626223,"UNITE EXTERIEURE SPLIT TD","EH571",673]
[]
["OPTIONS FS/WH"]
[100011222,"SUPPORT MURALE & PLOTS ANTIVIBRATILES POUR  ROE-II AWHP 6-8","EH95",181]
[100012533,"SUPPORT POSE AU SOL AWHP","EH112",48]
[7627741,"TUBE CU ISOLE 1/4 3/8 L5M","EH569",144]
[7627742,"TUBE CU ISOLE 1/4 3/8 L10M","EH570",250]
[7629725,"TUBE CU ISOLE 1/4 3/8 L20","EH589",369]
[89788949,"TREPIED MV STAND./CEB (version murale)",null,51]
[100019794,"KIT ENTRAXE UNIVERSEL MV",null,72]
[7713456,"ANODE CORREX LG 232","AJ173",349]
[7694974,"SUPPORT AU SOL CAOUTCHOUC 600MM","EH879",119]
[100019424,"KIT RACC. GROUPE DE SECURITE OTWH 300  EH","ER208",26]
[7752101,"HMI+HW CABLES SODU2M ","HK231",105]
[]
[]
[]
[]
[]
[7746887,"OENOVIAPAC-C FIRST4.5MR/H",null,4189]
[7746888,"OENOVIAPAC-C FIRST4.5MR/EM",null,4189]
[7746889,"OENOVIAPAC-C FIRST6MR/H",null,4592]
[7746890,"OENOVIAPAC-C FIRST6MR/EM",null,4592]
[7746891,"OENOVIAPAC-C FIRST8MR/H",null,5332]
[7746892,"OENOVIAPAC-C FIRST8MR/EM",null,5332]
[7746893,"OENOVIAPAC-C FIRST11MR/H",null,6878]
[7746894,"OENOVIAPAC-C FIRST11MR/EM",null,6878]
[7746895,"OENOVIAPAC-C FIRST11TR/HT",null,7209]
[7746896,"OENOVIAPAC-C FIRST11TR/ET",null,7209]
[7746897,"OENOVIAPAC-C FIRST16MR/H",null,8019]
[7746898,"OENOVIAPAC-C FIRST16MR/EM",null,8019]
[7746899,"OENOVIAPAC-C FIRST16TR/HT",null,8465]
[7746920,"OENOVIAPAC-C FIRST16TR/ET",null,8465]
[]
["COMPOSANTS OEnoviaPac-C First"]
[7656794,"AWHP 4.5 MR","EH616",1963]
[7668016,"AWHP 6 MR-3","EH672",2366]
[7609926,"AWHP 8 MR-2 ","EH381",3170]
[7609927,"AWHP 11 MR-2 ","EH382",4335]
[7609928,"AWHP 11 TR-2 ","EH383",4666]
[7609929,"AWHP 16 MR-2 ","EH384",5476]
[7609930,"AWHP 16 TR-2 ","EH385",5922]
[7683551,"MHC /H 4-8","EH740",2162]
[7683552,"MHC /H 11-16 ","EH744",2543]
[7683548,"MHC /EM 4-8 ","EH740",2162]
[7683549,"MHC /EM 11-16 ","EH741",2543]
[7683550,"MHC /ET 11-16 ","EH742",2543]
[100015480,"RACCORD D'ADAPTATION FRIGO POUR 4 kW ET 6 kW","EH146",64]
[]
["OPTIONS OEnoviaPac-C First"]
[100011222,"SUPPORT MURALE & PLOTS ANTIVIBRATILES POUR  ROE-II AWHP 6-8","EH95",181]
[100018409,"SUPPORT MURAL AWHP 11à 27 kW","EH250",181]
[7694974,"SUPPORT AU SOL CAOUTCHOUC 600MM","EH879",119]
[100012533,"SUPPORT POSE AU SOL AWHP","EH112",48]
[100015476,"LIAISON FRIGORIFIQUE PE 1/2\" 1/4\" - LG 10 m","EH142",255]
[100012535,"LIAISON FRIGORIFIQUE PE 5/8'' 3/8'' - LG 5m","EH114",255]
[100012536,"LIAISON FRIGORIFIQUE PE 5/8'' 3/8'' - LG 10m","EH115",456]
[100012537,"LIAISON FRIGORIFIQUE PE 5/8'' 3/8'' - LG 20m","EH116",823]
[100008841,"BALLON TAMPON 80L B 80 T","EH85",572]
[100004415,"BALLON TAMPON 160L B 150 T","EH60",857]
[88017904,"THERMOSTAT AMBIANCE PROGRAMMABLE (FILAIRE)","AD191",176]
[88017010,"THERMOSTAT D'AMBIANCE PROGRAMMABLE (SANS FILS)","AD192",308]
[100015468,"KIT RAC HYDRAULIQUE PAC - BALLON ECS","EH149",109]
[7622063,"PREPARATEUR MIXTE OBEPB 300 POUR PAC","ER616",2247]
[100018187,"PREPARATEUR VERTICAL OBLC 150","EC614",1252]
[100018188,"PREPARATEUR VERTICAL OBLC 200","EC615",1437]
[100018189,"PREPARATEUR VERTICAL OBLC 300","EC616",1767]
[88017017,"SONDE DEPART v3v","AD199",85]
[7746197,"BOUTEILLE DE DECOUPLAGE 25L"," HK147",362]
[7746242,"SOUPAPE DIFFERENTIELLE ","HK150",59]
[7746307,"KIT HYDRAULIQUE 2ND CIRCUIT V3V EXTERNE","HK152",440]
[7685541,"VANNE D'INVERSION CHAUFFAGE-SANITAIRE+SONDE ECS ","EH784",358]
[7624902,"KIT CABLAGE PLANCHER CHAUFFANT DIRECT","HA255",40]
[7691374,"THERMOSTAT AMBIANCE OETROSMART (R-BUS)","AD323",207]
[100019114,"KIT SONDE HYGRO RAFRAICHISSEMENT","HK27",233]
[7636899,"KIT SILENCIEUX MODULE EXTERIEUR","EH572",66]
[7683828,"KIT CARTE REGULATION 2ND CIRCUIT","EH783",120]
[7622433,"KIT SONDE CONDENSATION (0-10V)","HZ64",420]
[]
[]
[]
[7746921,"OENOVIAPAC-C SLIM 4.5 MR/EM",null,6229]
[7746922,"OENOVIAPAC-C SLIM 6 MR/EM",null,6632]
[7746923,"OENOVIAPAC-C SLIM 8 MR/EM",null,7372]
[7746924,"OENOVIAPAC-C SLIM 11 MR/EM",null,8918]
[7746925,"OENOVIAPAC-C SLIM 11 TR/ET",null,9249]
[7746926,"OENOVIAPAC-C SLIM 16 MR/EM",null,10059]
[7746927,"OENOVIAPAC-C SLIM 16 TR/ET",null,10505]
[]
["COMPOSANTS OEnoviaPac-C Slim"]
[7656794,"AWHP 4.5 MR-4","EH616",1963]
[7668016,"AWHP 6 MR-3","EH672",2366]
[7609926,"AWHP 8 MR-2","EH381",3170]
[7609927,"AWHP 11 MR-2","EH382",4335]
[7609928,"AWHP 11 TR-2","EH383",4666]
[7609929,"AWHP 16 MR-2","EH384",5476]
[7609930,"AWHP 16 TR-2","EH385",5922]
[7683548,"MHC /EM 4-8 ","EH740",2162]
[7683549,"MHC /EM 11-16 ","EH741",2543]
[7683550,"MHC /ET 11-16 ","EH742",2543]
[7666419,"BALLON ALEZIO ","ER841",1286]
[7670250,"KIT HYDRAULIQUE","EH722",754]
[100015480,"RACCORD D'ADAPTATION FRIGO POUR 4 kW ET 6 kW","EH146",64]
[]
["OPTIONS OEnoviaPac-C Slim "]
[7680473,"KIT FLEXIBLES FRIGORIFIQUE ","EH725",285]
[100011222,"SUPPORT MURALE & PLOTS ANTIVIBRATILES POUR  ROE-II AWHP 6-8","EH95",181]
[100018409,"SUPPORT MURAL AWHP 11à 27 kW","EH250",181]
[7694974,"SUPPORT AU SOL CAOUTCHOUC 600MM","EH879",119]
[100012533,"SUPPORT POSE AU SOL AWHP","EH112",48]
[100015476,"LIAISON FRIGORIFIQUE PE 1/2\" 1/4\" - LG 10 m","EH142",255]
[100012535,"LIAISON FRIGORIFIQUE PE 5/8'' 3/8'' - LG 5m","EH114",255]
[100012536,"LIAISON FRIGORIFIQUE PE 5/8'' 3/8'' - LG 10m","EH115",456]
[100012537,"LIAISON FRIGORIFIQUE PE 5/8'' 3/8'' - LG 20m","EH116",823]
[100008841,"BALLON TAMPON 80L B 80 T","EH85",572]
[100004415,"BALLON TAMPON 160L B 150 T","EH60",857]
[88017017,"SONDE DEPART v3v","AD199",85]
[88017904,"THERMOSTAT AMBIANCE PROGRAMMABLE (FILAIRE)","AD191",176]
[88017010,"THERMOSTAT D'AMBIANCE PROGRAMMABLE (SANS FILS)","AD192",308]
[7746197,"BOUTEILLE DE DECOUPLAGE 25L"," HK147",362]
[7746242,"SOUPAPE DIFFERENTIELLE ","HK150",59]
[7746307,"KIT HYDRAULIQUE 2ND CIRCUIT V3V EXTERNE","HK152",440]
[7624902,"KIT CABLAGE PLANCHER CHAUFFANT DIRECT","HA255",40]
[7691374,"THERMOSTAT AMBIANCE OETROSMART (R-BUS)","AD323",207]
[100019114,"KIT SONDE HYGRO RAFRAICHISSEMENT","HK27",233]
[7636899,"KIT SILENCIEUX MODULE EXTERIEUR","EH572",66]
[7683828,"KIT CARTE REGULATION 2ND CIRCUIT","EH783",120]
[7622433,"KIT SONDE CONDENSATION (0-10V)","HZ64",420]
[]
[]
[]
[7693006,"PAC-C COLONNE-CONF 4.5MR/EM",null,6165]
[7693008,"PAC-C COLONNE-CONF 6MR/EM",null,6568]
[7693010,"PAC-C COLONNE-CONF 8MR/EM",null,7308]
[7693012,"PAC-C COLONNE-CONF 11MR/EM",null,9371]
[7693014,"PAC-C COLONNE-CONF 11TR/ET",null,9702]
[7693017,"PAC-C COLONNE-CONF 16MR/EM",null,10512]
[7693019,"PAC-C COLONNE-CONF 16TR/ET",null,10958]
[]
[7692998,"PAC-C COLONNE-CONF 4.5MR/H",null,6054]
[7693007,"PAC-C COLONNE-CONF 6MR/H",null,6457]
[7693009,"PAC-C COLONNE-CONF 8MR/H",null,7197]
[7693011,"PAC-C COLONNE-CONF 11MR/H",null,9259]
[7693013,"PAC-C COLONNE-CONF 11TR/HT",null,9590]
[7693016,"PAC-C COLONNE-CONF 16MR/H",null,10400]
[7693018,"PAC-C COLONNE-CONF 16TR/HT",null,10846]
[]
["COMPOSANTS OEnoviaPac-C Colonne"]
[7744888,"MHC-V200/H 4-8 ","HK102",4027]
[7744889,"MHC-V200/E 4-8 ","HK103",4138]
[7744890,"MHC-V200/H 11-16 ","HK104",4924]
[7744891,"MHC-V200/E 11-16 ","HK105",5036]
[100015480,"RACCORD D'ADAPTATION FRIGO POUR 4 kW ET 6 kW","EH146",64]
[7656794,"AWHP 4.5 MR-4","EH616",1963]
[7668016,"AWHP 6 MR-3","EH672",2366]
[7609926,"AWHP 8 MR-2 ","EH381",3170]
[7609927,"AWHP 11 MR-2 ","EH382",4335]
[7609928,"AWHP 11 TR-2 ","EH383",4666]
[7609929,"AWHP 16 MR-2","EH384",5476]
[7609930,"AWHP 16 TR-2","EH385",5922]
[]
["OPTIONS OEnoviaPac-C Colonne"]
[7657050,"KIT 2nd CIRCUIT AVEC V3V ET POMPE","EH858",614]
[7689751,"KIT CARTE DE REGULATION 2nd CIRCUIT (VERSION B)","EH862",113]
[7677244,"KIT ISOLATION MODE CLIMATISATION","EH859",103]
[7687189,"KIT POMPE DE RELEVAGE","EH860",158]
[7694974,"SUPPORT AU SOL CAOUTCHOUC 600MM","EH879",119]
[100008841,"BALLON TAMPON 80L B 80 T","EH85",572]
[100004415,"BALLON TAMPON 160L B 150 T","EH60",857]
[100011222,"SUPPORT MURALE & PLOTS ANTIVIBRATILES POUR  ROE-II AWHP 6-8","EH95",181]
[100018409,"SUPPORT MURAL AWHP 11à 27 kW","EH250",181]
[100012533,"SUPPORT POSE AU SOL AWHP","EH112",48]
[100015476,"LIAISON FRIGORIFIQUE PE 1/2\" 1/4\" - LG 10 m","EH142",255]
[100012535,"LIAISON FRIGORIFIQUE PE 5/8'' 3/8'' - LG 5m","EH114",255]
[100012536,"LIAISON FRIGORIFIQUE PE 5/8'' 3/8'' - LG 10m","EH115",456]
[100012537,"LIAISON FRIGORIFIQUE PE 5/8'' 3/8'' - LG 20m","EH116",823]
[7624902,"KIT CABLAGE PLANCHER CHAUFFANT DIRECT","HA255",40]
[88017904,"THERMOSTAT AMBIANCE PROGRAMMABLE (FILAIRE)","AD191",176]
[88017010,"THERMOSTAT D'AMBIANCE PROGRAMMABLE (SANS FILS)","AD192",308]
[7691374,"THERMOSTAT AMBIANCE OETROSMART (R-BUS)","AD323",207]
[100019114,"KIT SONDE HYGRO RAFRAICHISSEMENT","HK27",233]
[7636899,"KIT SILENCIEUX MODULE EXTERIEUR","EH572",66]
[7622433,"KIT SONDE CONDENSATION (0-10V)","HZ64",420]
[88017017,"SONDE DEPART v3v","AD199",85]
[7726775,"KIT FLEXIBLES FRIGO L2300 ","EH978",365]
[7746197,"BOUTEILLE DE DECOUPLAGE 25L"," HK147",362]
[7746242,"SOUPAPE DIFFERENTIELLE ","HK150",59]
[7746307,"KIT HYDRAULIQUE 2ND CIRCUIT V3V EXTERNE","HK152",440]
[7746412,"DOSSERET DE RACCORDEMENT V200 DROIT 1 CIRCUIT","HK154",580]
[7746415,"DOSSERET DE RACCORDEMENT V200 DROIT 2 CIRCUITS","HK155",680]
[7746417,"DOSSERET DE RACCORDEMENT V200 GAUCHE 1 CIRCUIT","HK156",580]
[7746419,"DOSSERET DE RACCORDEMENT V200 GAUCHE 2 CIRCUITS","HK157",680]
[]
[]
[]
[7670787,"OENOVIAPAC-2 CONF 4.5 MR-2/H",null,5352]
[7670833,"OENOVIAPAC-2 CONF 4.5 MR-2/EM",null,5859]
[7609996,"OENOVIAPAC-2 CONFORT 6 MR-2/H",null,5755]
[7609997,"OENOVIAPAC-2 CONFORT 6 MR-2/EM",null,6262]
[7609998,"OENOVIAPAC-2 CONFORT 8 MR-2/H",null,6495]
[7609999,"OENOVIAPAC-2 CONFORT 8 MR-2/EM",null,7002]
[7610000,"OENOVIAPAC-2 CONFORT 11 MR-2/H",null,8053]
[7610001,"OENOVIAPAC-2 CONFORT 11 MR-2/EM",null,8607]
[7610002,"OENOVIAPAC-2 CONFORT 11 TR-2/H",null,8384]
[7610003,"OENOVIAPAC-2 CONFORT 11 TR-2/ET",null,8938]
[7610004,"OENOVIAPAC-2 CONFORT 16 MR-2/H",null,9194]
[7610005,"OENOVIAPAC-2 CONFORT 16 MR-2/EM",null,9748]
[7610006,"OENOVIAPAC-2 CONFORT 16 TR-2/H",null,9640]
[7610007,"OENOVIAPAC-2 CONFORT 16 TR-2/ET",null,10194]
[7610008,"OENOVIAPAC-2 CONFORT 22 TR-2/H",null,12082]
[7610009,"OENOVIAPAC-2 CONFORT 22 TR-2/ET",null,12821]
[7610010,"OENOVIAPAC-2 CONFORT 27 TR-2/H",null,13416]
[7610011,"OENOVIAPAC-2 CONFORT 27 TR-2/ET",null,14155]
[]
["COMPOSANTS OEnoviaPac Confort"]
[7656794,"AWHP 4.5 MR-4","EH616",1963]
[7668016,"AWHP 6 MR-3","EH672",2366]
[7609926,"AWHP 8 MR-2 ","EH381",3170]
[7609927,"AWHP 11 MR-2 ","EH382",4335]
[7609928,"AWHP 11 TR-2 ","EH383",4666]
[7609929,"AWHP 16 MR-2 ","EH384",5476]
[7609930,"AWHP 16 TR-2","EH385",5922]
[7655104,"AWHP 22 TR","EH614",7118]
[7655105,"AWHP 27 TR","EH615",8491]
[7609940,"MHR-IN-2/H 4-8 OE-TRO ","EH392",3325]
[7609941,"MHR-IN-2/H 11-16 OE-TRO ","EH393",3718]
[7609942,"MHR-IN-2/E 4-8 OE-TRO ","EH394",3832]
[7609943,"MHR-IN-2/E 11-16 OE-TRO ","EH395",4272]
[7609944,"MHR-IN-2/H 22-27 OE-TRO ","EH396",4925]
[7609945,"MHR-IN-2/E 22-27 OE-TRO ","EH397",5664]
[100015480,"RACCORD D'ADAPTATION FRIGO POUR 4 kW ET 6 kW","EH146",64]
[100018428,"RACCORD D'ADAPTATION FRIGO POUR 22 kW","HK26",39]
[]
["OPTIONS OEnoviaPac Confort"]
[100011222,"SUPPORT MURALE & PLOTS ANTIVIBRATILES POUR  ROE-II AWHP 6-8","EH95",181]
[100018409,"SUPPORT MURAL AWHP 11à 27 kW","EH250",181]
[100012533,"SUPPORT POSE AU SOL AWHP","EH112",48]
[7694974,"SUPPORT AU SOL CAOUTCHOUC 600MM","EH879",119]
[100012535,"LIAISON FRIGORIFIQUE PE 5/8'' 3/8'' - LG 5m","EH114",255]
[100012536,"LIAISON FRIGORIFIQUE PE 5/8'' 3/8'' - LG 10m","EH115",456]
[100012537,"LIAISON FRIGORIFIQUE PE 5/8'' 3/8'' - LG 20m","EH116",823]
[100015476,"LIAISON FRIGORIFIQUE PE 1/2\" 1/4\" - LG 10 m","EH142",255]
[100018410,"KIT ISOLATION MODE FROID MIT-IN iSYSTEM","HK24",297]
[100018411,"KIT ISOLATION MODE FROID KIT VANNE 3 VOIES (CIRCUIT B)","HK25",168]
[100008841,"BALLON TAMPON 80L B 80 T","EH85",572]
[100020045,"KIT FILTRE FERNOX TF1","EH896",288]
[100003301,"KIT CABLAGE PLANCHER CHAUFFANT DIRECT","HA249",42]
[100017830,"KIT VANNE 3 VOIES (CIRCUIT B)","HK21",732]
[100017832,"KIT TUBULURES 2 CIRCUITS","HK22",156]
[100020164,"COLLECTEUR 2/3 CIRCUITS ","EA140",382]
[100020165,"CONSOLE MUR COLLECTEUR ","EA141",48]
[100020166,"CONSOLE MUR 1 MODULE ","EA142",129]
[100020167,"CIRCUIT DIRECT P.ELEC CLASSE A  ","EA143",720]
[100020168,"CIRCUIT V3V P.ELEC","EA144",1023]
[100020294,"KIT COMPTAGE D'ENERGIE","HK29",209]
[89557009,"KIT DE TRANSFORMATION G/R 3/4 '' ET 1 ''","BH84",35]
[7625589,"KIT SILENCIEUX ","EH559",92]
[7746242,"SOUPAPE DIFFERENTIELLE","HK150",59]
[]
["OPTIONS REGULATIONS OEnoviaPac Confort"]
[100013304,"COLIS OPTION V3V OE-TRONIC 4","AD249",170]
[100013305,"SONDE SYSTÈME ECS","AD250",49]
[100013306,"SONDE EXTERIEURE RADIO ","AD251",82]
[100013307,"MODULE CHAUDIERE RADIO (EMETTEUR)","AD252",132]
[100013477,"COMMANDE A DISTANCE RS 400","AD257",190]
[100013472,"CDE A DISTANCE RADIO RS 400R     ","AD255",256]
[88017851,"CABLE DE LIAISON BUS LG 12 M","AD134",118]
[88017017,"SONDE DEPART v3v","AD199",85]
[100002803,"COMMANDE A DISTANCE SIMPLIFIEE AD208","AD208",112]
[100000030,"COLIS OPTION SONDE ECS","AD212",53]
[100019114,"KIT SONDE HYGRO RAFRAICHISSEMENT","HK27",233]
[]
["PREPARATION ECS"]
[7622063,"PREPARATEUR MIXTE OBEPB 300 POUR PAC","ER616",2247]
[100017833,"VANNE D'INVERSION CHAUFFAGE-SANITAIRE","HK23",217]
[100015468,"KIT RAC HYDRAULIQUE PAC - BALLON ECS","EH149",109]
[]
[]
[]
[7746635,"OENOVIAPAC-C MB  6 MR/H",null,8400]
[7746636,"OENOVIAPAC-C MB  6 MR/E",null,8800]
[7746637,"OENOVIAPAC-C MB  8 MR/H",null,8850]
[7746638,"OENOVIAPAC-C MB  8 MR/E",null,9250]
[7746661,"OENOVIAPAC-C MB  11 MR/H",null,9400]
[7746662,"OENOVIAPAC-C MB  11 MR/E",null,9800]
[]
["COMPOSANTS OEnoviaPac-C MB"]
[7698863,"MONO AWHP 6 MR","HK73",5300]
[7728383,"MONO AWHP 8 MR","HK74",5750]
[7728385,"MONO AWHP 11 MR","HK76",6300]
[7746075,"MHC-MB/H","HK90",3100]
[7746122,"MHC-MB/E","HK91",3500]
[]
["OPTIONS OEnoviaPac-C MB"]
[100012533,"SUPPORT POSE AU SOL AWHP","EH112",48]
[7694974,"SUPPORT AU SOL CAOUTCHOUC 600MM","EH879",119]
[100001369,"KIT LIAISON HYDRAULIQUE 1M ","EH19",48]
[7682396,"KIT ISOLATION MODE CLIMATISATION ","EH811",101]
[100018411,"KIT ISOLATION MODE FROID KIT VANNE 3 VOIES (CIRCUIT B)","HK25",168]
[100017830,"KIT VANNE 3 VOIES (CIRCUIT B)","HK21",732]
[100017832,"KIT TUBULURES 2 CIRCUITS","HK22",156]
[7684175,"VANNE D'INVERSION CHAUFFAGE-SANITAIRE","EH812",134]
[100015468,"KIT RAC HYDRAULIQUE PAC - BALLON ECS","EH149",109]
[100020164,"COLLECTEUR 2/3 CIRCUITS","EA140",382]
[100020167,"CIRCUIT DIRECT P.ELEC HEE","EA143",720]
[100020168,"CIRCUIT V3V P.ELEC HEE","EA144",1023]
[100020165,"CONSOLE MUR COLLECTEUR","EA141",48]
[100020166,"CONSOLE MUR 1 MODULE","EA142",129]
[100020045,"KIT FILTRE FERNOX TF1","EH896",288]
[7681480,"KIT DOSSERET REMPLISSAGE AUTOMATIQUE","EH726",256]
[7746242,"SOUPAPE DIFFERENTIELLE","HK150",59]
[100008841,"BALLON TAMPON 80L B 80 T","EH85",572]
[100004415,"BALLON TAMPON 160L B 150 T","EH60",857]
[]
["OPTIONS REGULATIONS OEnoviaPac-C MB"]
[100013304,"COLIS OPTION V3V OE-TRONIC 4","AD249",170]
[88017017,"SONDE DEPART v3v","AD199",85]
[7708345,"KIT DE RACCORDEMENT ELEC. APPOINT ECS","EH904",43]
[7624902,"KIT CABLAGE PLANCHER CHAUFFANT DIRECT","HA255",40]
[7688755,"KIT SILENCIEUX MODULE EXT. MIT","EH829",77]
[100000030,"COLIS OPTION SONDE ECS","AD212",53]
[100019114,"KIT SONDE HYGRO RAFRAICHISSEMENT","HK27",233]
[7622433,"KIT SONDE CONDENSATION (0-10V)","HZ64",420]
[7691374,"THERMOSTAT AMBIANCE OETROSMART (R-BUS)","AD323",207]
[88017904,"THERMOSTAT AMBIANCE PROGRAMMABLE (FILAIRE)","AD191",176]
[88017010,"THERMOSTAT D'AMBIANCE PROGRAMMABLE (SANS FILS)","AD192",308]
[]
["PREPARATEURS INDEPENDANTS/OPTIONS ECS"]
[100019196,"PREPARATEUR VERTICAL OBPB 150","EC624",1536]
[100019197,"PREPARATEUR VERTICAL OBPB 200","EC625",1707]
[100019198,"PREPARATEUR VERTICAL OBPB 300","EC626",2176]
[7622063,"PREPARATEUR MIXTE OBEPB 300 POUR PAC","ER616",2247]
[100009229,"VANNE 3 VOIES D'INVERSION POUR ECS AVEC KIT CABLAGE","EH84",366]
[100000030,"COLIS OPTION SONDE ECS","AD212",53]
[89757753,"ANODE ACI CORREX UP BALLON > 300 LITRES","AJ39",428]
[]
[]
[]
[]
[]
[7617624,"OEnoviaPAC-GS 5 MR","HZ38",7530]
[7617626,"OEnoviaPAC-GS 5 TR","HZ39",7530]
[7618122,"OEnoviaPAC-GS 9 MR","HZ40",8329]
[7618123,"OEnoviaPAC-GS 9 TR","HZ41",8329]
[7618124,"OEnoviaPAC-GS 12 MR","HZ42",8968]
[7615884,"OEnoviaPAC-GS 12 TR","HZ43",8968]
[7618125,"OEnoviaPAC-GS 15 TR","HZ44",9630]
[7618126,"OEnoviaPAC-GS 19 TR","HZ45",10405]
[7618127,"OEnoviaPAC-GS 27 TR","HZ46",12220]
[]
[]
[]
[7638403,"OEnoviaPAC-GS 5 MR/B200GHL",null,9824]
[7638404,"OEnoviaPAC-GS 5 MR/V200GHL",null,9700]
[7638405,"OEnoviaPAC-GS 5 TR/B200GHL",null,9824]
[7638406,"OEnoviaPAC-GS 5 TR/V200GHL",null,9700]
[7638407,"OEnoviaPAC-GS 9 MR/B200GHL",null,10623]
[7638408,"OEnoviaPAC-GS 9 MR/V200GHL",null,10499]
[7638409,"OEnoviaPAC-GS 9 TR/B200GHL",null,10623]
[7638410,"OEnoviaPAC-GS 9 TR/V200GHL",null,10499]
[7638411,"OEnoviaPAC-GS 12 MR/B200GHL",null,11262]
[7638412,"OEnoviaPAC-GS 12 MR/V200GHL",null,11138]
[7638413,"OEnoviaPAC-GS 12 TR/B200GHL",null,11262]
[7638414,"OEnoviaPAC-GS 12 TR/V200GHL",null,11138]
[7638415,"OEnoviaPAC-GS 15 TR/B200GHL",null,11924]
[7638416,"OEnoviaPAC-GS 15 TR/V200GHL",null,11800]
[]
["COMPOSANTS"]
[7617624,"OEnoviaPAC-GS 5 MR","HZ38",7530]
[7617626,"OEnoviaPAC-GS 5 TR","HZ39",7530]
[7618122,"OEnoviaPAC-GS 9 MR","HZ40",8329]
[7618123,"OEnoviaPAC-GS 9 TR","HZ41",8329]
[7618124,"OEnoviaPAC-GS 12 MR","HZ42",8968]
[7615884,"OEnoviaPAC-GS 12 TR","HZ43",8968]
[7618125,"OEnoviaPAC-GS 15 TR","HZ44",9630]
[7613947,"BALLON 200 GHL","ER600",1997]
[7611489,"KIT DE LIAISON PAC-BALLON B200","ER611",297]
[7611488,"KIT DE LIAISON PAC-BALLON V200","ER610",173]
[]
[]
[]
[7638417,"OEnoviaPAC-GS 5 MR/B200GSHL",null,10098]
[7638418,"OEnoviaPAC-GS 5 MR/V200GSHL",null,9974]
[7638419,"OEnoviaPAC-GS 5 TR/B200GSHL",null,10098]
[7638420,"OEnoviaPAC-GS 5 TR/V200GSHL",null,9974]
[7638421,"OEnoviaPAC-GS 9 MR/B200GSHL",null,10897]
[7638422,"OEnoviaPAC-GS 9 MR/V200GSHL",null,10773]
[7638423,"OEnoviaPAC-GS 9 TR/B200GSHL",null,10897]
[7638424,"OEnoviaPAC-GS 9 TR/V200GSHL",null,10773]
[7638425,"OEnoviaPAC-GS 12 MR/B200GSHL",null,11536]
[7638426,"OEnoviaPAC-GS 12 MR/V200GSHL",null,11412]
[7638427,"OEnoviaPAC-GS 12 TR/B200GSHL",null,11536]
[7638428,"OEnoviaPAC-GS 12 TR/V200GSHL",null,11412]
[7638429,"OEnoviaPAC-GS 15 TR/B200GSHL",null,12198]
[7638430,"OEnoviaPAC-GS 15 TR/V200GSHL",null,12074]
[]
["COMPOSANTS"]
[7617624,"OEnoviaPAC-GS 5 MR","HZ38",7530]
[7617626,"OEnoviaPAC-GS 5 TR","HZ39",7530]
[7618122,"OEnoviaPAC-GS 9 MR","HZ40",8329]
[7618123,"OEnoviaPAC-GS 9 TR","HZ41",8329]
[7618124,"OEnoviaPAC-GS 12 MR","HZ42",8968]
[7615884,"OEnoviaPAC-GS 12 TR","HZ43",8968]
[7618125,"OEnoviaPAC-GS 15 TR","HZ44",9630]
[7607389,"BALLON 200 GSHL","ER601",2271]
[7611489,"KIT DE LIAISON PAC-BALLON B200","ER611",297]
[7611488,"KIT DE LIAISON PAC-BALLON V200","ER610",173]
[]
["OPTIONS OEnoviaPac-GS"]
[7616429,"VANNE INVERSION + SONDE ECS GSHP 19 – 27 kW ","HZ17",466]
[100004417,"FILTRE 400UM + VANNE D'ISOLEMENT 1''","EH61",115]
[7616680,"KIT APPOINT ELECTRIQUE 9 kW GSHP 05 à 15 kW","HZ20",718]
[7616643,"KIT APPOINT ELECTRIQUE 9 kW GSHP 19 - 27 kW","HZ19",776]
[7618061,"KIT ECHANGEUR DE BARRAGE GSHP 05 – 09 kW","HZ24",1050]
[7618063,"KIT ECHANGEUR DE BARRAGE GSHP 12 – 15 kW","HZ26",1277]
[7618065,"KIT ECHANGEUR DE BARRAGE GSHP 19 – 27 kW","HZ28",1666]
[7622431,"KIT CABLAGE THERMOSTAT DE SECURITE PCBT","HZ29",82]
[7622062,"KIT POMPE WILO PARA 25/1-8 pour GSHP 19","HZ63",731]
[7610411,"KIT CIRCUIT PLANCHER CHAUFFANT ","ER604",798]
[7620436,"KIT ISOLATION MODE FROID","ER581",200]
[7610412,"KIT CIRCUIT RADIATEUR","ER605",525]
[7610667,"KIT DE RACCORDEMENT BALLON TAMPON - GSHP","ER606",217]
[7607396,"COLIS BALLON TAMPON GSHP 200L","ER602",981]
[100020164,"COLLECTEUR 2/3 CIRCUITS ","EA140",382]
[100020165,"CONSOLE MUR COLLECTEUR ","EA141",48]
[100020166,"CONSOLE MUR 1 MODULE ","EA142",129]
[100020167,"CIRCUIT DIRECT P.ELEC CLASSE A  ","EA143",720]
[100020168,"CIRCUIT V3V P.ELEC","EA144",1023]
[89557009,"KIT DE TRANSFORMATION G/R 3/4 '' ET 1 ''","BH84",35]
[7746242,"SOUPAPE DIFFERENTIELLE","HK150",59]
[100020045,"KIT FILTRE FERNOX TF1","EH896",288]
[]
["OPTIONS REGULATIONS"]
[100013304,"COLIS OPTION V3V OE-TRONIC 4","AD249",170]
[100013305,"SONDE SYSTÈME ECS","AD250",49]
[100013306,"SONDE EXTERIEURE RADIO ","AD251",82]
[100013307,"MODULE CHAUDIERE RADIO (EMETTEUR)","AD252",132]
[100013477,"COMMANDE A DISTANCE RS 400","AD257",190]
[100013472," CDE A DISTANCE RADIO RS 400R     ","AD255",256]
[88017851,"CABLE DE LIAISON BUS LG 12 M","AD134",118]
[88017017,"SONDE DEPART v3v","AD199",85]
[100002803,"COMMANDE A DISTANCE SIMPLIFIEE AD208","AD208",112]
[100000030,"COLIS OPTION SONDE ECS","AD212",53]
[100020294,"KIT COMPTAGE D'ENERGIE","HK29",209]
[100019114,"KIT SONDE HYGRO RAFRAICHISSEMENT","HK27",233]
[]
[]
[]
[]
[]
[7670836,"AWHP 4.5 MR-GSCR 15 HYB V200",null,8423]
[7670838,"AWHP 4.5 MR-GSCR 15 HYB B200",null,8537]
[7642833,"AWHP 6 MR-GSCR 15 HYBRID V200",null,8826]
[7642834,"AWHP 6 MR-GSCR 15 HYBRID B200",null,8940]
[7642835,"AWHP 8 MR-GSCR 15 HYBRID V200",null,9566]
[7642836,"AWHP 8 MR-GSCR 15 HYBRID B200",null,9680]
[7642837,"AWHP 11 MR-GSCR 15 HYBRID V200",null,11037]
[7642839,"AWHP 11 MR-GSCR 15 HYBRIDE B200",null,11151]
[7642840,"AWHP 11 TR-GSCR 15 HYBRID V200",null,11368]
[7642841,"AWHP 11 TR-GSCR 15 HYBRID B200",null,11482]
[7642842,"AWHP 16 MR-GSCR 15 HYBRID V200",null,12178]
[7642843,"AWHP 16 MR-GSCR 15 HYBRID B200",null,12292]
[7642844,"AWHP 16 TR-GSCR 15 HYBRID V200",null,12624]
[7642845,"AWHP 16 TR-GSCR 15 HYBRID B200",null,12738]
[7642846,"AWHHP 6 MR-GSCR 25 HYBRID V200",null,9010]
[7642847,"AWHP 6 MR-GSCR 25 HYBRID B200",null,9124]
[7642848,"AWHP 8 MR-GSCR 25 HYBRID V200",null,9750]
[7642849,"AWHP 8 MR-GSCR 25 HYBRID B200",null,9864]
[7642850,"AWHP 11 MR-GSCR 25 HYBRID V200",null,11221]
[7642851,"AWHP 11 MR-GSCR 25 HYBRID B200",null,11335]
[7642852,"AWHP 11 TR-GSCR 25 HYBRID V200",null,11552]
[7642853,"AWHP 11 TR-GSCR 25 HYBRID B200",null,11666]
[7642854,"AWHP 16 MR-GSCR 25 HYBRID V200",null,12362]
[7642855,"AWHP 16 MR-GSCR 25 HYBRID B200",null,12476]
[7642856,"AWHP 16 TR-GSCR 25 HYBRID V200",null,12808]
[7642857,"AWHP 16 TR-GSCR 25 HYBRID B200",null,12922]
[7642858,"AWHP 8 MR-GSCR 35 HYBRID V200",null,10104]
[7642859,"AWHP 8 MR-GSCR 35 HYBRID B200",null,10218]
[7642860,"AWHP 11 MR-GSCR 35 HYBRID V200",null,11575]
[7642861,"AWHP 11 MR-GSCR 35 HYBRID B200",null,11689]
[7642862,"AWHP 11 TR-GSCR 35 HYBRID V200",null,11906]
[7642863,"AWHP 11 TR-GSCR 35 HYBRID B200",null,12020]
[7642864,"AWHP 16 MR-GSCR 35 HYBRID V200",null,12716]
[7642865,"AWHP 16 MR-GSCR 35 HYBRID B200",null,12830]
[7642866,"AWHP 16 TR-GSCR 35 HYBRID V200",null,13162]
[7642867,"AWHP 16 TR-GSCR 35 HYBRID B200",null,13276]
[]
["COMPOSANTS OEnoviaGaz-Hybrid"]
[100017756,"GSCR 15","JA21",3622]
[100017757,"GSCR 25","JA22",3806]
[100017758,"GSCR 35","JA23",4160]
[7656794,"AWHP 4.5 MR-4","EH616",1963]
[7668016,"AWHP 6 MR-3","EH672",2366]
[7609926,"AWHP 8 MR-2","EH381",3170]
[7609927,"AWHP 11 MR-2","EH382",4335]
[7609928,"AWHP 11 TR-2","EH383",4666]
[7609929,"AWHP 16 MR-2","EH384",5476]
[7609930,"AWHP 16 TR-2","EH385",5922]
[100015480,"RACCORD D'ADAPTATION FRIGO POUR 4 kW ET 6 kW","EH146",64]
[7623217,"BALLON 200 CSL HYBRID 4-8","EH509",2649]
[7623229,"BALLON 200 CSL HYBRID 11-16","EH513",2955]
[7621386,"KIT DE MONTAGE BALLON VERSION V","EH524",125]
[7621387,"KIT DE MONTAGE BALLON VERSION B","EH525",239]
[]
["OPTIONS OEnoviaGaz-Hybrid"]
[100011222,"SUPPORT FIXATION MURALE & PLOTS ANTIVIBRATILES POUR ROE-II 6 à 10 - AWHP","EH95",181]
[100018409,"SUPPORT MURAL AWHP 11à 27 kW","EH250",181]
[100012533,"SUPPORT POSE AU SOL AWHP","EH112",48]
[7694974,"SUPPORT AU SOL CAOUTCHOUC 600MM","EH879",119]
[100012535,"LIAISON FRIGORIFIQUE PE 5/8'' 3/8'' - LG 5m","EH114",255]
[100012536,"LIAISON FRIGORIFIQUE PE 5/8'' 3/8'' - LG 10m","EH115",456]
[100012537,"LIAISON FRIGORIFIQUE PE 5/8'' 3/8'' - LG 20m","EH116",823]
[100015476,"LIAISON FRIGORIFIQUE PE 1/2\" 1/4\" - LG 10 m","EH142",255]
[100008841,"BALLON TAMPON 80L B 80 T","EH85",572]
[100004415,"COLIS BALLON TAMPON 160L","EH60",857]
[7624902,"KIT CABLAGE PLANCHER CHAUFFANT DIRECT","HA255",40]
[7619010,"KIT VANNE 3 VOIES","EH528",631]
[7622641,"KIT FAISCEAU GFS V3V","EH529",58]
[7626737,"KIT ISOLATION MODE CLIMATISATION","EH567",229]
[7636899,"KIT SILENCIEUX MODULE EXTERIEUR","EH572",66]
[7746242,"SOUPAPE DIFFERENTIELLE","HK150",59]
[]
["OPTIONS REGULATION OEnoviaGaz-Hybrid"]
[100013304,"COLIS OPTION V3V OE-TRONIC 4","AD249",170]
[100013305,"SONDE SYSTÈME ECS","AD250",49]
[100013306,"SONDE EXTERIEURE RADIO DIEMATIC iSystem","AD251",82]
[100013307,"MODULE CHAUDIERE RADIO DIEMATIC iSystem","AD252",132]
[100013477,"COMMANDE A DISTANCE RS 400","AD257",190]
[100013472,"CDE A DISTANCE RADIO RS 400R     ","AD255",256]
[88017017,"SONDE DEPART v3v","AD199",85]
[100002803,"COMMANDE A DISTANCE SIMPLIFIEE AD208","AD208",112]
[7622433,"KIT SONDE CONDENSATION (0-10V)","HZ64",420]
[100019114,"KIT SONDE HYGRO RAFRAICHISSEMENT","HK27",233]
[]
[]
[]
[null,"Avec chaudière fioul basse température - OFSB 22/29"]
[7749810,"AWHP 4.5MR-OFSB 22 HYB V200",null,9338]
[7749811,"AWHP 6MR-OFSB 22 HYBRID V200",null,9741]
[7749812,"AWHP 8MR-OFSB 22 HYBRID V200",null,10481]
[7749813,"AWHP 11MR-OFSB 22 HYBRID V200",null,11951]
[7749814,"AWHP 11TR-OFSB 22 HYBRID V200",null,12282]
[7749815,"AWHP 16MR-OFSB 22 HYBRID V200",null,13092]
[7749816,"AWHP 16TR-OFSB 22 HYBRID V200",null,13538]
[7749817,"AWHP 8MR-OFSB 29 HYBRID V200",null,10653]
[7749818,"AWHP 11MR-OFSB 29 HYBRID V200",null,12123]
[7749819,"AWHP 11TR-OFSB 29 HYBRID V200",null,12454]
[7749820,"AWHP 16MR-OFSB 29 HYBRID V200",null,13264]
[7749821,"AWHP 16TR-OFSB 29 HYBRID V200",null,13710]
[]
["COMPOSANTS"]
[7736433,"OFSB 22","MY767",4115]
[7736434,"OFSB 29","MY768",4287]
[7616272,"KIT EQUIPEMENT HYDRAULIQUE","MY404",536]
[7656794,"AWHP 4.5 MR-4","EH616",1963]
[7668016,"AWHP 6 MR-3","EH672",2366]
[7609926,"AWHP 8 MR-2 ","EH381",3170]
[7609927,"AWHP 11 MR-2 ","EH382",4335]
[7609928,"AWHP 11 TR-2 ","EH383",4666]
[7609929,"AWHP 16 MR-2 ","EH384",5476]
[7609930,"AWHP 16 TR-2 ","EH385",5922]
[100015480,"RACCORD D'ADAPTATION FRIGO POUR 4 kW ET 6 kW","EH146",64]
[7623191,"BALLON 200 PSL HYBRIDE 4-8","EH501",2535]
[7623204,"BALLON 200 PSL HYBRIDE 11-16","EH505",2840]
[7621386,"KIT DE MONTAGE BALLON VERSION V","EH524",125]
[]
[]
[]
[null,"Avec chaudière fioul à condensation - OFSC 24/32"]
[7749822,"AWHP 6MR-OFSC 24 HYBRID V200",null,10865]
[7749823,"AWHP 8MR-OFSC 24 HYBRID V200",null,11605]
[7749824,"AWHP 11MR-OFSC 24 HYBRID V200",null,13075]
[7749825,"AWHP 11TR-OFSC 24 HYBRID V200",null,13406]
[7749826,"AWHP 16MR-OFSC 24 HYBRID V200",null,14216]
[7749827,"AWHP 16TR-OFSC 24 HYBRID V200",null,14662]
[7749828,"AWHP 8MR-OFSC 32 HYBRID V200",null,12207]
[7749829,"AWHP 11MR-OFSC 32 HYBRID V200",null,13372]
[7749830,"AWHP 11TR-OFSC 32 HYBRID V200",null,14008]
[7749831,"AWHP 16MR-OFSC 32 HYBRID V200",null,14818]
[7749832,"AWHP 16TR-OFSC 32 HYBRID V200",null,15264]
[]
["COMPOSANTS OEcOil-Hybrid OFSC"]
[7736424,"OFSC 24 ","MY762",5239]
[7736432,"OFSC 32 ","MY764",5841]
[7616272,"KIT EQUIPEMENT HYDRAULIQUE","MY404",536]
[7656794,"AWHP 4.5 MR-4","EH616",1963]
[7668016,"AWHP 6 MR-3","EH672",2366]
[7609926,"AWHP 8 MR-2 ","EH381",3170]
[7609927,"AWHP 11 MR-2 ","EH382",4335]
[7609928,"AWHP 11 TR-2 ","EH383",4666]
[7609929,"AWHP 16 MR-2 ","EH384",5476]
[7609930,"AWHP 16 TR-2 ","EH385",5922]
[100015480,"RACCORD D'ADAPTATION FRIGO POUR 4 kW ET 6 kW","EH146",64]
[7623191,"BALLON 200 PSL HYBRIDE 4-8","EH501",2535]
[7623204,"BALLON 200 PSL HYBRIDE 11-16","EH505",2840]
[7621386,"KIT DE MONTAGE BALLON VERSION V","EH524",125]
[]
["OPTIONS OEcOil-Hybrid OFSC/OFSB"]
[100007638,"TERMINAL HORIZONTAL  Ø 80/125","FM183",108]
[100002732,"TERMINAL VERTICAL PPS Ø 80/125 MM NOIR","DY843",167]
[84887531,"COUDE A 87° ALU/PPS  Ø 80/125 MM","DY131",54]
[81998533,"TERMINAL HORIZONTAL STANDARD","DB90",249]
[81998534,"TERMINAL VERTICAL NOIR","DB91",221]
[81998539,"COUDE A 90 °","DB96",122]
[7621387,"KIT DE MONTAGE BALLON VERSION B","EH525",239]
[]
["OPTIONS REGULATION OEcOil-Hybrid OFSC/OFSB"]
[7689751,"KIT CARTE DE REGULATION 2nd CIRCUIT (VERSION B)","EH862",113]
[88017904,"THERMOSTAT AMBIANCE PROGRAMMABLE (FILAIRE)","AD191",176]
[88017010,"THERMOSTAT D'AMBIANCE PROGRAMMABLE (SANS FILS)","AD192",308]
[7624902,"KIT CABLAGE PLANCHER CHAUFFANT DIRECT","HA255",40]
[100019114,"KIT SONDE HYGRO RAFRAICHISSEMENT","HK27",233]
[7622433,"KIT SONDE CONDENSATION (0-10V)","HZ64",420]
[88017017,"SONDE DEPART v3v","AD199",85]
[7684433,"OETROSMART OT ","AD320",269]
[]
["ACCESSOIRES PAC OEcOil-Hybrid OFSC/OFSB"]
[100011222,"SUPPORT MURALE & PLOTS ANTIVIBRATILES POUR  ROE-II AWHP 6-8","EH95",181]
[100018409,"SUPPORT MURAL AWHP 11à 27 kW","EH250",181]
[7694974,"SUPPORT AU SOL CAOUTCHOUC 600MM","EH879",119]
[100012533,"SUPPORT POSE AU SOL AWHP","EH112",48]
[100015476,"LIAISON FRIGORIFIQUE PE 1/2\" 1/4\" - LG 10 m","EH142",255]
[100012535,"LIAISON FRIGORIFIQUE PE 5/8'' 3/8'' - LG 5m","EH114",255]
[100012536,"LIAISON FRIGORIFIQUE PE 5/8'' 3/8'' - LG 10m","EH115",456]
[100012537,"LIAISON FRIGORIFIQUE PE 5/8'' 3/8'' - LG 20m","EH116",823]
[100008841,"BALLON TAMPON 80L B 80 T","EH85",572]
[100004415,"BALLON TAMPON 160L B 150 T","EH60",857]
[7619010,"KIT VANNE 3 VOIES","EH528",631]
[7626737,"KIT ISOLATION MODE FROID","EH567",229]
[7636899,"KIT SILENCIEUX MODULE EXTERIEUR","EH572",66]
[7621387,"KIT DE MONTAGE BALLON VERSION B","EH525",239]
[7746242,"SOUPAPE DIFFERENTIELLE","HK150",59]
[7746197,"BOUTEILLE DE DECOUPLAGE 25L","HK147",362]
[7742057,"KIT FF OFSB 22/29","MY921",449]
[7744610,"KIT FF 24-32+ ","MY923",90]
[]
[]
[]
[]
[]
[7751107,"UNITE MONO MURALE EMMO 20",null,1281]
[7751108,"UNITE MONO MURALE EMMO 25",null,1388]
[7751109,"UNITE MONO MURALE EMMO 35",null,1671]
[]
["COMPOSANTS OE'Clim MONOSPLIT"]
[null,"UNITES INTERIEURES MURALES"]
[7751118,"UMO 20","HK128",522]
[7751119,"UMO 25","HK129",568]
[7751140,"UMO 35","HK130",625]
[null,"UNITES EXTERIEURES MONOSPLIT"]
[7751187,"MSMOE 20","HK191",759]
[7751188,"MSMOE 25","HK192",820]
[7751189,"MSMOE 35","HK193",1046]
[]
["COMPOSANTS OE'Clim MULTISPLIT"]
[null,"UNITES EXTERIEURES MULTISPLIT"]
[7751205,"MSOE 40-2","HK210",1845]
[7751206,"MSOE50-2","HK211",2278]
[7751207,"MSOE 60-3","HK212",3023]
[7751208,"MSOE 80-3","HK213",3330]
[]
[null,"UNITES INTERIEURES MULTISPLIT"]
[7751118,"UMO 20","HK128",522]
[7751119,"UMO 25","HK129",568]
[7751140,"UMO 35","HK130",625]
[]
["OPTIONS OE'Clim"]
[7627741,"TUBE CU ISOLE 1/4 3/8 L5M","EH569",144]
[7627742,"TUBE CU ISOLE 1/4 3/8 L10M","EH570",250]
[7629725,"TUBE CU ISOLE 1/4 3/8 L20","EH589",369]
[7758899,"Kit WIFI unité murale","HK219",150]
[100011222,"SUPPORT MURALE & PLOTS ANTIVIBRATILES POUR  ROE-II AWHP 6-8","EH95",181]
[100012533,"SUPPORT POSE AU SOL AWHP","EH112",48]
[7694974,"SUPPORT AU SOL CAOUTCHOUC 600MM","EH879",119]
[]
[]
[]
[]
[]
[100013409,"CER 8M",null,2996]
[100013450,"CER 12M",null,3086]
[100013452,"CER 12TR",null,3274]
[]
["OPTIONS CER"]
[100013456,"SONDE EXTERIEURE CER","JE7",82]
[100003690,"SONDE PT 1000 CER SUR CABLE SILICONE (sonde départ V3V)","EC171",68]
[100013562,"RELAIS STATIQUE SIP 8A/230 V (2 pces)","JE8",28]
[100020073,"THERMOSTAT SIMPLIFIE CER T87 OPEN THERM FILAIRE","JE5",172]
[100020074,"THERMOSTAT SIMPLIFIE CER Y87 OPEN THERM RADIO FREQUENCE","JE6",467]
[100020075,"THERMOSTAT PROGRAMMABLE CER 850-2 OPEN THERM FILAIRE","JE4",480]
[]
[100013563,"PRESSE ETOUPE COMPLET M25",null,6]
["COMPOSANTS CER"]
[100013568,"PRESSE ETOUPE M25",null,3]
[100013569,"ECROU POUR PRESSE ETOUPE M25",null,3]
[]
[100013564,"PRESSE ETOUPE COMPLET M16",null,4]
["COMPOSANTS CER"]
[100013570,"PRESSE ETOUPE M16",null,2]
[100013571,"ECROU POUR PRESSE ETOUPE M16",null,2]
[]
[100013565,"PRESSE ETOUPE COMPLET M12",null,4]
["COMPOSANTS CER"]
[100013572,"PRESSE ETOUPE M12",null,2]
[100013573,"ECROU POUR PRESSE ETOUPE M12",null,2]
[]
["OPTIONS"]
[7616233,"MODULE HYDRAULIQUE COMPACT POUR 2 CIRCUITS","MT12",1884]
[100020164,"COLLECTEUR 2/3 CIRCUITS ","EA140",382]
[100020165,"CONSOLE MUR COLLECTEUR ","EA141",48]
[100020166,"CONSOLE MUR 1 MODULE ","EA142",129]
[100020167,"CIRCUIT DIRECT P.ELEC CLASSE A  ","EA143",720]
[100020168,"CIRCUIT V3V P.ELEC","EA144",1023]
[100016432,"VASE D'EXPANSION 18 L","MV4",93]
[7627079,"KIT DE SECURITE POUR  FS./FSB./FSC-2","MY427",144]
[100020169,"MODULE HYDR COMPACT 2 CIRCUITS HEE","EA145",1281]
[]
[]
[]
[]
[]
[7219377,"CAPTEUR SOLAIRE  INISOL DH 200 SL","ER719",750]
[]
[]
[]
[7652623,"PACK TOIT 1 DH 200 SL- 2m² CROCHET UNIVERSEL TUILES MECANIQUES","ER771",1176]
[7652638,"PACK TOIT 2 DH 200 SL- 4m² CROCHET UNIVERSEL TUILES MECANIQUES","ER772",1960]
[7652640,"PACK TOIT 3 DH 200 SL- 6m² CROCHET UNIVERSEL TUILES MECANIQUES","ER773",3035]
[7652652,"PACK TOIT 1 DH 200 SL- 2m² SUR TOITURE ARDOISES","ER774",1176]
[7652653,"PACK TOIT 2 DH 200 SL- 4m² SUR TOITURE ARDOISES","ER775",1960]
[7652654,"PACK TOIT 3 DH 200 SL- 6m² SUR TOITURE ARDOISES","ER776",3035]
[7652656,"PACK TOIT 1 DH 200 SL- 2m² MONTAGE VERTICAL SUR TERRASSE ","ER777",1255]
[7652657,"PACK TOIT 2 DH 200 SL- 4m² MONTAGE VERTICAL SUR TERRASSE ","ER778",2093]
[7652658,"PACK TOIT 3 DH 200 SL- 6m² MONTAGE VERTICAL SUR TERRASSE ","ER779",3270]
[]
["ACCESSOIRES DE RACCORDEMENT HYDRAULIQUE"]
[null,"Pour système auto vidangeable"]
[7222026,"KIT RACCORDS BICONE 2 CAPTEURS SL ","ER720",123]
[7222029,"SET 2 RACCORDS BI CONES EXTENSION  SL","ER721",28]
[100016508,"KIT  FLEXIBLES CIRCUIT SOLAIRE CHAMP CAPTEURS","ER247",84]
[]
["DISPOSITIF DE MONTAGE EN TERRASSE (OU AU SOL)"]
[7217045,"KIT PROFILES A KLIPPER (LONG)  POUR 1 CAPTEUR VERTICAL","ER732",89]
[7217038,"2 SUPPORTS SL MONTAGE VERTICAL 1 CAPTEUR","ER658",215]
[7217039,"1 SUPPORT SL VERTICAL POUR EXTENSION 1 CAPTEUR ","ER659",100]
[]
["FERRURES D'ANCRAGE POUR MONTAGE SUR TOITURE"]
[89807311,"4 CROCHETS ALU UNIVERSEL POUR TUILES MÉCANIQUES","EG311",108]
[89807312,"6 CROCHETS ALU UNIVERSEL POUR TUILES MÉCANIQUES","EG312",155]
[89807313,"4 FERRURES D'ANCRAGE INOX POUR MONTAGE SUR TUILES MÉCANIQUES","EG313",106]
[89807314,"6 FERRURES D'ANCRAGE INOX POUR MONTAGE SUR TUILES MÉCANIQUES","EG314",152]
[89807315,"4 FERRURES D'ANCRAGE INOX POUR MONTAGE SUR TUILES PLATES","EG315",106]
[89807316,"6 FERRURES D'ANCRAGE INOX POUR MONTAGE SUR TUILES PLATES","EG316",152]
[100015314,"4 FERRURES D'ANCRAGE INOX POUR MONTAGE SUR TUILES CANAL","ER136",105]
[100015315,"6 FERRURES D'ANCRAGE INOX POUR MONTAGE SUR TUILES CANAL","ER137",155]
[89807317,"4 FERRURES D'ANCRAGE INOX POUR MONTAGE SUR TOIT ETERNIT","EG317",108]
[89807318,"6 FERRURES D'ANCRAGE INOX POUR MONTAGE SUR TOIT ETERNIT","EG318",155]
[89807319,"4 FERRURES D'ANCRAGE INOX POUR MONTAGE SUR TOIT D'ARDOISES","EG319",106]
[89807320,"6 FERRURES D'ANCRAGE INOX POUR MONTAGE SUR TOIT D'ARDOISES","EG320",152]
[89807782,"KIT TIRE-FONDS POUR MONTAGE 2 CAPTEURS","EG94",272]
[89807783,"KIT TIRE-FONDS POUR MONTAGE 3 CAPTEURS","EG95",340]
[]
["FLUIDE CALOPORTEUR"]
[89807794,"FLUIDE CALOPORTEUR TYPE L (-21°C) 20 LITRES. ","EG101",85]
[100017611,"FLUIDE CALOPORTEUR HAUTE PREFORMANCE BIO (-26°C) 20 LITRES","ER316",147]
[89807792,"FLUIDE CALOPORTEUR HAUTE PREFORMANCE TYPE LS (-26°C) 20 LITRES","EG100",169]
[89807710,"CONCENTRE TYPE L, 10 LITRES","EG11",109]
[]
[]
[]
[100019332,"CAPTEUR SOLAIRE D230","ER405",856]
[]
[]
[]
["PACKS TOIT"]
[100019693,"PACK TOIT 1 D230- 2m² CROCHET UNIVERSEL TUILES MECANIQUES","ER430",1313]
[100019694,"PACK TOIT 1 D230- 2m² SUR TOITURE ARDOISES","ER431",1313]
[100019695,"PACK TOIT 2 D230- 5m² CROCHET UNIVERSEL TUILES MECANIQUES","ER432",2169]
[100019696,"PACK TOIT 2 D230- 5m² SUR TOITURE ARDOISES","ER433",2169]
[100019697,"PACK TOIT 2 D230- 5m² SUR CHEVRON TUILES MECANIQUES","ER434",2169]
[100019698,"PACK TOIT 3 D230- 7m² CROCHET UNIVERSEL TUILES MECANIQUES","ER435",3401]
[100019699,"PACK TOIT 3 D230- 7m² SUR TOITURE ARDOISES","ER436",3401]
[100019700,"PACK TOIT 3 D230- 7m² SUR CHEVRON TUILES MECANIQUES","ER437",3401]
[100019701,"PACK TOIT 4 D230- 9m² CROCHET UNIVERSEL TUILES MECANIQUES","ER438",4507]
[100019702,"PACK TOIT 4 D230- 9m² SUR TOITURE ARDOISES","ER439",4507]
[100019703,"PACK TOIT 4 D230- 9m² SUR CHEVRON TUILES MECANIQUES","ER440",4507]
[]
[]
[]
[7615855,"PACK TOIT 1 D 230- 2m² INTEGRE V 22° TUILE MECANIQUE","ER620",1542]
[7615859,"PACK TOIT 2 D 230- 5m² INTEGRE V 22° TUILE MECANIQUE","ER621",2624]
[7615861,"PACK TOIT 3 D 230- 7m² INTEGRE V 22° TUILE MECANIQUE","ER622",3994]
[7615863,"PACK TOIT 4 D 230- 9m² INTEGRE V 22° TUILE MECANIQUE","ER623",5113]
[7615864,"PACK TOIT 1 D 230- 2m² INTEGRE V 17° TUILE CANAL","ER624",1632]
[7615866,"PACK TOIT 2 D 230- 5m² INTEGRE V 17° TUILE CANAL","ER625",2795]
[7615868,"PACK TOIT 3 D 230- 7m² INTEGRE V 17° TUILE CANAL","ER626",4164]
[7615869,"PACK TOIT 4 D 230- 9m² INTEGRE V 17° TUILE CANAL","ER627",5191]
[]
["ACCESSOIRES DE RACCORDEMENT HYDRAULIQUE"]
[100019333,"KIT RACCORDEMENT HYDRAULIQUE CHAMPS DE CAPTEURS D230","ER406",147]
[100019334,"KIT DE LIAISON HYDRAULIQUE ENTRE 2 CAPTEURS D230","ER407",43]
[]
["DISPOSITIF DE MONTAGE"]
[7503818,"KIT INTEGRATION BASE V 22°  1 CAPTEUR D 230 TUILES MECANIQUES","ER628",582]
[7503820,"KIT INTEGRATION BASE V 22°  2 CAPTEURS D 230 TUILES MECANIQUES","ER629",814]
[7503819,"KIT EXTENSION INTEGRATION V 22° 1 CAPTEUR D 230 TUILES MECANIQUES","ER630",350]
[7212871,"KIT INTEGRATION BASE V 17°  1 CAPTEUR D 230 TUILES CANAL","ER631",755]
[7212878,"KIT INTEGRATION BASE V 17°  2 CAPTEURS D 230 TUILES CANAL","ER632",1221]
[7212874,"KIT EXTENSION INTEGRATION V 17°  1 CAPTEUR D 230 TUILES CANAL","ER633",466]
[]
["SYSTEMES POUR CHARGE EN VENT ET NEIGE STANDARD"]
[7217038,"2 SUPPORTS SL MONTAGE VERTICAL 1 CAPTEUR","ER658",215]
[7217039,"1 SUPPORT SL MTGE VERTICAL POUR EXTENSION 1 CAPTEUR","ER659",100]
[7217048,"KIT PROFILES 45 2,5M2 HZ ","ER662",108]
[7217044,"KIT PROFILES 45 MTGE VT ","ER664",87]
[7217041,"2 SUPPORTS SL HL MONTAGE HORIZONTAL 1 CAPTEUR","ER656",171]
[7217042,"1 SUPPORT SL HL HORIZONTAL POUR EXTENSION 1 CAPTEUR","ER657",86]
[]
["FERRURES D'ANCRAGE POUR MONTAGE SUR TOITURE"]
[89807311,"4 CROCHETS ALU UNIVERSEL POUR TUILES MÉCANIQUES","EG311",108]
[89807312,"6 CROCHETS ALU UNIVERSEL POUR TUILES MÉCANIQUES","EG312",155]
[89807313,"4 CROCHETS INOX SUR CHEVRON À TUILES MÉCANIQUES","EG313",106]
[89807314,"6 FERRURES D'ANCRAGE INOX POUR MONTAGE SUR TUILES MÉCANIQUES","EG314",152]
[89807315,"4 FERRURES D'ANCRAGE INOX POUR MONTAGE SUR TUILES PLATES","EG315",106]
[89807316,"6 FERRURES D'ANCRAGE INOX POUR MONTAGE SUR TUILES PLATES","EG316",152]
[100015314,"4 FERRURES D'ANCRAGE INOX POUR MONTAGE SUR TUILES CANAL","ER136",105]
[100015315,"6 FERRURES D'ANCRAGE INOX POUR MONTAGE SUR TUILES CANAL","ER137",155]
[89807317,"4 CROCHETS INOX POUR TOITURE À TUILES CANALS / ÉTERNIT","EG317",108]
[89807318,"6 CROCHETS INOX POUR TOITURE À TUILES CANALS / ÉTERNIT","EG318",155]
[89807319,"4 FERRURES D'ANCRAGE INOX POUR MONTAGE SUR TOIT D'ARDOISES","EG319",106]
[89807320,"6 FERRURES D'ANCRAGE INOX POUR MONTAGE SUR TOIT D'ARDOISES","EG320",152]
[89807782,"KIT TIRE-FONDS POUR MONTAGE 2 CAPTEURS/TUILES CANAL","EG94",272]
[89807783,"KIT TIRE-FONDS POUR MONTAGE 3 CAPTEURS/TUILES CANAL","EG95",340]
[]
[]
[]
[100016502,"CAPTEUR PLAN MONTAGE VERTICAL PRO C250 V","ER240",874]
[100016503,"CAPTEUR PLAN MONTAGE HORIZONTAL PRO C250 H","ER241",900]
[]
["ACCESSOIRES POUR RACCORDEMENTS HYDRAULIQUES DES PANNEAUX SOLAIRES SUN C 250 "]
["RACCORDEMENT DES CAPTEURS EN MONTAGE VERTICAL JUXTAPOSES OU HORIZONTAL SUPERPOSES"]
[100016506,"KIT DE RACCORDEMENT CHAMP DE CAPTEURS","ER245",131]
[100016507,"KIT DE LIAISON HYDRAULIQUE ENTRE CAPTEURS","ER246",44]
[100016508,"KIT 2 FLEXIBLES CIRCUIT SOLAIRE CHAMP CAPTEURS","ER247",84]
[]
["ELEMENTS DE POSE SUR TOIT OU EN TERRASSE"]
["MONTAGE JUXTAPOSES SUPERPOSES SUR TOITURE OU SUPPORTS TERRASSE STANDARD"]
[7217044,"KIT PROFILES 45 MTGE VT ","ER664",87]
[7217048,"KIT PROFILES 45 2,5M2 HZ ","ER662",108]
[7503269,"KIT NOQUETS POUR TUILES PLATES ET ARDOISES","ER558",141]
[100016509,"2 SUPPORTS HL AVEC CROIX  MONTAGE VERTICAL 1 C250 SANS PROFILES","ER250",342]
[100016510,"1 SUPPORT HL VERTICAL POUR EXTENSION 1 C250 ","ER251",176]
[100016511,"2 SUPPORTS HL AVEC CROIX  MONTAGE HORIZONTAL 1 C250 SANS PROFILES","ER252",280]
[100016512,"1 SUPPORT HL HORIZONTAL POUR EXTENSION 1 C250 ","ER253",159]
[7217038,"2 SUPPORTS SL MONTAGE VERTICAL 1 CAPTEUR","ER658",215]
[7217039,"1 SUPPORT SL MTGE VERTICAL POUR EXTENSION 1 CAPTEUR","ER659",100]
[7217041,"2 SUPPORTS SL HL MONTAGE HORIZONTAL 1 CAPTEUR","ER656",171]
[7217042,"1 SUPPORT SL HL HORIZONTAL POUR EXTENSION 1 CAPTEUR","ER657",86]
[]
["FERRURES D'ANCRAGE POUR MONTAGE SUR TOITURE"]
[89807311,"4 FERRURES D'ANCRAGE ALU POUR MONTAGE SUR TUILES MÉCANIQUES","EG311",108]
[89807312,"6 FERRURES D'ANCRAGE ALU POUR MONTAGE SUR TUILES MÉCANIQUES","EG312",155]
[89807313,"4 FERRURES D'ANCRAGE INOX POUR MONTAGE SUR TUILES MÉCANIQUES","EG313",106]
[89807314,"6 FERRURES D'ANCRAGE INOX POUR MONTAGE SUR TUILES MÉCANIQUES","EG314",152]
[89807315,"4 FERRURES D'ANCRAGE INOX POUR MONTAGE SUR TUILES PLATES","EG315",106]
[89807316,"6 FERRURES D'ANCRAGE INOX POUR MONTAGE SUR TUILES PLATES","EG316",152]
[100015314,"4 FERRURES D'ANCRAGE INOX POUR MONTAGE SUR TUILES CANAL","ER136",105]
[100015315,"6 FERRURES D'ANCRAGE INOX POUR MONTAGE SUR TUILES CANAL","ER137",155]
[89807317,"4 FERRURES D'ANCRAGE INOX POUR MONTAGE SUR TOIT ETERNIT","EG317",108]
[89807318,"6 FERRURES D'ANCRAGE INOX POUR MONTAGE SUR TOIT ETERNIT","EG318",155]
[89807319,"4 FERRURES D'ANCRAGE INOX POUR MONTAGE SUR TOIT D'ARDOISES","EG319",106]
[89807320,"6 FERRURES D'ANCRAGE INOX POUR MONTAGE SUR TOIT D'ARDOISES","EG320",152]
[89807782,"KIT TIRE-FONDS POUR MONTAGE 2 CAPTEURS","EG94",272]
[89807783,"KIT TIRE-FONDS POUR MONTAGE 3 CAPTEURS","EG95",340]
[100016517,"4 FERRURES D'ANCRAGE ALU  A CRANS MTGE SUR CHEVRON","ER264",144]
[100016518,"2 FERRURES D'ANCRAGE ALU  A CRANS MTGE SUR CHEVRON","ER265",86]
[]
[]
[]
[7212864,"KIT DE BASE 22° D'INTEGRATION TUILE MECANIQUE 1 C250 V","ER634",604]
[7212869,"KIT DE BASE 22° D'INTEGRATION TUILE MECANIQUE 2 C250 V","ER635",872]
[7212867,"KIT EXTENSION 22° INTEGRATION TUILE MECANIQUE 1 C 250 V","ER636",361]
[7212866,"KIT DE BASE 22° D'INTEGRATION TUILE MECANIQUE 1 C250 H","ER637",640]
[7212870,"KIT DE BASE 22° D'INTEGRATION TUILE MECANIQUE 2 C250 H","ER638",1047]
[7212868,"KIT EXTENSION 22° INTEGRATION TUILE MECANIQUE C 250 H","ER639",466]
[7212872,"KIT DE BASE 17° D'INTEGRATION TUILE CANAL 1 C250 V ","ER640",791]
[7503821,"KIT DE BASE 17° D'INTEGRATION TUILE CANAL 2 C250 V ","ER641",1221]
[7212875,"KIT EXTENSION 17° INTEGRATION TUILE CANAL C 250 V ","ER642",466]
[7212873,"KIT DE BASE 17° D'INTEGRATION TUILE CANAL 1 C250 H ","ER643",884]
[7212880,"KIT DE BASE 17° D'INTEGRATION TUILE CANAL 2 C250 H ","ER644",1453]
[7212877,"KIT EXTENSION 17° INTEGRATION TUILE CANAL C 250 H","ER645",524]
[]
[]
[]
[100019143,"BALLON OBES 200","ER375",1759]
[100019144,"BALLON OBES 300","ER376",1879]
[100019145,"BALLON OBES 400","ER377",2952]
[]
[]
[]
[100019137,"BALLON OBS 200","ER362",1759]
[100019138,"BALLON OBS 300","ER363",1879]
[100019139,"BALLON OBS 400","ER364",2952]
[]
[]
[]
[7606302,"BALLON OBS 150N ","ER337",928]
[]
["OPTIONS"]
[7624853,"STATION SOLAIRE SKP 7-8","ER655",490]
[7630415,"STATION SOLAIRE DKSC 6-8 MSB","ER711",525]
[100020297,"DUO TUBE DN10 ","ER319",395]
[100020297,"DUO TUBE DN10 ","ER319",395]
[100020290,"KIT TUBULURES COURTES POUR MONTAGE DKS 6 MSB SUR BSL 150N","ER286",120]
[100019427,"VASE D'EXPANSION  18 L","EG117",107]
[89807238,"KIT D'ACCROCHAGE POUR VASE D'EXPANSION ","EC118",66]
[7630421,"REGULATION OETROSOL-AEL","ER708",320]
[100019425,"MITIGEUR THERMOSTATIQUE","EC60",154]
[100019322,"KIT DE RACCORDEMENT EAU FROIDE","ER404",123]
[89807000,"TWIN TUBES CU DN15 10 METRES","EG106",513]
[89807794,"FLUIDE CALOPORTEUR \"L\" 20L. MELANGE 40/60 ","EG101",85]
[]
[]
[]
[100019529,"PREPARATEUR SOLAIRE OBS 200 N","ER424",989]
[100019522,"PREPARATEUR SOLAIRE OBS 300 N","ER425",1001]
[100019526,"PREPARATEUR SOLAIRE OBS 400 N","ER426",2146]
[7680638,"PREPARATEUR OBS 501 N","ER884",2504]
[]
["OPTIONS "]
[7630417,"STATION SOLAIRE DKSL 6-8 MSB E","ER710",617]
[7624853,"STATION SOLAIRE SKP 7-8","ER655",490]
[100019423,"COLIS EQUIPEMENT SOLAIRE ER414","ER414",147]
[7630421,"REGULATION OETROSOL-AEL","ER708",320]
[7630422,"REGULATION OETROSOL-PLUS","ER709",285]
[100010652,"KIT OECOPROTEC PROTECTION ACI SUR OETRONIC","EC431",134]
[100019425,"MITIGEUR THERMOSTATIQUE MMF1\" ","EC60",154]
[100019322,"KIT DE RACCORDEMENT EAU FROIDE","ER404",123]
[100019163,"R. ELECTRIQUE 1,5 kW AVEC SONDE","ER392",246]
[100019165,"R. ELECTRIQUE 3 kW AVEC SONDE","ER394",246]
[100019166,"R. ELECTRIQUE 1,5 kW THERMOSTATIQUE","ER395",306]
[100019167,"R. ELECTRIQUE 2,3 kW THERMOSTATIQUE","ER396",306]
[100019168,"R. ELECTRIQUE 3 kW AVEC THERMOSTAT","ER397",306]
[7619964,"STATION SOLAIRE SKS 13-45","ER665",741]
[89804803,"VANNE 3 VOIES 3/4\" POUR 2 CIRCUITS","EC164",260]
[100019427,"VASE D'EXPANSION  18 L","EG117",107]
[100019428,"VASE D'EXPANSION  25 L","EG118",123]
[89807794,"FLUIDE CALOPORTEUR \"L\" 20L. MELANGE 40/60 ","EG101",85]
[]
[]
[]
[7651950,"OECOSUN BASIC 400 (QUADRO)",null,4829]
[7651951,"OECOSUN BASIC 700 (QUADRO)",null,5445]
[]
["COMPOSANTS"]
[7650888,"CUVE QUADRO 400 ET HABILLAGE E","EC67",3191]
[7650884,"CUVE QUADRO 700 ET HABILLAGE E","EC66",3807]
[7630417,"STATION SOLAIRE DKSL 6-8 MSB E","ER710",617]
[100019423,"COLIS EQUIPEMENT SOLAIRE ER414","ER414",147]
[7630422,"REGULATION OETROSOL-PLUS","ER709",285]
[100019427,"VASE D'EXPANSION SOLAIRE 18L E","EG117",107]
[89804803,"VANNE 3 VOIES 3/4\" POUR 2 CIRCUITS","EC164",260]
[100003690,"SONDE A APPLIQUE PT1000","EC171",68]
[100019425,"MITIGEUR T-STATIQ MMF1\" EC60","EC60",154]
[200023618,"DOCUMENTATION TECHNIQUE GEN ER"]
[]
["OPTIONS"]
[100020168,"CIRCUIT V3V P.ELEC","EA144",1023]
[100019322,"KIT DE RACCORDEMENT EAU FROIDE","ER404",123]
[89807767,"MITIGEUR THERMOSTATIQUE 1\"","EG78",150]
[100019165,"R. ELECTRIQUE 3 kW AVEC SONDE","ER394",246]
[]
[]
[]
[7615861,"PACK TOIT 3 D 230- 7m² INTEGRE V 22° TUILE MECANIQUE","ER622",3994]
[7615863,"PACK TOIT 4 D 230- 9m² INTEGRE V 22° TUILE MECANIQUE","ER623",5113]
[7615868,"PACK TOIT 3 D 230- 7m² INTEGRE V 17° TUILE CANAL","ER626",4164]
[7615869,"PACK TOIT 4 D 230- 9m² INTEGRE V 17° TUILE CANAL","ER627",5191]
[100019698,"PACK TOIT 3 D230- 7m² CROCHET UNIVERSEL TUILES MECANIQUES","ER435",3401]
[100019699,"PACK TOIT 3 D230- 7m² SUR TOITURE ARDOISES","ER436",3401]
[100019701,"PACK TOIT 4 D230- 9m² CROCHET UNIVERSEL TUILES MECANIQUES","ER438",4507]
[100019702,"PACK TOIT 4 D230- 9m² SUR TOITURE ARDOISES","ER439",4507]
[89807794,"FLUIDE CALOPORTEUR \"L\" 20L. MELANGE 40/60 ","EG101",85]
[]
[]
[]
[7651952,"OECOSUN BOIS 700 (QUADRO)",null,5398]
[]
["COMPOSANTS"]
[7650884,"CUVE QUADRO 700 ET HABILLAGE E","EC66",3807]
[7630417,"STATION SOLAIRE DKSL 6-8 MSB E","ER710",617]
[100019423,"COLIS EQUIPEMENT SOLAIRE ER414","ER414",147]
[100019427,"VASE D'EXPANSION SOLAIRE 18L E","EG117",107]
[7630421,"REGULATION OETROSOL-AEL","ER708",320]
[100019165,"R. ELECTRIQUE 3 kW AVEC SONDE","ER394",246]
[100019425,"MITIGEUR T-STATIQ MMF1\" EC60","EC60",154]
[200023566,"DOCUMENTATION TECHNIQUE GEN ER"]
[]
["OPTIONS"]
[100020164,"COLLECTEUR 2/3 CIRCUITS ","EA140",382]
[100020165,"CONSOLE MUR COLLECTEUR ","EA141",48]
[100020166,"CONSOLE MUR 1 MODULE ","EA142",129]
[100020167,"CIRCUIT DIRECT P.ELEC CLASSE A  ","EA143",720]
[100020168,"CIRCUIT V3V P.ELEC","EA144",1023]
[7616233,"MODULE HYDRAULIQUE COMPACT POUR 2 CIRCUITS","MT12",1884]
[100018255,"OE-TRONIC 4 MR","AD282",1177]
[88017010,"THERMOSTAT D'AMBIANCE PROGRAMMABLE (SANS FILS)","AD192",308]
[100019322,"KIT DE RACCORDEMENT EAU FROIDE","ER404",123]
[]
[]
[]
[7615861,"PACK TOIT 3 D 230- 7m² INTEGRE V 22° TUILE MECANIQUE","ER622",3994]
[7615863,"PACK TOIT 4 D 230- 9m² INTEGRE V 22° TUILE MECANIQUE","ER623",5113]
[7615868,"PACK TOIT 3 D 230- 7m² INTEGRE V 17° TUILE CANAL","ER626",4164]
[7615869,"PACK TOIT 4 D 230- 9m² INTEGRE V 17° TUILE CANAL","ER627",5191]
[100019698,"PACK TOIT 3 D230- 7m² CROCHET UNIVERSEL TUILES MECANIQUES","ER435",3401]
[100019699,"PACK TOIT 3 D230- 7m² SUR TOITURE ARDOISES","ER436",3401]
[100019701,"PACK TOIT 4 D230- 9m² CROCHET UNIVERSEL TUILES MECANIQUES","ER438",4507]
[100019702,"PACK TOIT 4 D230- 9m² SUR TOITURE ARDOISES","ER439",4507]
[89807794,"FLUIDE CALOPORTEUR \"L\" 20L. MELANGE 40/60 ","EG101",85]
[]
[]
[]
[7651949,"OECOSUN CONFORT 400 (QUADRO)",null,4660]
[7651946,"OECOSUN CONFORT 700 (QUADRO)",null,5276]
[]
["COMPOSANTS"]
[7650888,"CUVE QUADRO 400 ET HABILLAGE E","EC67",3191]
[7650884,"CUVE QUADRO 700 ET HABILLAGE E","EC66",3807]
[7630417,"STATION SOLAIRE DKSL 6-8 MSB E","ER710",617]
[100019423,"COLIS EQUIPEMENT SOLAIRE ER414","ER414",147]
[7630422,"REGULATION OETROSOL-PLUS","ER709",285]
[7630424,"KIT CABLE DE LIAISON ModBUS (3m) OETROSOL-PLUS","ER713",36]
[100019427,"VASE D'EXPANSION  18 L","EG117",107]
[100019322,"KIT DE RACCORDEMENT EAU FROIDE","ER404",123]
[100019425,"MITIGEUR THERMOSTATIQUE","EC60",154]
[200023618,"DOCUMENTATION TECHNIQUE GEN ER"]
[]
["OPTIONS"]
[100020164,"COLLECTEUR 2/3 CIRCUITS ","EA140",382]
[100020165,"CONSOLE MUR COLLECTEUR ","EA141",48]
[100020166,"CONSOLE MUR 1 MODULE ","EA142",129]
[100020167,"CIRCUIT DIRECT P.ELEC CLASSE A  ","EA143",720]
[100020168,"CIRCUIT V3V P.ELEC","EA144",1023]
[7616233,"MODULE HYDRAULIQUE COMPACT POUR 2 CIRCUITS","MT12",1884]
[100019165,"R. ELECTRIQUE 3 kW AVEC SONDE","ER394",246]
[]
[]
[]
[7615861,"PACK TOIT 3 D 230- 7m² INTEGRE V 22° TUILE MECANIQUE","ER622",3994]
[7615863,"PACK TOIT 4 D 230- 9m² INTEGRE V 22° TUILE MECANIQUE","ER623",5113]
[7615868,"PACK TOIT 3 D 230- 7m² INTEGRE V 17° TUILE CANAL","ER626",4164]
[7615869,"PACK TOIT 4 D 230- 9m² INTEGRE V 17° TUILE CANAL","ER627",5191]
[100019698,"PACK TOIT 3 D230- 7m² CROCHET UNIVERSEL TUILES MECANIQUES","ER435",3401]
[100019699,"PACK TOIT 3 D230- 7m² SUR TOITURE ARDOISES","ER436",3401]
[100019701,"PACK TOIT 4 D230- 9m² CROCHET UNIVERSEL TUILES MECANIQUES","ER438",4507]
[100019702,"PACK TOIT 4 D230- 9m² SUR TOITURE ARDOISES","ER439",4507]
[89807794,"FLUIDE CALOPORTEUR \"L\" 20L. MELANGE 40/60 ","EG101",85]
[]
[]
[]
["CUVE"]
[7650461,"BALLON PS 600","AJ59",1567]
[7650462,"BALLON PS 800 ","AJ60",1994]
[7650463,"BALLON PS 1000","AJ61",2240]
[7650464,"BALLON PS 1500","AJ62",3135]
[7650465,"BALLON PS 2000","AJ63",3695]
[7650466,"BALLON PS 2500","AJ64",4256]
[7650467,"BALLON PS 3000","AJ65",4702]
[]
["HABILLAGE RIGIDE"]
[7650489,"JAQUETTE RIGIDE 600 PS/PSE","AJ87",672]
[7650490,"JAQUETTE RIGIDE 800 PS/PSE","AJ88",694]
[7650491,"JAQUETTE RIGIDE 1000 PS/PSE ","AJ89",784]
[7650492,"JAQUETTE RIGIDE 1500 PS/PSE ","AJ90",1231]
[7650493,"JAQUETTE RIGIDE 2000 PS/PSE ","AJ91",1456]
[7650494,"JAQUETTE RIGIDE 2500 PS/PSE ","AJ92",1680]
[7650495,"JAQUETTE RIGIDE 3000 PS/PSE ","AJ93",1903]
[]
["HABILLAGE SOUPLE"]
[7650513,"JAQUETTE SOUPLE M1 600 PS/PSE ","AJ107",336]
[7650514,"JAQUETTE SOUPLE M1 800 PS/PSE ","AJ108",336]
[7650526,"JAQUETTE SOUPLE M1 1000 PS/PSE ","AJ109",448]
[7650527,"JAQUETTE SOUPLE M1 1500 PS/PSE ","AJ110",784]
[7650528,"JAQUETTE SOUPLE M1 2000 PS/PSE ","AJ111",897]
[7650529,"JAQUETTE SOUPLE M1 2500 PS/PSE ","AJ112",1008]
[7650532,"JAQUETTE SOUPLE M1 3000 PS/PSE ","AJ113",1119]
[]
["OPTIONS"]
[89757746,"THERMOMETRE","AJ32",56]
[]
[]
[]
[100005131,"BALLON SOLAIRE COMBI CHAUFFAGE + ECS DC 750-2","EC140",3536]
[]
["OPTIONS POUR PREPARATEURS SOLAIRES DC "]
[89757746,"THERMOMETRE","AJ32",56]
[89757753,"ANODE A COURANT IMPOSE","AJ39",428]
[89757750,"RESISTANCE BLINDEE 6 KW/400V A VISSER 1''1/2","AJ36",689]
[100004650,"REGULATION \"MCDB\" POUR CHARGE/DECHARGE BALLON ","EC162",296]
[7630415,"STATION SOLAIRE DKSC 6-8 MSB","ER711",525]
[7630422,"REGULATION OETROSOL-PLUS","ER709",285]
[]
[]
[]
["CUVE"]
[7650487,"BALLON B 802","AJ85",3561]
[7650488,"BALLON B1002","AJ86",4256]
["HABILLAGE "]
[7650497,"JAQUETTE RIGIDE 800 TP B/RSB","AJ95",694]
[7650499,"JAQUETTE RIGIDE 1000 TP B/RSB","AJ97",784]
[]
["OPTIONS"]
[89757750,"RESISTANCE BLINDEE 6 KW/400V A VISSER 1''1/2","AJ36",689]
[7651082,"BRIDE LATERALE 110 A EMBOUT 1_1/2","AJ163",314]
[7651078,"DOIGT DE GANT 350 MM 1/2 ","AJ162",39]
[89757746,"THERMOMETRE","AJ32",56]
[89608920,"ANODE ACI CORREX UP BALLON > 300 LITRES","AM7",583]
[]
[]
[]
[7696903,"PREPARATEUR ECSI FWS 750-2 ","EC800",5273]
[]
["OPTIONS"]
[100015099,"KIT DE BOUCLAGE ECS","ER29",195]
[89807767,"MITIGEUR THERMOSTATIQUE 1\"","EG78",150]
[89757746,"THERMOMETRE","AJ32",56]
[]
[]
[]
["CUVE"]
[7650474,"BALLON RSB 800 ","AJ72",2104]
[7650469,"BALLON RSB 1000","AJ67",2576]
[7650470,"BALLON RSB 1500","AJ68",2911]
[7650471,"BALLON RSB 2000","AJ69",3247]
[7650472,"BALLON RSB 2500","AJ70",3920]
[7650473,"BALLON RSB 3000","AJ71",4031]
[]
["HABILLAGE RIGIDE "]
[7650497,"JAQUETTE RIGIDE 800 TP B/RSB","AJ95",694]
[7650499,"JAQUETTE RIGIDE 1000 TP B/RSB","AJ97",784]
[7650502,"JAQUETTE RIGIDE 1500 TP B/RSB ","AJ99",1231]
[7650506,"JAQUETTE RIGIDE 2000 TP B/RSB ","AJ101",1456]
[7650508,"JAQUETTE RIGIDE 2500 TP B/RSB ","AJ103",1680]
[7650511,"JAQUETTE RIGIDE 3000 TP B/RSB ","AJ105",1903]
[]
["HABILLAGE SOUPLE"]
[7650534,"JAQUETTE SOUPLE M1 800 TP B/RSB ","AJ115",336]
[7650554,"JAQUETTE SOUPLE M1 1000 TP B/RSB ","AJ117",448]
[7650558,"JAQUETTE SOUPLE M1 1500 TP B/RSB ","AJ119",784]
[7650561,"JAQUETTE SOUPLE M1 2000 TP B/RSB ","AJ121",897]
[7650563,"JAQUETTE SOUPLE M1 2500 TP B/RSB ","AJ123",1008]
[7650566,"JAQUETTE SOUPLE M1 3000 TP B/RSB ","AJ125",1119]
[]
["HABILLAGE RIGIDE (CLASSEMENT AU FEU)"]
[7650583,"JAQUETTE RIGIDE M0 800 TP B/RSB","AJ141",1511]
[]
["OPTIONS"]
[7651086,"RESIST. BLIND. 9 KW 400V  DN110 ","AJ164",549]
[7651088,"RESIST.B.15KW400V DN110 SUP.800","AJ165",639]
[7651116,"RESIST.B.30KW400V DN110 SUP.800L ","AJ166",729]
[89608920,"ANODE ACI CORREX UP BALLON > 300 LITRES","AM7",583]
[89757746,"THERMOMETRE","AJ32",56]
[7651078,"DOIGT DE GANT 350 MM 1/2 ","AJ162",39]
[7651082,"BRIDE LATERALE 110 A EMBOUT 1_1/2","AJ163",314]
[]
["OPTIONS POUR PREPARATEURS DES SYSTEMES SOLAIRES CESI "]
[89807767,"MITIGEUR THERMOSTATIQUE 1\"","EG78",150]
[100007832,"RÉGULATION POMPE DE CHARGE SLA 2","EC320",229]
[89757753,"ANODE A COURANT IMPOSE","AJ39",428]
[100010652,"KIT OECOPROTEC PROTECTION ACI SUR OETRONIC","EC431",134]
[100019322,"KIT DE RACCORDEMENT EAU FROIDE","ER404",123]
[100019163,"R. ELECTRIQUE 1,5 kW AVEC SONDE","ER392",246]
[100019165,"R. ELECTRIQUE 3 kW AVEC SONDE","ER394",246]
[]
["OPTIONS POUR PREPARATEURS DES SYSTEMES SOLAIRES SSC "]
[100013447,"MODUL.HYDRAUL.CIRCUIT DIR.CLASSE A ","ER73",695]
[100013448,"MODUL.HYDRAUL.V3V CLASSE A","ER74",981]
[100013449,"MODUL.HYD.V3V THERMOSTAT CLASSE A","ER75",897]
[89807767,"MITIGEUR THERMOSTATIQUE 1\"","EG78",150]
[88017017,"SONDE DEPART v3v","AD199",85]
[100006531,"MODULE SEPARATEUR DE CIRCUITS PAC ROE/+ < 15 kW","EC300",1211]
[89757750,"RESISTANCE BLINDEE 6 KW/400V A VISSER 1''1/2","AJ36",689]
[89757753,"ANODE ACI CORREX UP BALLON > 300 LITRES","AJ39",428]
[7604939,"STATION TRANSFERT DMCDB ","ER468",1138]
[89807767,"MITIGEUR THERMOSTATIQUE 1\"","EG78",150]
[89757746,"THERMOMETRE","AJ32",56]
[89757750,"RESISTANCE BLINDEE 6 KW/400V A VISSER 1''1/2","AJ36",689]
[89608920,"ANODE ACI CORREX UP BALLON > 300 LITRES","AM7",583]
[]
["AUTRES ACCESSOIRES "]
[89807767,"MITIGEUR THERMOSTATIQUE 1\"","EG78",150]
[100019427,"VASE D'EXPANSION  18 L","EG117",107]
[100019428,"VASE D'EXPANSION  25 L","EG118",123]
[89807772,"VASE D'EXPANSION SOLAIRE 50 L","EG83",198]
[89807773,"VASE D'EXPANSION SOLAIRE 50 L","EG84",376]
[100008733,"VASE D'EXPANSION 100 l","EG120",442]
[100008735,"VASE D'EXPANSION 200 l","EG122",697]
[100008736,"VASE D'EXPANSION 300 l","EG123",1254]
[89807238,"KIT D'ACCROCHAGE POUR VASE D'EXPANSION ","EC118",66]
[89807794,"FLUIDE CALOPORTEUR \"L\" 20L. MELANGE 40/60 ","EG101",85]
[89807792,"FLUIDE CALOPORTEUR \"LS\" 20L HAUTES PREFORMANCES","EG100",169]
[100017611,"FLUIDE CALOPORTEUR HAUTE PREFORMANCE BIO (-26°C) 20 LITRES","ER316",147]
[89807770,"STATION DE REMPLISSAGE (POMPE)","EG81",1167]
[100020025,"NETTOYANT CIRCUIT SOLAIRE SOLRNET","ER318",331]
[89807769,"POMPE A MAIN POUR AJOUT DE FLUIDE","EG80",194]
[89807797,"DENSIMETRE (ANTIGEL \"L\") A CADRAN","EG102",57]
[89807798,"DENSIMETRE (AEROMETRE) FLUIDE \"L\"+\"LS\"","EG103",194]
[89807799,"REFRACTOMETRE POUR FLUIDE \"L\"+\"LS\"","EG104",406]
[100012031,"VALISE DE CONTROLE PR.INST. SOLAIRE ","ER50",559]
[89807349,"POIGNETS DE TRANSPORT ET DE MANUTENTION (4 PIECES)","EG349",158]
[100020297,"DUO TUBE DN10 ","ER319",395]
[89807000,"TWIN TUBES CU DN15 10 METRES","EG106",513]
[89807001,"TWIN TUBES CU DN15 15 METRES","EG107",786]
[89807002,"TWIN TUBES DN18 15 METRES","EG108",1026]
[7648217,"DUO FLEX DN16X15 M ","EG422",784]
[7648218,"DUO FLEX DN20X15 M ","EG423",841]
[7648219,"DUO FLEX DN20X20 M","EG424",1063]
[89807003,"JEU DE 4 COLLIERS DN15","EG109",24]
[89807004,"COLLIER SUP. DN18 4X","EG110",29]
[100000417,"JEU DE 2 RACCORDS BÎCONE DN 15","EG374",27]
[100000418,"JEU DE 2 RACCORDS BÎCONE DN 18","EG375",27]
[100000419,"JEU DE 2 RÉDUCTIONS BÎCONE 18/15","EG376",13]
[]
[]
[]
[7624853,"STATION SOLAIRE SKP 7-8","ER655",490]
[7630417,"STATION SOLAIRE DKSL 6-8 MSB ","ER710",617]
[100019423,"COLIS EQUIPEMENT SOLAIRE ER414","ER414",147]
[7630415,"STATION SOLAIRE DKSC 6-8 MSB","ER711",525]
[100020290,"KIT TUBULURES COURTES POUR MONTAGE DKS 6 MSB SUR BSL 150N","ER286",120]
[7619964,"STATION SOLAIRE SKS 13-45","ER665",741]
[89804803,"VANNE 3 VOIES 3/4\" POUR 2 CIRCUITS","EC164",260]
[]
["REGULATIONS SOLAIRES"]
[7630422,"REGULATION OETROSOL-PLUS","ER709",285]
[7630421,"REGULATION OETROSOL-AEL","ER708",320]
[7619972,"REGULATION SOL COLLECTIF SC5 ","ER672",668]
[89804803,"VANNE 3 VOIES 3/4\" POUR 2 CIRCUITS","EC164",260]
[89804816,"BOITIER PARA FOUDRE POUR SONDE PANNEAUX SOLAIRES","EC176",43]
[100003690,"SONDE A APPLIQUE PT1000","EC171",68]
[100004651,"SONDE D'IMMERSION FK Pt1000 2,5 m","EC173",68]
[100008011,"SONDE CAPTEUR  PT1000 ","EC155",64]
[100004652,"DEBIMETRE VOLUMIQUE V40 ","EC174",455]
[100014590,"RÉGULATION COMPTEUR D'ENERGIE WMZ 13530350 ","ER131",324]
[100011341,"KIT 2 VANNES/SONDE CAPT.EST-OUEST","EC432",498]
[100007832,"REGULATION POMPE DE CHARGE SLA 2","EC320",229]
[]
["ACCESSOIRES POUR INSTALLATIONS SOLAIRES COLLECTIVES"]
["STATION SOLAIRE POUR SYSTEMES AVEC PREPARATEURS OBPB/OBLC/OB 500 à 1000, OB 800 et 1000/2, PS 500 à 2500"]
[7619964,"STATION SOLAIRE SKS 13-45","ER665",741]
[7630422,"REGULATION OETROSOL-PLUS","ER709",285]
[89804803,"VANNE 3 VOIES 3/4\" POUR 2 CIRCUITS","EC164",260]
[7630423,"KIT RACCORDEMENT PMW 2e POMPE SOLAIRE OETROSOL-PLUS","ER712",57]
[7630424,"KIT CABLE DE LIAISON ModBUS (3m) OETROSOL-PLUS","ER713",36]
[7690136,"STATION SOLAIRE DB20-15","ER977",1722]
[7690137,"VASE D'EXTENSION DB 20","ER978",431]
[]
["STATION SOLAIRE / GROUPE DE TRANSFERT POUR SYSTEMES AVEC PREPARATEURS FWS OU RSB"]
[7619966,"STATION SOLAIRE STS 14-30 CME","ER667",2966]
[]
["OPTIONS POUR STATION SOLAIRE DKS 8-30"]
[7630422,"REGULATION OETROSOL-PLUS","ER709",285]
[100011341,"KIT 2 VANNES/SONDE CAPT.EST-OUEST","EC432",498]
[100004652,"DEBIMETRE VOLUMIQUE V40 ","EC174",455]
[100011341,"KIT 2 VANNES/SONDE CAPT.EST-OUEST","EC432",498]
[100017499,"MODULE REPORT DE PANNE OETROSOL AM1","ER314",197]
[89804816,"BOITIER PARA FOUDRE POUR SONDE PANNEAUX SOLAIRES","EC176",43]
[89804815,"SONDE D'IRRADIATION CS10","EC175",159]
[100008011,"SONDE CAPTEUR  PT1000 ","EC155",64]
[]
["GROUPE DE TRANSFERT STS"]
[7619967,"STATION SOLAIRE STS 14-50 CME","ER668",3422]
[7619968,"STATION SOLAIRE STS 14-100 CME","ER669",6846]
[]
["STATION DE TRANSFERT"]
[7604939,"STATION TRANSFERT DMCDB ","ER468",1138]
[100004650,"REGULATION \"MCDB\" POUR CHARGE/DECHARGE BALLON ","EC162",296]
[]
["COMPTAGE D'ENERGIE"]
[100017493,"COMPTEUR EAU FROIDE ACS 5m3/H","ER308",836]
[100017492,"COMPTEUR EAU FROIDE ACS 3,5m3/H","ER307",759]
[100017494,"COMPTEUR EAU FROIDE ACS 10m3/H","ER309",1076]
[100017495,"COMPT.FLU.CHAUD US ECHO 1.5M3","ER310",481]
[100017496,"COMPT.FLU.CHAUD US ECHO 2.5M3","ER311",533]
[100017497,"COMPT.FLU.CHAUD US ECHO 3.5M3/H ","ER312",595]
[100017498,"CENTRALE DE MESURE D'ENERGIE CME","ER313",1837]
[100013514,"DATALOGGER DL2 POUR GRS","ER55",504]
[100017498,"CENTRALE DE MESURE D'ENERGIE CME","ER313",1837]
[]
[]
[]
[]
[]
["CHAMPS DE CAPTEURS PV AVEC MICRO-ONDULEUR (montage vertical sur toiture Tuile Mécanique)"]
[7665934,"KIT PV-SYS 250 WC TM ","ER811",902]
[7665935,"KIT PV-SYS 500 WC TM ","ER812",1507]
[7665936,"KIT PV-SYS 750 WC TM ","ER813",2378]
[7665937,"KIT PV-SYS 1000 WC TM ","ER814",3147]
[]
["CHAMPS DE CAPTEURS PV AVEC MICRO-ONDULEUR (montage vertical sur toiture Ardoise)"]
[7665938,"KIT PV-SYS 250 WC AD ","ER815",902]
[7665939,"KIT PV-SYS 500 WC AD ","ER816",1507]
[7665942,"KIT PV-SYS 750 WC AD ","ER817",2378]
[7665943,"KIT PV-SYS 1000 WC AD ","ER818",3147]
[]
["CHAMPS DE CAPTEURS PV AVEC MICRO-ONDULEUR (montage vertical en INTégration de toiture)"]
[7665944,"KIT PV-SYS 250 WC INT ","ER819",1486]
[7665945,"KIT PV-SYS 500 WC INT ","ER820",2409]
[7664946,"KIT PV-SYS 750 WC INT ","ER821",3516]
[7665947,"KIT PV-SYS 1000 WC INT ","ER822",4633]
[]
["CHAMPS DE CAPTEURS PV AVEC MICRO-ONDULEUR (montage vertical sur bac ABS sur toit plat/TERrasse)"]
[7665948,"KIT PV-SYS 250 WC T","ER823",974]
[7665949,"KIT PV-SYS 500 WC T","ER824",1794]
[]
[7731443,"piece gerer au CPR semble t il !",null,30]
["MONTAGE CAPTEURS AU SOL"]
[7696577,"KIT PV-SYS 250 WC MAR/TER","ER988",820]
[7696578,"KIT PV-SYS 500 WC MAR/TER","ER989",1486]
[7703230,"KIT PROFILES 1 CAPTEUR PV","ES22",84]
[7703232,"KIT PROFILES 2 CAPTEURS PV","ES23",127]
[7217038,"2 TRIANGLES SL MTGE VT","ER658",215]
[7694121,"SUPPORTS MARQUISE 1 CAPTEUR PV ","ER984",370]
[]
["ACCESSOIRES SOLAIRE PV"]
[7665950,"BOITIER AC POUR PV ","ER825",355]
["HABILLAGE POUR MONTAGE SUR MARQUISE"]
[7694122,"KIT MARQUISE POUR UN CAPTEUR","ER985",898]
[7694123,"EXTENSION MARQUISE POUR UN CAPTEUR","ER986",633]
[7694164,"KIT HABILLAGE MARQUISE POUR UN CAPTEUR","ER987",264]
[]
[]
[]
["KITS  SYSTOVI"]
[7715325,"KIT PV AUTO-CONSOMMATION 1,2 kWc","ES10",2849]
[7715326,"KIT PV AUTO-CONSOMMATION 1,8","ES11",4069]
[7715327,"KIT PV AUTO-CONSOMMATION 2,4","ES12",5186]
[7715328,"KIT PV AUTO-CONSOMMATION 3","ES13",6457]
[]
["OPTIONS INSTALLATION CHAMPS DE CAPTEURS "]
[89807311,"4 CROCHETS ALU UNIVERSEL POUR TUILES MÉCANIQUES","EG311",108]
[7716028,"4 PINCES POUR BAC ACIER","ES38",90]
[7731443,"CABLE 2M + CONN. ONDULEUR PV",null,30]
[89807313,"4 FERRURES D'ANCRAGE INOX POUR MONTAGE SUR TUILES MÉCANIQUES","EG313",106]
[89807314,"6 FERRURES D'ANCRAGE INOX POUR MONTAGE SUR TUILES MÉCANIQUES","EG314",152]
[89807315,"4 FERRURES D'ANCRAGE INOX POUR MONTAGE SUR TUILES PLATES","EG315",106]
[89807316,"6 FERRURES D'ANCRAGE INOX POUR MONTAGE SUR TUILES PLATES","EG316",152]
[89807319,"4 FERRURES D'ANCRAGE INOX POUR MONTAGE SUR TOIT D'ARDOISES","EG319",106]
[89807320,"6 FERRURES D'ANCRAGE INOX POUR MONTAGE SUR TOIT D'ARDOISES","EG320",152]
[100015314,"4 FERRURES D'ANCRAGE INOX POUR MONTAGE SUR TUILES CANAL","ER136",105]
[7654649,"KIT 4 CROCHETS ALU 1 CAPTEUR S/T","ES24",105]
[]
[]
[]
[7729087,"BALLON OCEB PV 200","ES75",1500]
[7729090,"BALLON OCEB PV 150 ","ES71",1400]
[7745904,"KIT OETROWAT",null,700]
[89788949,"TREPIED MV STAND./CEB (version murale)",null,51]
[]
[]
[]
[]
[]
[7695828,"Ch Murale Chantier CMX 1024 Condens-2","HG158",1917]
[7695829,"Ch Murale Chantier CMX 1024 Combi-Condens-2","HG159",2141]
[7695830,"Ch Murale Chantier CMX 1030 Combi-Condens-2","HG160",2704]
[7695831,"CMX 1024 CS CONDENS-2","HG161",3174]
[]
["OPTIONS"]
["S101604","Dosseret CMX Chauffage seul ","HG113",270]
[100009394,"Dosseret CMX Combi-Condens","HG41",233]
["S101603","Dosseret MCX complet BIC ","HG114",154]
[100009336,"Kit de Remplacement","HG38",84]
[100013115,"Kit de Remplacement","HG98",84]
[100013114,"Kit de Remplacement","HG97",84]
[100014110,"Kit de Remplacement","HG99",84]
[100005628,"CADRE REHAUSSEUR","HG19",193]
[100009391,"Kit Tubulure de raccordement (Ch Seul)","HG43",103]
[100009390,"Kit Tubulure de raccordement (combi)","HG42",56]
[]
[]
[]
[7631981,"GMR 1024 CONDENS HOR-2",null,2395]
[7631983,"GMR 1024 CONDENS VER-2",null,2495]
[7631984,"GMR 1024 COMBI CONDENS HOR-2",null,2591]
[7631985,"GMR 1024 COMBI CONDENS VER-2",null,2691]
[7631986,"GMR 1030 COMBI CONDENS HOR-2",null,3118]
[7631987,"GMR 1030 COMBI CONDENS VER-2",null,3218]
[7631988,"GMR 1034 COMBI CONDENS HOR-2",null,3282]
[7631989,"GMR 1034 COMBI CONDENS VER-2",null,3382]
[]
["COMPOSANTS"]
[7625487,"GMR 1024 CONDENS -2","HG132",2270]
[7625488,"GMR 1024  COMBI CONDENS -2","HG133",2466]
[7625489,"GMR 1030 COMBI CONDENS -2","HG134",2993]
[7625490,"GMR 1034 COMBI CONDENS -2","HG135",3157]
[100008296,"TERMINAL HORIZONTAL PPS  Ø 60/100 mm LG = 800 mm","DY871",125]
["S100465","ADAPTATEUR AIR/FUMEES Ø 80/125","HR38",58]
[100002732,"TERMINAL VERTICAL PPS Ø 80/125 mm NOIR","DY843",167]
[]
[]
[]
[7631990,"GMR 1024 CONDENS HOR BM 80-2",null,3383]
[7631991,"GMR 1024 CONDENS VER BM 80-2",null,3483]
[7631992,"GMR 1024 CONDENS HOR OBUB 130-2",null,3580]
[7631993,"GMR 1024 CONDENS VER OBUB 130-2",null,3680]
[]
["COMPOSANTS"]
[7625487,"GMR 1024 CONDENS -2","HG132",2270]
[100005562,"BALLON JUXTAPOSABLE  BMR 80  ROND","EE53",822]
[100011287,"KIT DE RACCORDEMENT BMR 80","HG56",115]
[7680757,"PREPARATEUR OBUB 130 ","EE80",1051]
[100011288,"KIT DE RACCORDEMENT POUR BALLON DE 130 L","HG57",83]
[100005661,"SONDE BALLON 5M LONG NTC 12K","AD226",51]
[100008296,"TERMINAL HORIZONTAL PPS  Ø 60/100 mm LG = 800 mm","DY871",125]
["S100465","ADAPTATEUR AIR/FUMEES Ø 80/125","HR38",58]
[100002732,"TERMINAL VERTICAL PPS Ø 80/125 mm NOIR","DY843",167]
[]
[]
[]
[7631994,"GMR 1024 CS CONDENS HOR-2",null,3453]
[7631995,"GMR 1024 CS CONDENS VER-2",null,3553]
[]
["COMPOSANTS"]
[7625453,"GMR 1024  CS CONDENS-2","HG150",3328]
[100008296,"TERMINAL HORIZONTAL PPS Ø 60/100 mm LG=800 mm","DY871",125]
[84887708,"ADAPTATEUR ALU Ø 60/100 MM SUR 80/125 MM","DY708",63]
["S100465","ADAPTATEUR AIR/FUMEES Ø 80/125","HR38",58]
[100002732,"TERMINAL VERTICAL PPS Ø 80/125 mm NOIR","DY843",167]
[]
["OPTIONS"]
[100005628,"CADRE REHAUSSEUR","HG19",193]
[100009391,"KIT  TUYAUX POUR CADRE REHAUSSEUR 16/18","HG43",103]
[100014501,"DOSSERET REHAUSSE 80MM ","HG104",170]
[100005630,"CACHE TUYAUTERIE","HG21",59]
[100005637,"KIT COLLECTEUR D'ECOULEMENT","HG28",51]
[100005825,"ADAPTATEUR BI-FLUX   2x80","DY868",69]
[100011290,"DOSSERET DE MONTAGE SEPARE AVEC DISCONECTEUR POUR CHAUDIERE MIXTE (POUR PREMONTAGE)","HG59",341]
[100005824,"BRULEUR PROPANE POUR 34/39 kW","HG31",130]
[7613605,"STATION DE NEUTRALISATION DN1","SA1",371]
[7613606,"SUPPORT FIXATION MURAL","SA2",68]
[100009334,"KIT DE REMPLACEMENT GMR 1000 A VISSER ELM","HG36",84]
[100009335,"KIT  REMPLAC A VISSER GMR 1000 SAUNIER DUVAL","HG37",84]
[100009336,"KIT  REMPLAC A VISSER GMR 1000 C &M Nectra","HG38",84]
[100009337,"KIT  REMPLAC A VISSER GMR 1000 C &M Celtic","HG39",84]
[100013114,"KIT  REMP. A VIS. SAUNIER DUV (avec rattrap sortie ventouse) ","HG97",84]
[100013115,"KIT  REMP. A VIS. C&M CELTIC (avec rattrap sortie ventouse) ","HG98",84]
[100014110,"KIT  REMP. A VIS. ELM GVM720  (avec rattrap sortie ventouse) ","HG99",84]
[100012812,"CACHE TUBULURES","HG94",76]
[7667233,"KIT DE CONVERSION PROPANE GMR 1000","HG155",14]
[100011888,"VENT. HORIZ. RECENTRE Ø 60/100 ","DY885",168]
[100013303,"VENT. HORIZ. RECENTRE/REH Ø 60/100 (rehaussé)","DY886",168]
[]
["REGULATIONS "]
[88017904,"THERMOSTAT AMBIANCE PROGRAMMABLE (FILAIRE)","AD191",176]
[88017010,"THERMOSTAT D'AMBIANCE PROGRAMMABLE (SANS FILS)","AD192",308]
[7684433,"OETROSMART OT ","AD320",269]
[100005660,"SONDE EXTERIEURE RH","AD225",51]
[7609764,"THERMOSTAT D'AMBIANCE MODULANT RADIO RS200 -3R","AD305",365]
[7609765,"THERMOSTAT D'AMBIANCE MODULANT FILAIRE RS200 -3","AD306",221]
[7612346," COMMANDE A DISTANCE SIMPLIFIEE RS20-OT FILAIRE","AD302",114]
[]
["OPTIONS CHAUDIERES"]
[100009391,"KIT TUBULURE DE RACCORDEMENT POUR CADRE RÉHAUSSEUR","HG43",103]
[100005825,"ADAPTATEUR BI-FLUX   2x80","DY868",69]
[7613605,"STATION DE NEUTRALISATION DN1","SA1",371]
[7613606,"SUPPORT FIXATION MURAL","SA2",68]
[100020045,"KIT FILTRE FERNOX TF1","EH896",288]
[]
["OPTIONS SPECIFIQUES"]
[117422,"CADRE RÉHAUSSEUR POUR MCR BIC","HG75",216]
[117433,"CACHE TUYAUTERIE MCR BIC","HG76",76]
[117167,"VASE D'EXPANSION SANITAIRE","HG77",105]
[]
["FUMISTERIE"]
[null,"ALU/ALU  Ø 60/100 mm "]
[100016485,"TERMINAL HORIZONTAL D60/100 L800 ","DY908",105]
[84887735,"TERMINAL VERTICAL D80/125 NOIR ","DY735",179]
[84887736,"TERMINAL VERTICAL D80/125 ROUGE","DY736",179]
[84887746,"RALLONGE LG 250 mm ","DY746",38]
[84887652,"RALLONGE ALU Ø 60/100 L 500MM","DY652",45]
[84887653,"RALLONGE CONCENTRIQUE Ø 60/100 mm  L1000 mm ","DY653",63]
[84887654,"RALLONGE CONCENTRIQUE Ø 60/100 mm  L 1950 mm ","DY654",116]
[84887655,"COUDE ALU 87° Ø  60/100 ","DY655",46]
[84887656,"2 COUDES 45°  ALU Ø  60/100 ","DY656",89]
[84887659,"MANCHON DE COMPENSATION DE 50 A 250 mm ","DY659",67]
[84887660,"TE DE VISITE Ø 60/100 mm ","DY660",151]
[100016487,"RECUPERATEUR CONDENSATS 60/100 ","DY910",100]
[100016488,"RACCORD 3CE (C42) D60/100 L250 ","DY911",108]
[300007172,"GRILLE DE PROTECTION INOX D.90MM"]
[]
[null,"ALU/ALU Ø 80/125 mm"]
[84837735,"RALLONGE LG 250mm ","CX64",46]
[84837736,"RALLONGE LG 500 mm ","CX65",54]
[84837737,"RALLONGE LG 1000 mm ","CX66",80]
[84837793,"RALLONGE CONCENTRIQUE 80/125 L=1950 mm ","CX93",155]
[84837738,"MANCHON DE COMPENS LG 300","CX67",63]
[84837743,"COUDE 87'VENT.VERT80/125mm ","CX76",79]
[84837739,"2 COUDES 45 °","CX68",121]
[100016486,"RECUPERATEUR COND 60/100 80/125 ","DY909",96]
[84887460,"KIT D'INSTALLATION MONTAGE EXT.  ","DY60",404]
[]
[null,"PPS/ALU 60/100"]
[100008296,"TERMINAL HORIZONTAL PPS  Ø 60/100 mm LG = 800 mm","DY871",125]
[100017526,"TERMINAL REFTROFIT Ø 60/95","DY912",124]
[84887681,"PPS-ALU RALLONGE CONCENTRIQUE  ø 60/100 mm L=  500 mm","DY681",43]
[84887682,"PPS-ALU RALLONGE CONCENTRIQUE ø 60/100 mm L=1000 mm","DY682",54]
[84887683,"PPS-ALU RALLONGE CONCENTRIQUE ø 60/100mm L=1950mm","DY683",112]
[84887684,"PPS-ALU COUDE CONCENTRIQUE MOULE à 87° ø 60/100 mm","DY684",45]
[84887685,"PPS-ALU COUDE CONCENTRIQUE MOULE à 45° ø 60/100 mm (2 PIECES)","DY685",85]
[84887686,"PPS-ALU COUDE CONCENTRIQUE MOULE à 30° ø 60/100 mm (2 PIECES)","DY686",171]
[84887687,"PPS-ALU COUDE CONCENTRIQUE MOULE à 15° ø 60/100 mm (2 PIECES)","DY687",171]
[84887688,"PPS-ALU MANCHON DE COMPENSATION DE 50 à 250 mm","DY688",76]
[84887689,"PPS-ALU  PIECE DE REVISIONDROITE  Ø 60/100 mm","DY689",140]
[84887737,"PPS-ALU  Té DE REVISION  Ø 60/100 mm","DY737",140]
[84887702,"KIT DE RACCORDEMENT CHAUDIERE ALU/PPS Ø 60/100 mm","DY702",195]
[]
[null,"FLEXIBLE PPS Ø 80"]
[84887716,"KIT N° 3 RACCORDEMENT CHAUDIERE  PPS ø 80/125 mm","DY716",155]
[100015325,"KIT N° 1 RACCORDEMENT CHEMINÉE FLEXIBLE PPS Ø 80 mm","DY895",253]
[100015327,"TUBE FLEXIBLE LG=12,5M","DY897",381]
[100015326,"TUBE FLEXIBLE LG=50M","DY896",1337]
[84887618,"ETOILE DE CENTRAGE POUR FLEXIBLE Ø 80 MM (5 PIÈCES)","DY618",39]
[100015328,"PIÈCE DE COUPLAGE FLEXIBLE Ø 80 mm","DY898",76]
[100015331,"OUTIL D'AIDE À L'INSERTION Ø 80 mm","DY901",190]
[100015330,"PIÈCE D'INSPECTION POUR TUBE FLEXIBLE","DY900",136]
[100015329,"TERMINAL AVEC SOLIN FLEX. Ø 80 mm","DY899",190]
[100015318,"ADAPTATEUR PPS D80M-110F","DY902",55]
[100015880,"ADAPTATEUR PPS FLEX Ø 80 mm","DY904",44]
[100015881,"ADAPTATEUR PPS FLEX Ø 110 MM","DY905",54]
[]
[null,"CONDUITS 80 PPS"]
[84887701,"KIT  RACCORDEMENT CHEMINEE PPS Ø 60/80 MM ","DY701",290]
[100017527,"KIT DE BASE PPS/ALU Ø 80/125 ","DY913",178]
[84887717,"KIT N° 1 KIT DE RACCORDEMENT CHEMINEE PPS Ø 80 mm","DY717",169]
[84887546,"PIÈCE DE VISITE Ø 80 mm droite","DY146",63]
[100008301,"COUDE DE REVISION 87° PPS Ø80mm","DY877",43]
[84887613,"RALLONGE PPS Ø 80 mm   L= 250 mm (2 PCS)","DY613",42]
[84887614,"RALLONGE PPS  Ø 80 mm   L=  500 mm (2 PCS)","DY614",40]
[84887615,"RALLONGE PPS  Ø 80 mm   L=  1000 mm (2 PCS)","DY615",54]
[84887550,"RALLONGE PPS Ø 80 mm   L=  2000 mm  (2 PIECES)","DY150",82]
[84887552,"COUDE PPS à 90°","DY152",16]
[84887554,"COUDE PPS à 45°  (2 PCS)","DY154",37]
[84887563,"T PPS  AVEC COUVERCLE D'INSPECTION","DY163",63]
[84887551,"COLLIER DE CENTRAGE Ø 80 mm (2 PIECES)","DY151",14]
[]
[null,"PPS/ALU 80/125"]
[100002732,"TERMINAL VERTICAL PPS Ø 80/125 mm NOIR","DY843",167]
[100002733,"TERMINAL VERTICAL PPS Ø 80/125 mm ROUGE","DY844",166]
[84887524,"PIECE D'INSPECTION DROITE ALU/PPS Ø 80/125 mm","DY124",118]
[84887525,"T D'INSPECTION ALU/PPS Ø 80/125 mm","DY125",135]
[100008311,"COUDE DE REVISION ALU/PPS Ø 80/125 mm","DY875",124]
[84887526,"RALLONGE CONCENTRIQUE ALU/PPS  80/125 L= 250 mm","DY126",43]
[84887527,"RALLONGE CONCENTRIQUE ALU/PPS 80/125 L= 500mm","DY127",50]
[84887528,"RALLONGE CONCENTRIQUE ALU/PPS 80/125 L=1000 mm","DY128",74]
[84887529,"RALLONGE CONCENTRIQUE ALU/PPS 80/125 L=1950 mm","DY129",129]
[84887531,"COUDE A 87° ALU/PPS  Ø 80/125 mm","DY131",54]
[84887532,"COUDE CONCENTRIQUE 45° ALU/PPS Ø 80/125 mm (2 PCES)","DY132",82]
[84887708,"ADAPTATEUR ALU Ø 60/100 MM SUR 80/125 MM","DY708",63]
[]
[null,"Divers"]
[84887411,"SORTIE HORIZONTALE TOIT PENTE DE 30° A 45° ( uniquement pour tuiles mécaniques)","DY11",192]
[84837729,"SORTIE DE TOIT EN PENTE DE 40° A 60° ( uniquement pour tuiles mécaniques)","CX49",191]
[84837731,"EMBASE D'ETANCHE TOIT PLAT","CX51",45]
[84837121,"TUILE A DOUILLE 5 A 25 NOIRE","CX121",120]
[84837732,"TUILE A DOUILLE 25A35' NOIRE","CX52",82]
[84837734,"TUILE A DOUILLE 35 A 55° NOIRE ","CX63",105]
[84837120,"TUILE A DOUILLE 5 A 25° ROUGE","CX120",120]
[84837783,"TUILE A DOUILLE 25 A 35 ROUGE","CX83",82]
[84837784,"TUILE A DOUILLE 25 A 55 ROUGE","CX84",105]
[84837738,"MANCHON DE COMPENS LG 300","CX67",63]
[84837741,"PLATINE DE FINITION INTER","CX72",16]
[84887566,"PANIER DE PROTECTION INOX","DY166",85]
[84887752,"PLAQUE DE FINITION CHEMINEE ","DY752",38]
[]
[]
[]
[7723802,"GMX-S 2024 CONDENS HOR",null,2360]
[7723803,"GMX-S 2024 CONDENS VER",null,2429]
[7723804,"GMX-S 2024 COMBI CONDENS HOR",null,2559]
[7723805,"GMX-S 2024 COMBI CONDENS VER",null,2628]
[7723806,"GMX-S 2030 COMBI CONDENS HOR",null,3232]
[7723807,"GMX-S 2030 COMBI CONDENS VER",null,3301]
[]
["COMPOSANTS"]
[7716383,"GMX-S 2024 CONDENS ","HP128",2235]
[7716384,"GMX-S 2024 COMBI CONDENS ","HP129",2434]
[7716385,"GMX-S 2030 COMBI CONDENS ","HP130",3107]
[100008296,"TERMINAL HORIZONTAL PPS  Ø 60/100 mm LG = 800 mm","DY871",125]
["S101688","ADAPTATEUR AIR/FUMEES D80/125","HR68",27]
[100002732,"TERMINAL VERTICAL PPS Ø 80/125 MM NOIR","DY843",167]
[]
[]
[]
[7723809,"GMX-S 2024 Condens HOR BM 80",null,3348]
[7723810,"GMX-S 2024 Condens VER BM 80",null,3417]
[7723811,"GMX-S 2024 Condens HOR OBUB 130",null,3539]
[7723812,"GMX-S 2024 Condens VER OBUB 130",null,3608]
[]
["COMPOSANTS"]
[7716383,"GMX-S 2024 CONDENS ","HP128",2235]
[100005562,"BALLON JUXTAPOSABLE  BMR 80  ROND","EE53",822]
[7601255,"KIT DE RACCORDEMENT POUR BMR 80","HR93",115]
[7680757,"PREPARATEUR OBUB 130 ","EE80",1051]
[7600413,"KIT DE RACCORDEMENT POUR BALLON DE 130 L","HR92",77]
[100005661,"SONDE BALLON 5M LONG NTC 12K","AD226",51]
[100008296,"TERMINAL HORIZONTAL PPS  Ø 60/100 mm LG = 800 mm","DY871",125]
["S101688","ADAPTATEUR AIR/FUMEES D80/125","HR68",27]
[100002732,"TERMINAL VERTICAL PPS Ø 80/125 MM NOIR","DY843",167]
[]
["OPTIONS CHAUDIERES"]
["S103219","CADRE RÉHAUSSEUR ","HR79",132]
[7695138,"KIT SOLAIRE","HP143",379]
[7693938,"REMPLISSAGE AUTOMATIQUE EMC-S","HP137",169]
[7723463,"REMPLISSAGE AUTOMATIQUE EMC-S MI","HP138",169]
["S101703","KIT TUBULURE DE RACCORDEMENT POUR CADRE REHAUSSEUR","HR80",115]
[7683755,"CACHE TUYAUTERIE","HP139",87]
["S101711","ADAPTATEUR BI-FLUX   2x80","HR70",32]
[100020019,"KIT DE RACCORDEMENT 3CEP Ø 80/125MM","DY921",157]
[7600394,"KIT REMPLACEMENT  A VISSER - C&M NECTRA","HR88",80]
[7600407,"KIT REMPLACEMENT  A VISSER - ELM","HR89",80]
[7600409,"KIT REMPLACEMENT  A VISSER - C&M CELTIC","HR90",80]
[7600410,"KIT REMPLACEMENT  A VISSER - SD","HR91",80]
["S101690","KIT SONDE TEMPERATURE FUMEE","HR71",72]
["S101708","KIT DE NETTOYAGE ECHANGEUR A PLAQUES","HR82",252]
[100016399,"KIT DE REMPLACEMENT FLEXIBLE PRINCIPAUX CONCURENTS","HX17",84]
[7613605,"STATION DE NEUTRALISATION DN1","SA1",371]
[7613606,"SUPPORT FIXATION MURAL","SA2",68]
[7613609,"STATION DE NEUTRALISATION DN2 ","SA3",648]
[94225601,"RECHARGE DE GRANULATS DE NEUTRALISATION 10 KG**",null,66]
[100019963,"VENTOUSE HORIZONTALE PPS 60/100 SANS COUDE ","DY920",82]
["S101712","COUDE REDUIT POUR VENTOUSE HORIZONTALE","HR67",32]
[100020045,"KIT FILTRE FERNOX TF1","EH896",288]
[]
["REGULATIONS"]
[85757741,"SONDE EXTERIEURE","FM46",43]
[7609764,"THERMOSTAT D'AMBIANCE MODULANT RADIO RS200 -3R","AD305",365]
[7609765,"THERMOSTAT D'AMBIANCE MODULANT FILAIRE RS200 -3","AD306",221]
[7612346," COMMANDE A DISTANCE SIMPLIFIEE RS20-OT FILAIRE","AD302",114]
[7691374,"THERMOSTAT AMBIANCE OETROSMART (R-BUS)","AD323",207]
[100005661,"SONDE BALLON 5M LONG NTC 12K","AD226",51]
[]
["FUMISTERIE"]
[null,"PPS/ALU 60/100"]
[100008296,"TERMINAL HORIZONTAL PPS  Ø 60/100 mm LG = 800 mm","DY871",125]
[100017526,"TERMINAL REFTROFIT Ø 60/95","DY912",124]
[84887681,"PPS-ALU RALLONGE CONCENTRIQUE  ø 60/100 mm L=  500 mm","DY681",43]
[84887682,"PPS-ALU RALLONGE CONCENTRIQUE ø 60/100 mm L=1000 mm","DY682",54]
[84887683,"PPS-ALU RALLONGE CONCENTRIQUE ø 60/100mm L=1950mm","DY683",112]
[84887684,"PPS-ALU COUDE CONCENTRIQUE MOULE à 87° ø 60/100 mm","DY684",45]
[84887685,"PPS-ALU COUDE CONCENTRIQUE MOULE à 45° ø 60/100 mm (2 PIECES)","DY685",85]
[84887686,"PPS-ALU COUDE CONCENTRIQUE MOULE à 30° ø 60/100 mm (2 PIECES)","DY686",171]
[84887687,"PPS-ALU COUDE CONCENTRIQUE MOULE à 15° ø 60/100 mm (2 PIECES)","DY687",171]
[84887688,"PPS-ALU MANCHON DE COMPENSATION DE 50 à 250 mm","DY688",76]
[84887689,"PPS-ALU  PIECE DE REVISIONDROITE  Ø 60/100 mm","DY689",140]
[84887737,"PPS-ALU  Té DE REVISION  Ø 60/100 mm","DY737",140]
[84887702,"KIT DE RACCORDEMENT CHAUDIERE ALU/PPS Ø 60/100 mm","DY702",195]
[]
[null,"FLEXIBLE PPS Ø 80"]
[84887716,"KIT N° 3 RACCORDEMENT CHAUDIERE  PPS ø 80/125 mm","DY716",155]
[100015325,"KIT N° 1 RACCORDEMENT CHEMINÉE FLEXIBLE PPS Ø 80 mm","DY895",253]
[100015327,"TUBE FLEXIBLE LG=12,5M","DY897",381]
[100015326,"TUBE FLEXIBLE LG=50M","DY896",1337]
[84887618,"ETOILE DE CENTRAGE POUR FLEXIBLE Ø 80 MM (5 PIÈCES)","DY618",39]
[100015328,"PIÈCE DE COUPLAGE FLEXIBLE Ø 80 mm","DY898",76]
[100015331,"OUTIL D'AIDE À L'INSERTION Ø 80 mm","DY901",190]
[100015330,"PIÈCE D'INSPECTION POUR TUBE FLEXIBLE","DY900",136]
[100015329,"TERMINAL AVEC SOLIN FLEX. Ø 80 mm","DY899",190]
[100015880,"ADAPTATEUR PPS FLEX Ø 80 mm","DY904",44]
[100015881,"ADAPTATEUR PPS  Ø 110","DY905",54]
[84887589,"TERMINAL AVEC SOLIN PPS D100-110","DY189",247]
[300007172,"GRILLE DE PROTECTION INOX D.90MM",null,"CPR"]
[300007173,"GRILLE DE PROTECTION INOX D.120MM",null,"CPR"]
[]
[null,"CONDUITS 80 PPS"]
[84887701,"KIT  RACCORDEMENT CHEMINEE PPS Ø 60/80 MM ","DY701",290]
[100017527,"KIT DE BASE PPS/ALU Ø 80/125 ","DY913",178]
[84887717,"KIT N° 1 KIT DE RACCORDEMENT CHEMINEE PPS Ø 80 mm","DY717",169]
[84887546,"PIÈCE DE VISITE Ø 80 mm droite","DY146",63]
[100008301,"COUDE DE REVISION 87° PPS Ø80mm","DY877",43]
[84887613,"RALLONGE PPS Ø 80 mm   L= 250 mm (2 PCS)","DY613",42]
[84887614,"RALLONGE PPS  Ø 80 mm   L=  500 mm (2 PCS)","DY614",40]
[84887615,"RALLONGE PPS  Ø 80 mm   L=  1000 mm (2 PCS)","DY615",54]
[84887550,"RALLONGE PPS Ø 80 mm   L=  2000 mm  (2 PIECES)","DY150",82]
[84887552,"COUDE PPS à 90°","DY152",16]
[84887554,"COUDE PPS à 45°  (2 PCS)","DY154",37]
[84887563,"T PPS  AVEC COUVERCLE D'INSPECTION","DY163",63]
[84887551,"COLLIER DE CENTRAGE Ø 80 mm (2 PIECES)","DY151",14]
[]
[null,"PPS/ALU 80/125"]
[100002732,"TERMINAL VERTICAL PPS Ø 80/125 mm NOIR","DY843",167]
[100002733,"TERMINAL VERTICAL PPS Ø 80/125 mm ROUGE","DY844",166]
[84887524,"PIECE D'INSPECTION DROITE ALU/PPS Ø 80/125 mm","DY124",118]
[84887525,"T D'INSPECTION ALU/PPS Ø 80/125 mm","DY125",135]
[100008311,"COUDE DE REVISION ALU/PPS Ø 80/125 mm","DY875",124]
[84887526,"RALLONGE CONCENTRIQUE ALU/PPS  80/125 L= 250 mm","DY126",43]
[84887527,"RALLONGE CONCENTRIQUE ALU/PPS 80/125 L= 500mm","DY127",50]
[84887528,"RALLONGE CONCENTRIQUE ALU/PPS 80/125 L=1000 mm","DY128",74]
[84887529,"RALLONGE CONCENTRIQUE ALU/PPS 80/125 L=1950 mm","DY129",129]
[84887531,"COUDE A 87° ALU/PPS  Ø 80/125 mm","DY131",54]
[84887532,"COUDE CONCENTRIQUE 45° ALU/PPS Ø 80/125 mm (2 PCES)","DY132",82]
[84887708,"ADAPTATEUR ALU Ø 60/100 MM SUR 80/125 MM","DY708",63]
[100011367,"KIT DE TRANSFORMATION 3CE PRESSION ","DY884",42]
[]
[null,"Divers"]
[84887411,"SORTIE HORIZONTALE TOIT PENTE DE 30° A 45° ( uniquement pour tuiles mécaniques)","DY11",192]
[84837729,"SORTIE DE TOIT EN PENTE DE 40° A 60° ( uniquement pour tuiles mécaniques)","CX49",191]
[84837731,"EMBASE D'ETANCHE TOIT PLAT","CX51",45]
[84837121,"TUILE A DOUILLE 5 A 25 NOIRE","CX121",120]
[84837732,"TUILE A DOUILLE 25A35' NOIRE","CX52",82]
[84837734,"TUILE A DOUILLE 35 A 55° NOIRE ","CX63",105]
[84837120,"TUILE A DOUILLE 5 A 25° ROUGE","CX120",120]
[84837783,"TUILE A DOUILLE 25 A 35 ROUGE","CX83",82]
[84837784,"TUILE A DOUILLE 25 A 55 ROUGE","CX84",105]
[84837738,"MANCHON DE COMPENS LG 300","CX67",63]
[84837741,"PLATINE DE FINITION INTER","CX72",16]
[84887566,"PANIER DE PROTECTION INOX","DY166",85]
[84887752,"PLAQUE DE FINITION CHEMINEE ","DY752",38]
[]
[]
[]
[7700918,"GMC 3015 Condens HOR  ",null,3476]
[7700919,"GMC 3015 CondensVER ",null,3499]
[7700920,"GMC 3025 Condens HOR",null,3566]
[7700921,"GMC 3025 Condens VER",null,3589]
[7700922,"GMC 3025 Combi Condens HOR",null,3646]
[7700923,"GMC 3025 Combi Condens VER",null,3669]
[7700924,"GMC 3025 CS Condens HOR",null,4875]
[7700925,"GMC 3025 CS Condens VER",null,4898]
[7700926,"GMC 3025 CS PLUS HOR",null,5067]
[7700927,"GMC 3025 CS PLUS VER",null,5090]
[7700928,"GMC 3035 Condens HOR",null,3913]
[7700929,"GMC 3035 Condens VER",null,3936]
[]
[7700930,"GMC 3015 Condens HOR BMC 60 ",null,4618]
[7700932,"GMC 3015 Condens VER BMC 60",null,4641]
[7700933,"GMC 3015 Condens HOR OBUB 130",null,4710]
[7700934,"GMC 3015 Condens  VER OBUB 130",null,4733]
[7700935,"GMC 3025 Condens HOR BMC 60 ",null,4708]
[7700936,"GMC 3025 Condens VER BMC 60",null,4731]
[7700937,"GMC 3025 Condens HOR OBUB 130",null,4800]
[7700938,"GMC 3025 Condens  VER OBUB 130",null,4823]
[7700939,"GMC 3035 Condens HOR BMC 60 ",null,5055]
[7700940,"GMC 3035 Condens VER BMC 60",null,5078]
[7700941,"GMC 3035 Condens HOR OBUB 130",null,5147]
[7700943,"GMC 3035 Condens  VER OBUB 130",null,5170]
[]
["COMPOSANTS"]
[7670379,"GMC 3015 Condens","HR140",3274]
[7670380,"GMC 3025 Condens","HR141",3364]
[7670381,"GMC 3035 Condens","HR142",3711]
[7670382,"GMC 3025 Combi Condens","HR143",3444]
[7670383,"GMC 3025 CS Condens","HR144",4673]
[7670384,"GMC 3025 CS PLUS Condens","HR145",4865]
[7676238,"PREPARATEUR BMC 60","EE75",1006]
[100013746,"KIT DE LIAISON BS 60","EA138",136]
[7680757,"PREPARATEUR OBUB 130 ","EE80",1051]
[100013532,"KIT DE LIAISON OBU130/GMR 3000 ","EA137",130]
[100013756,"TERMINAL HORIZONTAL PPS/GALVA Ø 60/100 mm","HR48",202]
["S100465","ADAPTATEUR AIR/FUMEES Ø 80/125","HR38",58]
[100002732,"TERMINAL VERTICAL PPS Ø 80/125 mm NOIR","DY843",167]
[100000030,"COLIS OPTION SONDE ECS","AD212",53]
[]
["OPTIONS CHAUDIERES"]
[100005825,"ADAPTATEUR BI-FLUX   2x80","DY868",69]
["S100465","ADAPTATEUR AIR/FUMEES Ø 80/125","HR38",58]
[100014000,"KIT SUR CONDUIT 3 CEP","DY887",163]
[7685120,"CADRE REHAUSSEUR SAUF GMC … CS","EH888",221]
[7685121,"CADRE REHAUSSEUR POUR GMC … CS","EH889",255]
["S100935","KIT TUBULURE POUR CADRE REHAUSSEUR FR","HR40",92]
["S100676","CACHE TUBULURE","HR42",58]
["S101205","CACHE TUBULURE ","HR52",80]
["S100310","THERMOSTAT FUMEE","HR43",73]
["S101232","THERMOSTAT FUMEE POUR GMR 3025 CS CONDENS","HR53",74]
["S100761","OUIL DE NETTOYAGE ECHANGEUR A PLAQUES","HR44",121]
[7613605,"STATION DE NEUTRALISATION DN1","SA1",371]
[7613606,"SUPPORT FIXATION MURAL","SA2",68]
[94225601,"RECHARGE DE GRANULATS DE NEUTRALISATION 10 KG**",null,66]
[100019346,"BOUTEILLE DE DECOUPLAGE  60/60-1''  ","GV45",409]
[100020164,"COLLECTEUR 2/3 CIRCUITS ","EA140",382]
[100020165,"CONSOLE MUR COLLECTEUR ","EA141",48]
[100020166,"CONSOLE MUR 1 MODULE ","EA142",129]
[100020167,"CIRCUIT DIRECT P.ELEC CLASSE A  ","EA143",720]
[100020168,"CIRCUIT V3V P.ELEC","EA144",1023]
[100020169,"MODULE HYDR COMPACT 2 CIRCUITS HEE","EA145",1281]
[7616233,"MODULE HYDRAULIQUE COMPACT POUR 2 CIRCUITS","MT12",1884]
[89557009,"KIT DE TRANSFORMATION G/R 3/4 '' ET 1 ''","BH84",35]
[100020045,"KIT FILTRE FERNOX TF1","EH896",288]
[]
["OPTIONS REGULATIONS"]
[100013304,"COLIS OPTION V3V OE-TRONIC 4","AD249",170]
[88017904,"THERMOSTAT AMBIANCE PROGRAMMABLE (FILAIRE)","AD191",176]
[88017010,"THERMOSTAT D'AMBIANCE PROGRAMMABLE (SANS FILS)","AD192",308]
[100002803,"COMMANDE A DISTANCE SIMPLIFIEE AD208","AD208",112]
[7609764,"THERMOSTAT D'AMBIANCE MODULANT RADIO RS200 -3R","AD305",365]
[7609765,"THERMOSTAT D'AMBIANCE MODULANT FILAIRE RS200 -3","AD306",221]
[7612346," COMMANDE A DISTANCE SIMPLIFIEE RS20-OT FILAIRE","AD302",114]
[7691374,"THERMOSTAT AMBIANCE OETROSMART (R-BUS)","AD323",207]
[88017836,"CABLE BUS RX11  LG 1,5 M","AD124",90]
[88017851,"CABLE DE LIAISON BUS LG 12 M","AD134",118]
[81997720,"CABLE LIAISON BUS LG 40 M ","DB119",161]
[88017017,"SONDE DEPART v3v","AD199",85]
[7688305,"TERMINAISON DE BUS","AD321",53]
[7663618,"CABLE S-BUS 1,5M AVEC BOUCHONS","AD308",35]
[7663561,"CABLE S-BUS 12M AVEC BOUCHONS","AD309",106]
[7663619,"CABLE S-BUS 20M AVEC BOUCHONS","AD310",140]
[100000030,"COLIS OPTION SONDE ECS","AD212",53]
[100013305,"SONDE SYSTÈME ECS","AD250",49]
[]
[]
[]
[7699455,"GMR 6045 OEtroCom-3",null,3849]
[7699456,"GMR 6065 OEtroCom-3",null,4506]
[7699457,"GMR 6090 OEtroCom-3",null,5752]
[7699458,"GMR 6115 OEtroCom-3",null,7181]
[]
["OPTIONS EAU CHAUDE SANITAIRE"]
[100007827,"KIT LIAISON MCA 45-115 et DTG 45-115/ B 150-200-300","EA121",660]
[100000030,"COLIS OPTION SONDE ECS","AD212",53]
[]
["OPTIONS CHAUDIERE"]
[100002310,"KIT DE RACCORDEMENT HYDRAULIQUE FRANCE GMR 5065 ET 5090 ","HC139",358]
["S101539","CACHE TUBULURE","HC242",67]
["S100310","THERMOSTAT FUMEE","HR43",73]
[84887768,"ADAPTATEUR Ø 80 - 100 MM","DY768",58]
["S100762","ADAPTATEUR BIFLUX 2 X 80MM","DY906",69]
["S101626","ADAPTATEUR BIFLUX 2 X 100MM","DY907",79]
[100004641,"ROBINET GAZ 3/4\" DROIT","HC158",46]
[7608398,"POMPE CHAUFFAGE UPML 25-115 130 MM",null,421]
["S101614","POMPE CHAUFFAGE EEI UPM2 25-70 130MM",null,326]
["S101463","RAIL DE MONTAGE CHAUDIERE GMR 5000 SUR SYSTEME CASCADE MC","HC245",53]
[7613605,"STATION DE NEUTRALISATION DN1","SA1",371]
[7613606,"SUPPORT FIXATION MURAL","SA2",68]
[7628752,"REGULATEUR DE PRESSION  GDJ 15 300MBAR  raccordt Ø 1/2'","SA11",155]
[94225601,"RECHARGE DE GRANULATS DE NEUTRALISATION 10 KG**",null,66]
[83877009,"SYSTEME DE NEUTRALISATION DES CONDENSATS (avec pompe de relevage)","DU13",983]
[7613610,"STATION DE NEUTRALISATION AVEC POMPE","SA4",1314]
[7613613,"GRANULATS DE NEUTRALISATION (SAC DE 25 KG)","SA7",89]
[83877011,"STATION NEUTRALISATION","DU15",1457]
["S52484","OUTIL DE NETTOYAGE POUR MCA 45 - 65 (L= 360 MM)","HC246",90]
["S58286","OUTIL DE NETTOYAGE POUR MCA 90 - 115 (L=460 MM)","HC247",94]
[100018981,"RECUPERATEUR DE CONDENSATS  Ø 80/125 mm PPs/Alu","DY916",59]
[100018983,"RECUPERATEUR DE CONDENSATS  Ø 110 mm PPs","DY917",69]
[100018984,"RECUPERATEUR DE CONDENSATS  Ø 110/150 mm PPs/Alu","DY918",122]
[100018985,"RECUPERATEUR DE CONDENSATS  Ø 80 mm PPs","DY919",36]
[100019346,"BOUTEILLE DE DECOUPLAGE  60/60-1''  ","GV45",409]
[100019347,"BOUTEILLE DE DECOUPLAGE  80/60-1'' 1/4 ","GV46",489]
[100019348,"BOUTEILLE DE DECOUPLAGE  120/80-2''   ","GV47",658]
[7606393,"VANNE GAZ S AMC 90/C140-90 PROPANE",null,"CPR"]
["S59076","DIAPHRAGME 85 kW",null,"CPR"]
[]
["OPTIONS REGULATION"]
[null,"OEtroCom-3"]
[88017017,"SONDE DEPART v3v","AD199",85]
[100013305,"SONDE SYSTÈME ECS","AD250",49]
[100013304,"COLIS OPTION V3V OE-TRONIC 4","AD249",170]
[88017859,"THERMOSTAT D'AMBIANCE NON PROGRAMMABLE","AD140",54]
[88017904,"THERMOSTAT AMBIANCE PROGRAMMABLE (FILAIRE)","AD191",176]
[88017018,"THERMOSTAT D AMBIANCE PROGRAMMABLE SANS FILS","AD192",308]
[7691374,"THERMOSTAT AMBIANCE OETROSMART (R-BUS)","AD323",207]
[7663618,"CABLE S-BUS 1,5M AVEC BOUCHONS","AD308",35]
[7663561,"CABLE S-BUS 12M AVEC BOUCHONS","AD309",106]
[7663619,"CABLE S-BUS 20M AVEC BOUCHONS","AD310",140]
[]
["CASCADE "]
[7750174,"SET WALL 2BOIL AMC45-65-90-115",null,3985]
[7750175,"SET WALL 3BOIL AMC45-65-90-115",null,5395]
[7750176,"SET WALL 4 BOILERS AMC45-65-90",null,7021]
[7750177,"SET WALL 4 BOILERS AMC  115",null,7458]
[7750178,"SET FLOOR 2BOI AMC45-65-90-115",null,4445]
[7750179,"SET FLOOR 3BOI AMC45-65-90-115",null,6045]
[7750183,"SET FLOOR 4 BOILER AMC45-65-90",null,7857]
[7750184,"SET FLOOR 4 BOILERS AMC 115",null,8294]
[7750186,"SET WALL 2 BOILERS MCA 160",null,5568]
[7750187,"SET WALL 3 BOILERS MCA 160",null,7876]
[7750188,"SET WALL 4 BOILERS MCA 160",null,10203]
[7750189,"SET FLOOR 2 BOILERS MCA 160",null,6337]
[7750190,"SET FLOOR 3 BOILERS MCA 160",null,8966]
[7750191,"SET FLOOR 4 BOILERS MCA 160",null,11607]
[]
["COMPOSANTS"]
[90777,"COLLECTEUR DN65 - 2 CHAUDIERES ","HC259",712]
[90778,"COLLECTEUR DN65 - 3 CHAUDIERES ","HC260",964]
[111022,"KIT DE RACCORDEMENT AVANT FR + BE","HC202",650]
[111688,"RAIL DE MONTAGE MURAL 2 CHAUDIÈRES ","HC192",45]
[111689,"RAIL DE MONTAGE MURAL 3 CHAUDIÈRES ","HC193",54]
[111690,"RAIL DE MONTAGE MURAL 4 CHAUDIÈRES ","HC194",71]
[111701,"BRIDES PLEINES EAU DN65","HC198",160]
[111703,"BRIDES PLEINES EAU DN100","HC199",203]
[111708,"JEU DE BOUCHONS","HC195",43]
[111712,"BOUTEILLE DE DÉCOUPLAGE DN65 > 350 et < 460 kW","HC200",1101]
[111714,"BOUTEILLE DE DÉCOUPLAGE DN100 > 460 kW","HC201",1334]
[111807,"PIED RÉGLABLE","HC219",4]
[114311,"BOUTEILLE DE DÉCOUPLAGE DN65 < 350 kW","HC222",664]
[120900,"MONTANT-SUPPORT I GMR 5000","HC250",95]
[120918,"CHASSIS DE MONTAGE GMR 5000","HC248",100]
[7608398,"POMPE CHAUFFAGE UPML 25-115 130 MM",null,421]
[7612941,"MONTANT-SUPPORT I MCA 160","EH663",126]
[7621566,"CHASSIS DE MONTAGE MCA 160","EH664",208]
[7622701,"RAC COLLEC L MCA 160 EH656","EH656",767]
[7633244,"ADAPTATEUR DN100/DN65","EH654",328]
[7637077,"RAIL DE MONTAGE MURAL 2 CHAUDIÈRES MCA 160","EH670",49]
[7637088,"RAIL DE MONTAGE MURAL 3 CHAUDIÈRES MCA 160","EH671",70]
[7637223,"POMPE UPM XL GRUNDFOS 25-105 H180","EH651",652]
[7663618,"CABLE S-BUS 1,5M AVEC BOUCHONS","AD308",35]
[7665725,"COLLECTEUR DN100-2 CHAUDIERES MCA  160 FR","EH652",1224]
[7665728,"COLLECTEUR DN100-3 CHAUDIERES  MCA 160  FR","EH653",1551]
[100008701,"SONDE DE DÉPART + DOIGT DE GANT","HC206",167]
[100013027,"SONDE DE DÉPART + DOIGT DE GANT-BOUTEILLE < 350 kW","HC223",141]
[]
["OPTIONS CASCADE"]
["S101655","FILTRE GAZ DN50","HC255",558]
[111788,"COUDES DN65","HC209",714]
[111069,"ISOLATION COLLECTEUR","HC213",92]
[122441,"ISOLATION ARRIERE KIT DE RACCORDEMENT HYDRAULIQUE","HC252",73]
[115269,"ISOLATION BOUTEILLE DE DÉCOUPLAGE < 350 kW","HC224",40]
[111067,"ISOLATION BOUTEILLE DE DÉCOUPLAGE","HC215",260]
[111167,"ISOLATION COUDES 90°C","HC216",111]
[111807,"PIED RÉGLABLE","HC219",4]
[84887768,"ADAPTATEUR Ø 80 - 100 MM","DY768",58]
[112632,"JEU DE CONTRE-BRIDES À SOUDER DN65","HC217",165]
["S103345","JEUX DE BRIDES À SOUDER DN50 POUR FILTRE A GAZ","HC261",90]
[]
["OPTIONS FUMISTERIE GMR 6000 45 A 115"]
[null,"FLEXIBLE PPS Ø 80 MM"]
[100015325,"KIT N° 1 RACCORDEMENT CHEMINÉE FLEXIBLE PPS Ø 80 mm","DY895",253]
[100015327,"TUBE FLEXIBLE LG=12,5M","DY897",381]
[100015326,"TUBE FLEXIBLE LG=50M","DY896",1337]
[84887618,"ETOILE DE CENTRAGE POUR FLEXIBLE Ø 80  mm (2 PIÈCES)","DY618",39]
[100015328,"PIÈCE DE COUPLAGE FLEXIBLE Ø 80 mm","DY898",76]
[100015331,"OUTIL D'AIDE À L'INSERTION Ø 80 mm","DY901",190]
[100015330,"PIÈCE D'INSPECTION POUR TUBE FLEXIBLE","DY900",136]
[100015329,"TERMINAL AVEC SOLIN FLEX. Ø 80 mm","DY899",190]
[100015880,"ADAPTATEUR PPS FLEX Ø 80 MM","DY904",44]
[7650956,"KIT CHEMINEE B33 FLEX PPS D80","DY924",434]
[7650958,"KIT CHEMINEE C93 FLEX PPS D80 ","DY925",496]
[7650963,"TERMINAL MITRON NOIR FLEXIBLE PPS  Ø 80 MM","DY926",142]
[7650964,"KIT TELESCO. PLAFOND C93 FLEX D80 ","DY927",226]
[]
[null,"PPS Ø 80 MM"]
[100015325,"KIT N° 1 RACCORDEMENT CHEMINÉE FLEXIBLE PPS Ø 80 mm","DY895",253]
[100017527,"KIT DE BASE PPS/ALU Ø 80/125 ","DY913",178]
[84887708,"ADAPTATEUR ALU Ø 60/100 MM SUR 80/125 MM","DY708",63]
[84887701,"KIT  RACCORDEMENT CHEMINEE PPS Ø 60/80 MM ","DY701",290]
[84887717,"KIT N° 1 KIT DE RACCORDEMENT CHEMINEE PPS Ø 80 mm","DY717",169]
[84887546,"PIÈCE DE VISITE Ø 80 mm droite","DY146",63]
[84887613,"RALLONGE PPS Ø 80 mm   L= 250 mm (2 PCS)","DY613",42]
[84887614,"RALLONGE PPS  Ø 80 mm   L=  500 mm (2 PCS)","DY614",40]
[84887615,"RALLONGE PPS  Ø 80 mm   L=  1000 mm (2 PCS)","DY615",54]
[84887550,"RALLONGE PPS Ø 80 mm   L=  2000 mm  (2 PIECES)","DY150",82]
[84887552,"COUDE PPS à 90°","DY152",16]
[84887554,"COUDE PPS a 45°  (2 PCS)","DY154",37]
[84887563,"T PPS  AVEC COUVERCLE  D'INSPECTION","DY163",63]
[84887551,"COLLIER DE CENTRAGE Ø 80mm  (2 PIECES)","DY151",14]
[84887585,"TERMINAL AVEC SOLIN DIAMÉTRE 80","DY185",160]
[100008301,"COUDE DE REVISION 87° PPS Ø80mm","DY877",43]
[100002361,"PIÈCE D'ADAPTATION BIFLUX 2X80","DY819",46]
[84887438,"PRISE D'AIR EXTERIEURE LG=500 mm","DY38",107]
["S100762","ADAPTATEUR BIFLUX 2 X 80MM","DY906",69]
[]
[null,"PPS 80/125 MM"]
[100011365,"KIT VENTOUSE HOR PPS/ALU Ø 80/125mm","DY882",223]
[100002732,"TERMINAL VERTICAL PPS Ø 80/125 mm NOIR","DY843",167]
[100002733,"TERMINAL VERTICAL PPS Ø 80/125 mm ROUGE","DY844",166]
[84887716,"KIT N° 3 RACCORDEMENT CHAUDIERE  PPS Ø 80/125 mm","DY716",155]
[84887524,"PIECE D'INSPECTION DROITE ALU/PPS Ø 80/125 mm","DY124",118]
[100008311,"COUDE DE REVISION ALU/PPS Ø 80/125 mm","DY875",124]
[100003271,"KIT DE RACCORDEMENT CHAUDIÈRE PERPENDICULAIRE","DY849",242]
[100003272,"KIT DE RACCORDEMENT CHAUDIÈRE SOUS CONDUIT","DY850",180]
[84887525,"T D'INSPECTION ALU/PPS Ø 80/125 mm","DY125",135]
[84887526,"RALLONGE CONCENTRIQUE ALU/PPS  80/125 L= 250 mm","DY126",43]
[84887527,"RALLONGE CONCENTRIQUE ALU/PPS 80/125 L= 500mm","DY127",50]
[84887528,"RALLONGECONCENTRIQUE ALU/PPS 80/125 L=1000 mm","DY128",74]
[84887529,"RALLONGE CONCENTRIQUE ALU/PPS 80/125 L=1950 mm","DY129",129]
[84887530,"MANC. COMP. D80/125","DY130",76]
[84887531,"COUDE A 87° ALU/PPS  Ø 80/125 mm","DY131",54]
[84887532,"COUDE CONCENTRIQUE 45° ALU/PPS Ø 80/125 mm (2 PCES)","DY132",82]
[]
[null,"PPS 110/160 MM"]
[7715060,"RALLONGE CONC. D110 160 L500  ","DY421",99]
[7715063,"RALLONGE CONC. D110 160 L1000","DY422",146]
[7715064,"RALLONGE CONC. D110 160 L1950  ","DY423",291]
[7715065,"COUDE 110 160  45 ","DY424",123]
[7715066,"COUDE 110 160  90 ","DY425",142]
[7715067,"TRAPPE DE VISITE 110 160 ","DY426",159]
[7715068,"T DE VISITE 110 160","DY427",223]
[7715072,"ROSACE DE FINITION 160 ","DY431",58]
[7715075,"ADAPTATEUR 110 160","DY434",144]
[]
[null,"DIVERS FUMISTERIE"]
[84887411,"SORTIE HORIZONTALE TOIT PENTE DE 30° A 45° ( uniquement pour tuiles mécaniques)","DY11",192]
[84837729,"SORTIE DE TOIT EN PENTE DE 40° A 60° ( uniquement pour tuiles mécaniques)","CX49",191]
[84837731,"EMBASE D'ETANCHE TOIT PLAT","CX51",45]
[84837121,"TUILE A DOUILLE 5 A 25 NOIRE","CX121",120]
[84837732,"TUILE A DOUILLE 25 A 35' NOIRE","CX52",82]
[84837734,"TUILE A DOUILLE 35 A 55° NOIRE ","CX63",105]
[84837120,"TUILE A DOUILLE 5 A 25° ROUGE","CX120",120]
[84837783,"TUILE A DOUILLE 25 A 35 ROUGE","CX83",82]
[84837784,"TUILE A DOUILLE 25 A 55 ROUGE","CX84",105]
[84837741,"PLATINE DE FINITION INTER","CX72",16]
[100005002,"PANIER DE PROTECTION INOX  Ø 80/125","DY865",189]
[84887435,"GRILLE D'AERATION EXTERIEURE 175 CM²","DY35",26]
[84887436,"GRILLE D'AERATION INTERIEURE 175 CM²","DY36",27]
[84837779,"COLLIER DE FIXATION Ø 125 mm PATTE LONGUE","CX79",15]
[84837118,"COLLIER DE FIXATION Ø 125 MM PATTE COURTE","CX118",12]
[84887451,"COLLIER D'ETANCHEITE POUR MONTAGE EXTERIEUR","DY51",30]
[]
[null,"FLEXIBLE PPS Ø 110 MM"]
[100015288,"FLEXIBLE PPS Ø 110 mm LG= 15 M","DY889",573]
[100015289,"FLEXIBLE PPS Ø 110 MM LG= 25 M","DY890",955]
[100002280,"ETOILES DE CENTRAGE  Ø 110 mm POUR FLEXIBLE (4 PIÈCES)","DY805",44]
[100015321,"PIÈCE DE COUPLAGE FLEXIBLE Ø 110 mm","DY891",177]
[100015323,"TUBE DE VISITE Ø 110 mm POUR FLEXIBLE PPS","DY893",253]
[100015324,"OUTIL D'AIDE À L'INSERTION  Ø 110 mm","DY894",293]
[100015287,"KIT N° 1 RACCORDEMENT CHEMINÉE FLEXIBLE PPS Ø 110 mm","DY888",381]
[100015322,"TERMINAL AVEC SOLIN POUR FLEX Ø 110","DY892",281]
[100015881,"ADAPTATEUR PPS FLEX Ø 110 MM","DY905",54]
[]
[null,"PPS 110/150 MM"]
[100011364,"PPS/ALU KIT VENTOUSE HORIZONTALE Ø 110/150MM","DY881",490]
[100002734,"TERMINAL VERTICAL PPS/GALV Ø 110/150 mm NOIR","DY845",289]
[100002360,"KIT N° 3 RACCORDEMENT CHAUDIERE  PPS ø 100/150 mm","DY818",320]
[100002351,"RALLONGE PPS-ALU  ø 110/150 mm L=  500 mm","DY811",74]
[100002352,"RALLONGE PPS-ALU ø 110/150 mm L=1000 mm","DY812",111]
[100002353,"COUDE PPS-ALU  87° ø 110/150 mm  ","DY813",133]
[100002354,"COUDE PPS-ALU  45° ø 110/150 mm (2 PIECES)","DY814",235]
[100002355,"PIECE DE REVISION DROITE PPS-ALU  ø 110/150 mm","DY815",141]
[100002356,"T DE REVISION PPS-ALU  ø 110/150 mm","DY816",203]
[84827104,"TUILE A DOUILLE NOIRE AVEC ROTULE PENTE DE 25 ° A 45 °","CX104",118]
[84827106,"TUILE A DOUILLE NOIRE AVEC ROTULE ROUGE POUR PENTE DE 25 ° A 45 °","CX106",118]
[84827111,"COLLIER DE FIXATION Ø 150 MM","CX111",12]
[84827115,"PLATINES DE FINITION ( 2 PIECES )","CX115",29]
[100005004,"PANIER DE PROTECTION INOX D100/150","DY866",192]
[84827103,"EMBASE D'ETANCHEITE POUR TOIT PLAT","CX103",63]
[]
[null,"PPS Ø 110 MM"]
[100008312,"KIT DE RACCORDEMENT CHEMINEE ø 80 - 110 mm PPS","DY876",223]
[100002357,"ADAPTATEUR PPS-ALU  100/150 - 110/150 mm","DY817",120]
[100017529,"KIT DE BASE PPS/ALU Ø 110/150","DY914",304]
[84887577,"KIT DE RACCORDEMENT CHEMINÉE PPS Ø 110 MM","DY177",278]
[84887589,"TERMINAL AVEC SOLIN PPS D100-110","DY189",247]
[84887578,"TUYAU PPS Ø 110 MM LG = 1950 MM (GRIS)","DY178",77]
[84887579,"TUYAU PPS Ø 110 MM LG = 1000 MM (GRIS)","DY179",43]
[84887580,"TUYAU PPS Ø 110 MM LG = 500 MM (GRIS)","DY180",33]
[84887581,"COUDE PPS 87° Ø 110 MM (GRIS)","DY181",38]
[84887582,"COUDE PPS 45° Ø 110 MM (GRIS)","DY182",51]
[84887583,"T DE REVISIONØ 110 mm  (GRIS)","DY183",51]
[84887587,"ETOILE DE CENTRAGE PPS  Ø 110 MM (2 PIÈCES)","DY187",15]
[100010270,"PLAQUE DE FINITION CHEMINEE Ø 110 MM","DY879",46]
[84887588,"COUDE DE REVISION PPS 87° Ø 110 mm (GRIS)","DY188",77]
[]
[]
[]
[7677083," GMR 6160 Condens COM-3",null,10557]
[]
["COMPOSANTS"]
[7665399," GMR 6160 Condens EH973"," EH973",9309]
[7715582,"ACC INST GMR 160 COM3 EH975"," EH975",1248]
[]
["OPTIONS "]
[100000030,"COLIS OPTION SONDE ECS","AD212",53]
[7637550,"CONNECTION CH SOLO MCA 160 EH680","EH680",688]
[7637223,"POMPE UPM XL GRUNDFOS 25-105 H180","EH651",652]
[100019348,"BOUTEILLE DE DECOUPLAGE  120/80-2''   ","GV47",658]
[7613609,"STATION DE NEUTRALISATION DN2 ","SA3",648]
[7613610,"STATION DE NEUTRALISATION HN 1.6 (AVEC POMPE;JUSQU'À 300KW)","SA4",1314]
[7613613,"GRANULATS DE NEUTRALISATION (SAC DE 25 KG)","SA7",89]
[83877011,"STATION NEUTRALISATION","DU15",1457]
[94225601,"RECHARGE DE GRANULATS DE NEUTRALISATION 10 KG**",null,66]
[7628753,"REGULATEUR DE PRESSION  GDJ 20 300MBAR","SA12",190]
[7656909,"KIT DE CONVERSION PROP. MCA 160KW","EH693",73]
[100011223,"REGULATEUR PRESSION 300 mbar GDJ25 RACCORDT. Ø 1''","AD245 ",205]
[88027177,"REGUL PRESSION GDJ 50  300MB ","AD246",483]
[]
["OPTIONS REGULATION"]
[null,"DIEMATIC EVOLUTION"]
[88017017,"SONDE DEPART v3v","AD199",85]
[100013305,"SONDE SYSTÈME ECS","AD250",49]
[85757741,"SONDE EXTERIEURE","FM46",43]
[100013304,"COLIS OPTION V3V OE-TRONIC 4","AD249",170]
[88017904,"THERMOSTAT AMBIANCE PROGRAMMABLE (FILAIRE)","AD191",176]
[88017010,"THERMOSTAT D'AMBIANCE PROGRAMMABLE (SANS FILS)","AD192",308]
[7691374,"THERMOSTAT AMBIANCE OETROSMART (R-BUS)","AD323",207]
[100000030,"COLIS OPTION SONDE ECS","AD212",53]
[7663561,"CABLE S-BUS 12M AVEC BOUCHONS","AD309",106]
[7663619,"CABLE S-BUS 20M AVEC BOUCHONS","AD310",140]
["S101477","INTERFACE SCU-X03","HC258",133]
[]
[]
[]
["COMPOSANTS DE BASE DE LA CASCADE "]
[7621566,"CHASSIS DE MONTAGE MCA 160","EH664",208]
[7612942,"MONTANT-SUPPORT L MCA 160","EH662",170]
[7612941,"MONTANT-SUPPORT I MCA 160","EH663",126]
[7637077,"RAIL DE MONTAGE MURAL 2 CHAUDIÈRES MCA 160","EH670",49]
[7637088,"RAIL DE MONTAGE MURAL 3 CHAUDIÈRES MCA 160","EH671",70]
[7665725,"COLLECTEUR DN100-2 CHAUDIERES MCA  160 FR","EH652",1224]
[7665728,"COLLECTEUR DN100-3 CHAUDIERES  MCA 160  FR","EH653",1551]
[7622699,"RAC COLLEC L MCA 45/115 EH655","EH655",860]
[7622701,"RAC COLLEC L MCA 160 EH656","EH656",767]
[111703,"BRIDES PLEINES EAU DN100","HC199",203]
[111701,"BRIDES PLEINES EAU DN65","HC198",160]
[111708,"JEU DE BOUCHONS","HC195",43]
[7633244,"ADAPTATEUR DN100/DN65","EH654",328]
[114311,"BOUTEILLE DE DÉCOUPLAGE DN65 < 350 kW","HC222",664]
[111712,"BOUTEILLE DE DÉCOUPLAGE DN65 > 350 et < 460 kW","HC200",1101]
[111714,"BOUTEILLE DE DÉCOUPLAGE DN100 > 460 kW","HC201",1334]
[100013027,"SONDE DE DÉPART + DOIGT DE GANT-BOUTEILLE < 350 kW","HC223",141]
[100008701,"SONDE DE DÉPART + DOIGT DE GANT","HC206",167]
[7663618,"CABLE S-BUS 1,5M AVEC BOUCHONS","AD308",35]
[]
["OPTIONS CASCADE"]
[7638518,"JEU DE CONTRE BRIDE A SOUDER DN65","EH669",150]
[112633,"JEU DE CONTRE-BRIDES À SOUDER DN100","HC218",183]
[111788,"COUDES DN65","HC209",714]
[111790,"COUDES DN100","HC210",959]
[7613401,"ISOLATION COLLECTEUR MCA 160","EH647",96]
[7611804,"ISOLATION RACCORD MCA 160 ","EH648",93]
[7631858,"PLAQ ISOLATION AR","EH649",85]
[7622201,"ISOLATION ADAPTATEUR 100/65","EH650",49]
[111167,"ISOLATION COUDES 90°(DN65 ET 100)","HC216",111]
[115269,"ISOLATION BOUTEILLE DE DÉCOUPLAGE < 350 kW","HC224",40]
[111067,"ISOLATION BOUTEILLE DE DÉCOUPLAGE","HC215",260]
["S101655","FILTRE GAZ DN50","HC255",558]
["S101656","FILTRE GAZ DN65","HC256",769]
[111807,"PIED RÉGLABLE","HC219",4]
[]
["OPTIONS FUMISTERIE GMR 6160"]
[7624821,"FILTRE A AIR","EH646",474]
[7619539,"KIT RAC CHAUD  100/150 EH692","EH692",117]
[7627596,"EXPANSION  150/200MM PPS EH645","EH645",100]
[]
[null,"PPS 110/150 MM"]
[100011364,"PPS/ALU KIT VENTOUSE HORIZONTALE Ø 110/150MM","DY881",490]
[100002734,"TERMINAL VERTICAL PPS/GALV Ø 110/150 MM NOIR","DY845",289]
[100002360,"KIT N° 3 RACCORDEMENT CHAUDIERE  PPS ø 100/150 mm","DY818",320]
[100002351,"RALLONGE PPS-ALU  ø 110/150 mm L=  500 mm","DY811",74]
[100002352,"RALLONGE PPS-ALU ø 110/150 mm L=1000 mm","DY812",111]
[100002353,"COUDE PPS-ALU  87° ø 110/150 mm  ","DY813",133]
[100002354,"COUDE PPS-ALU  45°Ø 110/150 MM (2 PIÈCES)","DY814",235]
[100002355,"PIECE DE REVISION DROITE PPS-ALU  ø 110/150 mm","DY815",141]
[100002356,"TÉ DE RÉVISION PPS-ALU  Ø 110/150 MM","DY816",203]
[100002357," ADAPTATEUR PPS-ALU  100/150 - 110/150 MM","DY817",120]
[84827104,"TUILE A DOUILLE NOIRE AVEC ROTULE PENTE DE 25 ° A 45 °","CX104",118]
[84827106,"TUILE A DOUILLE NOIRE AVEC ROTULE ROUGE POUR PENTE DE 25 ° A 45 °","CX106",118]
[84827111,"COLLIER DE FIXATION Ø 150 MM","CX111",12]
[84827115,"PLATINES DE FINITION ( 2 PIECES )","CX115",29]
[100005004,"PANIER DE PROTECTION INOX D100/150","DY866",192]
[84827103,"EMBASE D'ETANCHEITE POUR TOIT PLAT","CX103",63]
[]
[null,"PPS Ø 110 MM"]
[100008312,"KIT DE RACCORDEMENT CHEMINÉE Ø 80 - 110 MM PPS","DY876",223]
[100002357," ADAPTATEUR PPS-ALU  100/150 - 110/150 MM","DY817",120]
[100017529,"KIT DE BASE PPS/ALU Ø 110/150","DY914",304]
[84887577,"KIT DE RACCORDEMENT CHEMINÉE PPS Ø 110 MM","DY177",278]
[84887589,"TERMINAL AVEC SOLIN DIAMÉTRE 100/110","DY189",247]
[84887578,"TUYAU PPS Ø 110 MM LG = 1950 MM (GRIS)","DY178",77]
[84887579,"TUYAU PPS Ø 110 MM LG = 1000 MM (GRIS)","DY179",43]
[84887580,"TUYAU PPS Ø 110 MM LG = 500 MM (GRIS)","DY180",33]
[84887581,"COUDE PPS 87° Ø 110 MM (GRIS)","DY181",38]
[84887582,"COUDE PPS 45° Ø 110 MM (GRIS)","DY182",51]
[84887583,"T DE REVISIONØ 110 mm  (GRIS)","DY183",51]
[84887587,"ETOILE DE CENTRAGE PPS  Ø 110 MM (2 PIÈCES)","DY187",15]
[100010270,"PLAQUE DE FINITION CHEMINEE Ø 110 MM","DY879",46]
[84887588,"COUDE DE REVISION PPS 87° Ø 110 MM (GRIS)","DY188",77]
[]
[null," ALU Ø 150 MM"]
[100002473,"VENTOUSE VERTICALE ALU / GALVA Ø 150/220 MM","DY835",902]
[100002404,"PIÈCE DE RACCORDEMENT AIR POUR VENTOUSE Ø 150 MM","DY830",113]
[100002470,"TÉ D'INSPECTION Ø 150 MM ALU","DY832",242]
[84887645,"RALLONGE  Ø 150 MM   LG = 500 MM","DY645",47]
[84887646,"RALLONGE  Ø 150 MM   LG = 1000 MM ","DY646",83]
[84887647,"RALLONGE  Ø 150 MM   LG = 1950 MM","DY647",150]
[84887435,"GRILLE D'AERATION EXTERIEURE 175 CM²","DY35",26]
[84887436,"GRILLE D'AERATION INTERIEURE 175 CM²","DY36",27]
[84887648,"ETOILE DE CENTRAGE Ø 150 MM (2 PIÈCES)","DY648",54]
[84887649,"COUDE A 87° Ø 150 MM","DY649",91]
[84887650,"COUDE A 45° Ø 150 MM  (2 PIÈCES)","DY650",171]
[100002402,"SOLIN POUR TOIT PLAT Ø 160/220 MM","DY828",79]
[100002403,"SOLIN POUR TOIT INCLINÉ Ø 160/220 MM","DY829",171]
[100002692,"COLLIER DE FIXATION Ø 150 MM","DY841",12]
[100002700,"PLATINES DE FINITION INTERIEURES Ø 220 MM","DY840",40]
[]
[null,"PPS Ø 160 MM"]
[100002400,"VENTOUSE VERTICALE PPS GALVA Ø 160/220 MM","DY826",902]
[100002404,"PIÈCE DE RACCORDEMENT AIR POUR VENTOUSE Ø 150 MM","DY830",113]
[100002399,"ADAPTATEUR PPS  Ø 150-160 MM","DY825",111]
[100002395,"RALLONGE PPS  Ø 160 MM LG = 1000 MM","DY821",129]
[100002396,"RALLONGE PPS  Ø 160 MM LG =  500 MM","DY822",90]
[100002397,"COUDE PPS  87° Ø 160 MM","DY823",107]
[100002398,"COUDE PPS  45° Ø 160 MM","DY824",195]
[100002471,"TUBE D'INSPECTION Ø 160 MM LG = 300 MM","DY833",169]
[100002472,"COUDE  DE RÉVISION Ø 160 MM","DY834",200]
[100002402,"SOLIN POUR TOIT PLAT Ø 160/220 MM","DY828",79]
[100002403,"SOLIN POUR TOIT INCLINÉ Ø 160/220 MM","DY829",171]
[100002693,"COLLIER DE FIXATION Ø 160 MM","DY842",13]
[100002700,"PLATINES DE FINITION INTERIEURES Ø 220 MM","DY840",40]
[]
[null,"CONFIGURATION VENTOUSE HORIZONTALE  PPS Ø 160 MM"]
[100002401,"VENTOUSE HORIZONTALE PPS GALVA Ø 160/220 MM","DY827",742]
[100004040,"RALLONGE VENTOUSE PPS HORIZONTALE Ø160/200 L.1M ","DY857",278]
[100004243,"RALLONGE GALVA/ALU VENTOUSE HORIZONTALE F 150/220 LONG. 1M","DY864",321]
[100002404,"PIÈCE DE RACCORDEMENT AIR POUR VENTOUSE Ø 150 MM","DY830",113]
[100002395," RALLONGE PPS  Ø 160 MM LG = 1000 MM","DY821",129]
[100002396," RALLONGE PPS  Ø 160 MM LG = 500 MM","DY822",90]
[100002397," COUDE PPS  87° Ø 160 MM","DY823",107]
[100002398," COUDE PPS  45° Ø 160 MM","DY824",195]
[100002471,"TUBE D'INSPECTION Ø 160 MM LG = 300 MM","DY833",169]
[100002472,"COUDE  DE RÉVISION Ø 160 MM","DY834",200]
[100002693,"COLLIER DE FIXATION Ø 160 MM","DY842",13]
[]
[]
[]
[]
[]
[7723000,"GSC 150-45  OEtroCom-3",null,5594]
[7723005,"GSC 150-65  OEtroCom-3",null,6460]
[7723006,"GSC 150-90  OEtroCom-3",null,8836]
[7723007,"GSC 150-115  OEtroCom-3",null,9834]
[]
[]
[]
[7723034,"GSC 150-45  OEtroCom-3 SH",null,7172]
[7723035,"GSC 150-65  OEtroCom-3 SH",null,8037]
[7723036,"GSC 150-90  OEtroCom-3 SH",null,11352]
[7723037,"GSC 150-115  OEtroCom-3 SH",null,12350]
[]
[]
[7723060,"GSC 150-45  OEtroCom-3 EP",null,7701]
[7723061,"GSC 150-65  OEtroCom-3 EP",null,8566]
[7723063,"GSC 150-90  OEtroCom-3 EP",null,11148]
[7723064,"GSC 150-115  OEtroCom-3 EP",null,12146]
[]
["COMPOSANTS"]
[7703067,"GSC 150-45  ","JJ200",4789]
[7703064,"GSC 150-65 ","JJ201",5654]
[7703062,"GSC 150-90","JJ202",8030]
[7703060,"GSC 150-115","JJ203",9028]
[7695349,"COLIS TABLEAU OEtroCom-3","JJ211",806]
[7720938,"KIT ECHANGEUR  45-65","JJ407",2106]
[7720939,"KIT ECHANGEUR 90-115","JJ408",2312]
[7709269,"KIT SEPARATEUR 45-65","JJ409",1577]
[7709270,"KIT SEPARATEUR 90-115","JJ410",2516]
[]
["OPTIONS ECS"]
[100000030,"COLIS OPTION SONDE ECS","AD212",53]
[100007827,"KIT LIAISON MCA 45-115 et DTG 45-115/ B 150-200-300","EA121",660]
[89757752,"ANODE ACI CORREX UP BALLON < 300 L","AJ38",336]
[89557009,"KIT DE TRANSFORMATION G/R 3/4 '' ET 1 ''","BH84",35]
[]
["PREPARATEURS BPB version \"Performance\""]
[100019196,"PREPARATEUR VERTICAL OBPB 150","EC624",1536]
[100019197,"PREPARATEUR VERTICAL OBPB 200","EC625",1707]
[100019198,"PREPARATEUR VERTICAL OBPB 300","EC626",2176]
[7683302,"OBPB 401","EC791",3316]
[7683324,"OBPB 501","EC796",3629]
[]
["PREPARATEURS BLC version \"Confort\""]
[100018187,"PREPARATEUR VERTICAL OBLC 150","EC614",1252]
[100018188,"PREPARATEUR VERTICAL OBLC 200","EC615",1437]
[100018189,"PREPARATEUR VERTICAL OBLC 300","EC616",1767]
[]
["OPTIONS REGULATION"]
[null,"OETROCOM -3"]
[88017017,"SONDE DEPART v3v","AD199",85]
[100013305,"SONDE SYSTÈME ECS","AD250",49]
[100013304,"COLIS OPTION V3V OE-TRONIC 4","AD249",170]
[88017904,"THERMOSTAT AMBIANCE PROGRAMMABLE (FILAIRE)","AD191",176]
[88017018,"THERMOSTAT D AMBIANCE PROGRAMMABLE SANS FILS","AD192",308]
[7691374,"THERMOSTAT AMBIANCE OETROSMART (R-BUS)","AD323",207]
[7663618,"CABLE S-BUS 1,5M AVEC BOUCHONS","AD308",35]
[7663561,"CABLE S-BUS 12M AVEC BOUCHONS","AD309",106]
[7663619,"CABLE S-BUS 20M AVEC BOUCHONS","AD310",140]
[88017851,"CABLE DE LIAISON BUS LG 12 M","AD134",118]
[7721982,"GTW 08 INTERFACE MODBUS","AD332",176]
[7676417,"OETROCOM-3 MR ","AD316",1146]
[]
["OPTIONS CHAUDIERE"]
[7715445,"COUDE 87 AVEC TRAPPE DE VISITE","DY931",219]
[7715416,"COUDE 90°","DY930",157]
[100002310,"KIT DE RACCORDEMENT HYDRAULIQUE FRANCE GMR 5065 ET 5090 ","HC139",358]
[100002313,"POMPE CHAUFFAGE ELECTRONIQUE HEE POUR MCA 45/DTG 45","HC142",351]
[7630016,"POMPE ERP 65-90-115 KW ","SA13",436]
[7723290,"POMPE CHAUDIERE UPM 25-105 PWM","JJ416",405]
[100003347,"COMMANDE EXTERNE ALARME VANNE","GR12",95]
[100002685,"CLAPET OBTURATEUR FUMEES  Ø 100 mm","HC154",526]
[7613605,"STATION DE NEUTRALISATION DN1","SA1",371]
[7613606,"SUPPORT FIXATION MURAL","SA2",68]
[7628752,"REGULATEUR DE PRESSION  GDJ 15 300MBAR  raccordt Ø 1/2'","SA11",155]
[7613609,"STATION DE NEUTRALISATION DN2 ","SA3",648]
[83877009,"SYSTEME DE NEUTRALISATION DES CONDENSATS (avec pompe de relevage)","DU13",983]
[7613610,"STATION DE NEUTRALISATION AVEC POMPE","SA4",1314]
[7613613,"GRANULATS DE NEUTRALISATION (SAC DE 25 KG)","SA7",89]
[83877011,"STATION NEUTRALISATION","DU15",1457]
[7606393,"VANNE GAZ S AMC 90/C140-90 PROPANE"]
[100018981,"RECUPERATEUR DE CONDENSATS  Ø 80/125 mm PPs/Alu","DY916",59]
[100018983,"RECUPERATEUR DE CONDENSATS  Ø 110 mm PPs","DY917",69]
[100018984,"RECUPERATEUR DE CONDENSATS  Ø 110/150 mm PPs/Alu","DY918",122]
[100018985,"RECUPERATEUR DE CONDENSATS  Ø 80 mm PPs","DY919",36]
[100019346,"BOUTEILLE DE DECOUPLAGE  60/60-1''  ","GV45",409]
[100019347,"BOUTEILLE DE DECOUPLAGE  80/60-1'' 1/4 ","GV46",489]
[100019348,"BOUTEILLE DE DECOUPLAGE  120/80-2''   ","GV47",658]
[94225601,"RECHARGE DE GRANULATS DE NEUTRALISATION 10 KG**",null,66]
[null,"** : DISPONIBLE AU CENTRE PIECES DE RECHANGE"]
[]
[]
[]
[null,"REFERENCES DES COMPOSANTS DE BASE DE LA CASCADE :"]
[100011703,"COLLECTEUR DN65","HE35",556]
[100011490,"KIT DE LIAISON HYDRAULIQUE 45 ET 65 KW","HE32",661]
[100011491,"KIT DE LIAISON HYDRAULIQUE 90 ET 115 KW","HE33",668]
[114311,"BOUTEILLE DE DÉCOUPLAGE DN65 < 350 kW","HC222",664]
[111712,"BOUTEILLE DE DÉCOUPLAGE DN65 > 350 et < 460 kW","HC200",1101]
[111714,"BOUTEILLE DE DÉCOUPLAGE DN100 > 460 kW","HC201",1334]
[111708,"JEU DE BOUCHONS","HC195",43]
[111701,"BRIDES PLEINES EAU DN65","HC198",160]
[111703,"BRIDES PLEINES EAU DN100","HC199",203]
[7630016,"POMPE ERP 65-90-115 KW ","SA13",436]
[100013027,"SONDE DE DÉPART + DOIGT DE GANT-BOUTEILLE < 350 kW","HC223",141]
[100008701,"SONDE DE DÉPART + DOIGT DE GANT","HC206",167]
[88017836,"CABLE BUS RX11  LG 1,5 M","AD124",90]
[]
["OPTIONS CASCADE"]
[111788,"COUDES DN65","HC209",714]
[111790,"COUDES DN100","HC210",959]
[111167,"ISOLATION COUDES 90°C","HC216",111]
[111807,"PIED RÉGLABLE","HC219",4]
[84887768,"ADAPTATEUR Ø 80 - 100 MM","DY768",58]
[112632,"JEU DE CONTRE-BRIDES À SOUDER DN65","HC217",165]
[112633,"JEU DE CONTRE-BRIDES À SOUDER DN100","HC218",183]
["S103345","JEUX DE BRIDES À SOUDER DN50 POUR FILTRE A GAZ","HC261",90]
[115269,"ISOLATION BOUTEILLE DE DÉCOUPLAGE < 350 kW","HC224",40]
[111067,"ISOLATION BOUTEILLE DE DÉCOUPLAGE","HC215",260]
[]
["FUMISTERIE"]
[null,"FLEXIBLE PPS Ø 80 MM"]
[100015325,"KIT N° 1 RACCORDEMENT CHEMINÉE FLEXIBLE PPS Ø 80 mm","DY895",253]
[100015327,"TUBE FLEXIBLE LG=12,5M","DY897",381]
[100015326,"TUBE FLEXIBLE LG=50M","DY896",1337]
[84887618,"ETOILE DE CENTRAGE POUR FLEXIBLE Ø 80  mm (2 PIÈCES)","DY618",39]
[100015328,"PIÈCE DE COUPLAGE FLEXIBLE Ø 80 mm","DY898",76]
[100015331,"OUTIL D'AIDE À L'INSERTION Ø 80 mm","DY901",190]
[100015330,"PIÈCE D'INSPECTION POUR TUBE FLEXIBLE","DY900",136]
[100015329,"TERMINAL AVEC SOLIN FLEX. Ø 80 mm","DY899",190]
[100015880,"ADAPTATEUR PPS FLEX Ø 80 MM","DY904",44]
[7650956,"KIT CHEMINEE B33 FLEX PPS D80","DY924",434]
[7650958,"KIT CHEMINEE C93 FLEX PPS D80 ","DY925",496]
[7650963,"TERMINAL MITRON NOIR FLEXIBLE PPS  Ø 80 MM","DY926",142]
[7650964,"KIT TELESCO. PLAFOND C93 FLEX D80 ","DY927",226]
[]
[null,"PPS Ø 80 MM"]
[100015325,"KIT N° 1 RACCORDEMENT CHEMINÉE FLEXIBLE PPS Ø 80 mm","DY895",253]
[100017527,"KIT DE BASE PPS/ALU Ø 80/125 ","DY913",178]
[84887708,"ADAPTATEUR ALU Ø 60/100 MM SUR 80/125 MM","DY708",63]
[84887701,"KIT  RACCORDEMENT CHEMINEE PPS Ø 60/80 MM ","DY701",290]
[84887717,"KIT N° 1 KIT DE RACCORDEMENT CHEMINEE PPS Ø 80 mm","DY717",169]
[84887546,"PIÈCE DE VISITE Ø 80 mm droite","DY146",63]
[84887613,"RALLONGE PPS Ø 80 mm   L= 250 mm (2 PCS)","DY613",42]
[84887614,"RALLONGE PPS  Ø 80 mm   L=  500 mm (2 PCS)","DY614",40]
[84887615,"RALLONGE PPS  Ø 80 mm   L=  1000 mm (2 PCS)","DY615",54]
[84887550,"RALLONGE PPS Ø 80 mm   L=  2000 mm  (2 PIECES)","DY150",82]
[84887552,"COUDE PPS à 90°","DY152",16]
[84887554,"COUDE PPS a 45°  (2 PCS)","DY154",37]
[84887563,"T PPS  AVEC COUVERCLE  D'INSPECTION","DY163",63]
[84887551,"COLLIER DE CENTRAGE Ø 80mm  (2 PIECES)","DY151",14]
[84887585,"TERMINAL AVEC SOLIN DIAMÉTRE 80","DY185",160]
[100008301,"COUDE DE REVISION 87° PPS Ø80mm","DY877",43]
[100002361,"PIÈCE D'ADAPTATION BIFLUX 2X80","DY819",46]
[84887438,"PRISE D'AIR EXTERIEURE LG=500 mm","DY38",107]
[]
[null,"PPS 80/125 MM"]
[100011365,"KIT VENTOUSE HOR PPS/ALU Ø 80/125mm","DY882",223]
[100002732,"TERMINAL VERTICAL PPS Ø 80/125 mm NOIR","DY843",167]
[100002733,"TERMINAL VERTICAL PPS Ø 80/125 mm ROUGE","DY844",166]
[84887716,"KIT N° 3 RACCORDEMENT CHAUDIERE  PPS Ø 80/125 mm","DY716",155]
[84887524,"PIECE D'INSPECTION DROITE ALU/PPS Ø 80/125 mm","DY124",118]
[100008311,"COUDE DE REVISION ALU/PPS Ø 80/125 mm","DY875",124]
[100003271,"KIT DE RACCORDEMENT CHAUDIÈRE PERPENDICULAIRE","DY849",242]
[100003272,"KIT DE RACCORDEMENT CHAUDIÈRE SOUS CONDUIT","DY850",180]
[84887525,"T D'INSPECTION ALU/PPS Ø 80/125 mm","DY125",135]
[84887526,"RALLONGE CONCENTRIQUE ALU/PPS  80/125 L= 250 mm","DY126",43]
[84887527,"RALLONGE CONCENTRIQUE ALU/PPS 80/125 L= 500mm","DY127",50]
[84887528,"RALLONGECONCENTRIQUE ALU/PPS 80/125 L=1000 mm","DY128",74]
[84887529,"RALLONGE CONCENTRIQUE ALU/PPS 80/125 L=1950 mm","DY129",129]
[84887530,"MANC. COMP. D80/125","DY130",76]
[84887531,"COUDE A 87° ALU/PPS  Ø 80/125 mm","DY131",54]
[84887532,"COUDE CONCENTRIQUE 45° ALU/PPS Ø 80/125 mm (2 PCES)","DY132",82]
[]
[null,"PPS 110/160 MM"]
[7715060,"RALLONGE CONC. D110 160 L500  ","DY421",99]
[7715063,"RALLONGE CONC. D110 160 L1000","DY422",146]
[7715064,"RALLONGE CONC. D110 160 L1950  ","DY423",291]
[7715065,"COUDE 110 160  45 ","DY424",123]
[7715066,"COUDE 110 160  90 ","DY425",142]
[7715067,"TRAPPE DE VISITE 110 160 ","DY426",159]
[7715068,"T DE VISITE 110 160","DY427",223]
[7715072,"ROSACE DE FINITION 160 ","DY431",58]
[7715075,"ADAPTATEUR 110 160","DY434",144]
[]
[null,"DIVERS FUMISTERIE"]
[84887411,"SORTIE HORIZONTALE TOIT PENTE DE 30° A 45° ( uniquement pour tuiles mécaniques)","DY11",192]
[84837729,"SORTIE DE TOIT EN PENTE DE 40° A 60° ( uniquement pour tuiles mécaniques)","CX49",191]
[84837731,"EMBASE D'ETANCHE TOIT PLAT","CX51",45]
[84837121,"TUILE A DOUILLE 5 A 25 NOIRE","CX121",120]
[84837732,"TUILE A DOUILLE 25 A 35' NOIRE","CX52",82]
[84837734,"TUILE A DOUILLE 35 A 55° NOIRE ","CX63",105]
[84837120,"TUILE A DOUILLE 5 A 25° ROUGE","CX120",120]
[84837783,"TUILE A DOUILLE 25 A 35 ROUGE","CX83",82]
[84837784,"TUILE A DOUILLE 25 A 55 ROUGE","CX84",105]
[84837741,"PLATINE DE FINITION INTER","CX72",16]
[100005002,"PANIER DE PROTECTION INOX  Ø 80/125","DY865",189]
[84887435,"GRILLE D'AERATION EXTERIEURE 175 CM²","DY35",26]
[84887436,"GRILLE D'AERATION INTERIEURE 175 CM²","DY36",27]
[84837779,"COLLIER DE FIXATION Ø 125 mm PATTE LONGUE","CX79",15]
[84837118,"COLLIER DE FIXATION Ø 125 MM PATTE COURTE","CX118",12]
[84887451,"COLLIER D'ETANCHEITE POUR MONTAGE EXTERIEUR","DY51",30]
[]
[null,"ALU Ø 100 MM"]
[84887624,"TUBE D'INSPECTION L=300 mm","DY624",116]
[84887739,"T DE VISITE ø 100 mm","DY739",100]
[84887625,"RALLONGE  ø 100 mm   L=  500 mm (2 PIECES)","DY625",82]
[84887626,"RALLONGE  ø 100 mm   L=  1000 mm (2 PIECES)","DY626",139]
[84887627,"RALLONGE  ø 100 mm   L=  1950 mm  (2 PIECES)","DY627",261]
[84887628,"ETOILE DE CENTRAGE ø 100 mm (2 PIECES)","DY628",42]
[84887629,"COUDE  90°","DY629",50]
[84887630,"COUDE 45°  (2 PIECES)","DY630",100]
[84887633,"KIT N° 1 RACCORDEMENT CHEMINEE Ø  100 ","DY633",308]
[84887589,"TERMINAL AVEC SOLIN DIAMÉTRE 100/110","DY189",247]
[100002362,"PIECE D'ADAPTATION BIFLUX 2x100","DY820",46]
[100002285,"PRISE D'AIR EXTERIEUR Lg 500 mm Ø 100","DY810",105]
[84887752,"PLAQUE DE FINITION CHEMINEE ","DY752",38]
[]
[null,"RACCORDEMENT BIFLUX C53 Ø 100"]
[84887633,"KIT N° 1 RACCORDEMENT CHEMINEE Ø  100 ","DY633",308]
[]
[null,"FLEXIBLE PPS Ø 110 MM"]
[100015288,"FLEXIBLE PPS Ø 110 mm LG= 15 M","DY889",573]
[100015289,"FLEXIBLE PPS Ø 110 MM LG= 25 M","DY890",955]
[100002280,"ETOILES DE CENTRAGE  Ø 110 mm POUR FLEXIBLE (4 PIÈCES)","DY805",44]
[100015321,"PIÈCE DE COUPLAGE FLEXIBLE Ø 110 mm","DY891",177]
[100015323,"TUBE DE VISITE Ø 110 mm POUR FLEXIBLE PPS","DY893",253]
[100015324,"OUTIL D'AIDE À L'INSERTION  Ø 110 mm","DY894",293]
[100015287,"KIT N° 1 RACCORDEMENT CHEMINÉE FLEXIBLE PPS Ø 110 mm","DY888",381]
[100015322,"TERMINAL AVEC SOLIN POUR FLEX Ø 110","DY892",281]
[100015881,"ADAPTATEUR PPS FLEX Ø 110 MM","DY905",54]
[]
[null,"PPS 110/150 MM"]
[100011364,"PPS/ALU KIT VENTOUSE HORIZONTALE Ø 110/150MM","DY881",490]
[100002734,"TERMINAL VERTICAL PPS/GALV Ø 110/150 mm NOIR","DY845",289]
[100002360,"KIT N° 3 RACCORDEMENT CHAUDIERE  PPS ø 100/150 mm","DY818",320]
[100002351,"RALLONGE PPS-ALU  ø 110/150 mm L=  500 mm","DY811",74]
[100002352,"RALLONGE PPS-ALU ø 110/150 mm L=1000 mm","DY812",111]
[100002353,"COUDE PPS-ALU  87° ø 110/150 mm  ","DY813",133]
[100002354,"COUDE PPS-ALU  45° ø 110/150 mm (2 PIECES)","DY814",235]
[100002355,"PIECE DE REVISION DROITE PPS-ALU  ø 110/150 mm","DY815",141]
[100002356,"T DE REVISION PPS-ALU  ø 110/150 mm","DY816",203]
[100002357,"ADAPTATEUR PPS-ALU  100/150 - 110/150 mm","DY817",120]
[84827104,"TUILE A DOUILLE NOIRE AVEC ROTULE PENTE DE 25 ° A 45 °","CX104",118]
[84827106,"TUILE A DOUILLE NOIRE AVEC ROTULE ROUGE POUR PENTE DE 25 ° A 45 °","CX106",118]
[84827111,"COLLIER DE FIXATION Ø 150 MM","CX111",12]
[84827115,"PLATINES DE FINITION ( 2 PIECES )","CX115",29]
[100005004,"PANIER DE PROTECTION INOX D100/150","DY866",192]
[84827103,"EMBASE D'ETANCHEITE POUR TOIT PLAT","CX103",63]
[]
[null,"PPS Ø 110 MM"]
[100008312,"KIT DE RACCORDEMENT CHEMINEE ø 80 - 110 mm PPS","DY876",223]
[100002357,"ADAPTATEUR PPS-ALU  100/150 - 110/150 mm","DY817",120]
[100017529,"KIT DE BASE PPS/ALU Ø 110/150","DY914",304]
[84887577,"KIT DE RACCORDEMENT CHEMINÉE PPS Ø 110 MM","DY177",278]
[84887589,"TERMINAL AVEC SOLIN DIAMÉTRE 100/110","DY189",247]
[84887578,"TUYAU PPS Ø 110 MM LG = 1950 MM (GRIS)","DY178",77]
[84887579,"TUYAU PPS Ø 110 MM LG = 1000 MM (GRIS)","DY179",43]
[84887580,"TUYAU PPS Ø 110 MM LG = 500 MM (GRIS)","DY180",33]
[84887581,"COUDE PPS 87° Ø 110 MM (GRIS)","DY181",38]
[84887582,"COUDE PPS 45° Ø 110 MM (GRIS)","DY182",51]
[84887583,"T DE REVISIONØ 110 mm  (GRIS)","DY183",51]
[84887587,"ETOILE DE CENTRAGE PPS  Ø 110 MM (2 PIÈCES)","DY187",15]
[100010270,"PLAQUE DE FINITION CHEMINEE Ø 110 MM","DY879",46]
[84887588,"COUDE DE REVISION PPS 87° Ø 110 mm (GRIS)","DY188",77]
[]
[]
[]
["CHAUDIERES POUR RACCORDEMENT VENTOUSE"]
[100018244,"GSCX 25 HOR",null,2925]
[100018245,"GSCX 25 VER",null,3025]
[]
["COMPOSANTS"]
[100017759,"GSCX 25","JA24",2800]
[100008296,"TERMINAL HORIZONTAL PPS Ø 60/100 mm LG=800 mm","DY871",125]
["S100465","ADAPTATEUR AIR/FUMEES Ø 80/125","HR38",58]
[100002732,"TERMINAL VERTICAL PPS Ø 80/125 mm NOIR","DY843",167]
[]
[]
[]
[100018246,"GVCX 25 HOR /100SL ",null,3666]
[100018247,"GVCX 25 VER/100SL ",null,3766]
[]
["COMPOSANTS"]
[100017759,"GSCX 25","JA24",2800]
[100016431,"BALLON 100SL","ER226",664]
[100017391,"KIT RACC. BALLONS SL-SSL","JA8",77]
[100008296,"TERMINAL HORIZONTAL PPS Ø 60/100 mm LG=800 mm","DY871",125]
["S100465","ADAPTATEUR AIR/FUMEES Ø 80/125","HR38",58]
[100002732,"TERMINAL VERTICAL PPS Ø 80/125 mm NOIR","DY843",167]
[]
[]
[]
[100018208,"GSCR 15 HOR  ",null,3824]
[100018209,"GSCR 15 VER ",null,3789]
[100018210,"GSCR 25 HOR",null,4008]
[100018211,"GSCR 25 VER",null,3973]
[100018212,"GSCR 35 HOR  ",null,4383]
[100018213,"GSCR 35 VER ",null,4327]
[]
["COMPOSANTS"]
[100017756,"GSCR 15","JA21",3622]
[100017757,"GSCR 25","JA22",3806]
[100017758,"GSCR 35","JA23",4160]
[100013756,"TERMINAL HORIZONTAL PPS/GALVA Ø 60/100 mm","HR48",202]
[100011365,"KIT VENTOUSE HOR PPS/ALU Ø 80/125mm","DY882",223]
[100002732,"TERMINAL VERTICAL PPS Ø 80/125 mm NOIR","DY843",167]
[]
[]
[]
[100018214,"GVCR 15 HOR/100HL ",null,5088]
[100018215,"GVCR 15 VER/100HL ",null,5053]
[100018216,"GVCR 25 HOR/100HL ",null,5272]
[100018217,"GVCR 25 VER/100HL ",null,5237]
[100018218,"GVCR 35 HOR/100HL ",null,5647]
[100018219,"GVCR 35 VER/100HL ",null,5591]
[]
["COMPOSANTS"]
[100017756,"GSCR 15","JA21",3622]
[100017757,"GSCR 25","JA22",3806]
[100017758,"GSCR 35","JA23",4160]
[100016430,"BALLON 100HL ","ER225",1187]
[100017392,"KIT RACC. BALLONS HL-SHL","JA9",77]
[100013756,"TERMINAL HORIZONTAL PPS/GALVA Ø 60/100 mm","HR48",202]
[100011365,"KIT VENTOUSE HOR PPS/ALU Ø 80/125mm","DY882",223]
[100002732,"TERMINAL VERTICAL PPS Ø 80/125 mm NOIR","DY843",167]
[]
[]
[]
[100018220,"GVCR 15 HOR/160SL ",null,4965]
[100018221,"GVCR 15 VER/160SL ",null,4930]
[100018222,"GCCR 15 HOR/160SL ",null,5211]
[100018223,"GCCR 15 VER/160SL ",null,5176]
[100018224,"GVCR 25 HOR/160SL ",null,5149]
[100018225,"GVCR 25 VER/160SL ",null,5114]
[100018226,"GCCR 25 HOR/160SL ",null,5395]
[100018227,"GCCR 25 VER/160SL ",null,5360]
[100018228,"GVCR 35 HOR/160SL ",null,5524]
[100018229,"GVCR 35 VER/160SL ",null,5468]
[100018230,"GCCR 35 HOR /160SL ",null,5770]
[100018231,"GCCR 35 VER/160SL ",null,5714]
[]
["COMPOSANTS"]
[100017756,"GSCR 15","JA21",3622]
[100017757,"GSCR 25","JA22",3806]
[100017758,"GSCR 35","JA23",4160]
[100016428," BALLON 160SL ","ER223",1064]
[100017391,"KIT RACC. BALLONS SL-SSL","JA8",77]
[100016480,"KIT DE LIAISON AGC-EGC /B 160-220","ER228",323]
[100013756,"TERMINAL HORIZONTAL PPS/GALVA Ø 60/100 mm","HR48",202]
[100011365,"KIT VENTOUSE HOR PPS/ALU Ø 80/125mm","DY882",223]
[100002732,"TERMINAL VERTICAL PPS Ø 80/125 mm NOIR","DY843",167]
[]
[]
[]
[7606048,"GVCR 15 HOR/L160SL ",null,5108]
[7606049,"GVCR 15 VER/L160SL ",null,5073]
[7606050,"GVCR 25 HOR/L160SL ",null,5292]
[7606051,"GVCR 25 VER/L160SL ",null,5257]
[7606052,"GVCR 35 HOR/L160SL ",null,5667]
[7606053,"GVCR 35 VER/L160SL ",null,5611]
[]
["COMPOSANTS"]
[100017756,"GSCR 15","JA21",3622]
[100017757,"GSCR 25","JA22",3806]
[100017758,"GSCR 35","JA23",4160]
[100020079,"BALLON L160SL ","EC600",1207]
[100017392,"KIT RACC. BALLONS HL-SHL","JA9",77]
[100013756,"TERMINAL HORIZONTAL PPS/GALVA Ø 60/100 mm","HR48",202]
[100002732,"TERMINAL VERTICAL PPS Ø 80/125 MM NOIR","DY843",167]
[100011365,"KIT VENTOUSE HOR PPS/ALU Ø 80/125mm","DY882",223]
[]
[]
[]
[100018232,"GVCR 15 HOR /220SHL ",null,6820]
[100018233,"GVCR 15 VER /220SHL ",null,6785]
[100018234,"GCCR 15 HOR /220SHL ",null,7129]
[100018235,"GCCR 15 VER /220SHL ",null,7094]
[100018236,"GVCR 25 HOR /220SHL ",null,7004]
[100018237,"GVCR 25 VER /220SHL ",null,6969]
[100018238,"GCCR 25 HOR /220SHL ",null,7313]
[100018239,"GCCR 25 VER /220SHL ",null,7278]
[100018240,"GVCR 35 HOR /220SHL ",null,7379]
[100018241,"GVCR 35 VER /220SHL ",null,7323]
[100018242,"GCCR 35 HOR /220SHL ",null,7688]
[100018243,"GCCR 35 VER /220SHL ",null,7632]
[]
["COMPOSANTS"]
[100017756,"GSCR 15","JA21",3622]
[100017757,"GSCR 25","JA22",3806]
[100017758,"GSCR 35","JA23",4160]
[100016425,"BALLON 220SHL","ER220",2725]
[100017392,"KIT RACC. BALLONS HL-SHL","JA9",77]
[100017431,"KIT LIAISON BS220SHL/CHAUDIERE GSCR","ER216",386]
[7605758,"KIT VASE SOLAIRE 12L GFS-G8 ","JA72",194]
[100013756,"TERMINAL HORIZONTAL PPS/GALVA Ø 60/100 mm","HR48",202]
[100011365,"KIT VENTOUSE HOR PPS/ALU Ø 80/125mm","DY882",223]
[100002732,"TERMINAL VERTICAL PPS Ø 80/125 mm NOIR","DY843",167]
[]
["OPTIONS CHAUDIERES"]
[100017394,"KIT DE RACCORDEMENT CENTRAL COLONNE ","JA11",323]
[100017395,"KIT DE RACCORDEMENT GAUCHE ","JA12",323]
[100017396,"KIT DE RACCORDEMENT DROITE COLONNE","JA13",310]
[100017817,"KIT DE RACCORDEMENT CHAUFFAGE SEUL  ","JA34",167]
[100018164,"KIT DE CONVERSION GPL 15KW ","JA39",13]
[100018165,"KIT DE CONVERSION PROPANE 25kW ","JA40",13]
[100018166,"KIT DE CONVERSION PROPANE 35kW ","JA41",13]
[100017827,"KIT DE RACCORDEMENT V3V-PLATINE","JA35",128]
[100017390,"KIT V3V EXTERNE","JA7",103]
[7613605,"STATION DE NEUTRALISATION DN1","SA1",371]
[7613606,"SUPPORT FIXATION MURAL","SA2",68]
[7613609,"STATION DE NEUTRALISATION DN2 ","SA3",648]
[7607001,"KIT VASE D'EXPANSION","JA74",265]
[83877009,"SYSTEME DE NEUTRALISATION DES CONDENSATS (avec pompe de relevage)","DU13",983]
[94225601,"RECHARGE DE GRANULATS DE NEUTRALISATION 10 KG**",null,66]
[100005825,"ADAPTATEUR BI-FLUX   2x80","DY868",69]
["S100465","ADAPTATEUR AIR/FUMEES Ø 80/125","HR38",58]
[100018253,"COUDE REDUIT  60/100 PPS/ALU ","JA43",85]
[100018163,"KIT SONDE TEMPERATURE FUMEE","JA38",74]
["S100931","OUTIL DE NETTOYAGE CORPS CHAUDIERE","HR45",92]
[100020164,"COLLECTEUR 2/3 CIRCUITS ","EA140",382]
[100020165,"CONSOLE MUR COLLECTEUR ","EA141",48]
[100020166,"CONSOLE MUR 1 MODULE ","EA142",129]
[100020167,"CIRCUIT DIRECT P.ELEC CLASSE A  ","EA143",720]
[100020168,"CIRCUIT V3V P.ELEC","EA144",1023]
[100020169,"MODULE HYDR COMPACT 2 CIRCUITS HEE","EA145",1281]
[89557009,"KIT DE TRANSFORMATION G/R 3/4 '' ET 1 ''","BH84",35]
[100019369,"POMPE MOD UPM2 15-70 RES CLASSE A  ","JA44",262]
[7602811,"KIT V3V INTERNE - HEE","JA83",579]
[7603547,"KIT DE PREMONTAGE HYDRAULIQUE ","JA68",476]
[7666101,"SOCLE CHAUDIERE NOIRE",null,275]
[100020045,"KIT FILTRE FERNOX TF1","EH896",288]
[]
["OPTIONS REGULATIONS"]
[100013304,"COLIS OPTION V3V OE-TRONIC 4","AD249",170]
[100013305,"SONDE SYSTÈME ECS","AD250",49]
[100013306,"SONDE EXTERIEURE RADIO ","AD251",82]
[100013307,"MODULE CHAUDIERE RADIO (EMETTEUR)","AD252",132]
[100013472,"CDE A DISTANCE RADIO RS 400R     ","AD255",256]
[100013477,"CDE A DISTANCE FILAIRE RS 400   ","AD257",190]
[88017851,"CABLE DE LIAISON BUS LG 12 M","AD134",118]
[88017017,"SONDE DEPART v3v","AD199",85]
[100002803,"COMMANDE A DISTANCE SIMPLIFIEE AD208","AD208",112]
[100000030,"COLIS OPTION SONDE ECS","AD212",53]
[7684433,"OETROSMART OT ","AD320",269]
[88017904,"THERMOSTAT AMBIANCE PROGRAMMABLE (FILAIRE)","AD191",176]
[88017010,"THERMOSTAT D'AMBIANCE PROGRAMMABLE (SANS FILS)","AD192",308]
[85757741,"SONDE EXTERIEURE","FM46",43]
[7609764,"THERMOSTAT D'AMBIANCE MODULANT RADIO RS200 -3R","AD305",365]
[7609765,"THERMOSTAT D'AMBIANCE MODULANT FILAIRE RS200 -3","AD306",221]
[7612346," COMMANDE A DISTANCE SIMPLIFIEE RS20-OT FILAIRE","AD302",114]
[]
["OPTIONS ECS ET  PREPARATEURS INDEPENDANTS"]
[100017432,"KIT RECIRCULATION BS100HL","ER218",24]
[100017433,"KIT RECIRCULATION BS160/220","ER219",77]
[100018204,"VASE EXPANSION SANITAIRE 8L","ER233 ",323]
[100000030,"COLIS OPTION SONDE ECS","AD212",53]
[100017393,"KIT RACC. BALLONS AUTRES","JA10",63]
[100000492,"KIT ANODE MAGNESIUM","EA103",74]
[]
[null,"FUMISTERIE"]
[null,"PPS Ø 60 MM"]
[84887585,"TERMINAL AVEC SOLIN DIAMÉTRE 80","DY185",160]
[84887690,"RALLONGE PPS D60 L500 2X ","DY690",42]
[84887691,"RALLONGE PPS D60L1000 2X ","DY691",50]
[84887692,"RALLONGE PPS D60 L1950 2X","DY692",82]
[84887693,"COUDE PPS D60 87°  ","DY693",27]
[84887694,"COUDE PPS Ø 60 45° (2X)","DY694",53]
[84887673,"ETOILE DE CENTRAGE PPS Ø 60 ","DY673",14]
[84887698,"PIECE DE VISITE PPS Ø 60 DROITE","DY698",69]
[84887741,"TE DE VISITE PPS Ø 60","DY741",76]
[84887700,"KIT DE RACCORDEMENT CHEMINEE PPS 60 MM","DY700",242]
[84887701,"KIT DE RACCORDEMENT CHEMINÉE PPS 60/80 MM","DY701",290]
[84887702,"KIT DE RACCORDEMENT CHAUDIERE ALU/PPS Ø 60/100 mm","DY702",195]
[]
[null,"ALU Ø 80 MM"]
[84887585,"TERMINAL AVEC SOLIN DIAMÉTRE 80","DY185",160]
[84887551,"COLLIER DE CENTRAGE Ø 80mm (2 PIECES)","DY151",14]
[100002361,"PIÈCE D'ADAPTATION BIFLUX 2X80","DY819",46]
[84887438,"PRISE D'AIR EXTERIEURE LG=500 mm","DY38",107]
[84887723,"ADAPTATEUR BI-FLUX Ø60/100 SUR 2x80","DY723",89]
[]
["OPTIONS GSCX 25"]
[null,"PPS/ALU 60/100 MM"]
[100013756,"TERMINAL HORIZONTAL PPS/GALVA Ø 60/100 mm","HR48",202]
[84887681,"PPS-ALU RALLONGE CONCENTRIQUE  ø 60/100 mm L=  500 mm","DY681",43]
[84887682,"PPS-ALU RALLONGE CONCENTRIQUE ø 60/100 mm L=1000 mm","DY682",54]
[84887683,"PPS-ALU RALLONGE CONCENTRIQUE ø 60/100mm L=1950mm","DY683",112]
[84887684,"PPS-ALU COUDE CONCENTRIQUE MOULE à 87° ø 60/100 mm","DY684",45]
[84887685,"PPS-ALU COUDE CONCENTRIQUE MOULE à 45° ø 60/100 mm (2 PIECES)","DY685",85]
[84887686,"PPS-ALU COUDE CONCENTRIQUE MOULE à 30° ø 60/100 mm (2 PIECES)","DY686",171]
[84887687,"PPS-ALU COUDE CONCENTRIQUE MOULE à 15° ø 60/100 mm (2 PIECES)","DY687",171]
[84887688,"PPS-ALU MANCHON DE COMPENSATION DE 50 à 250 mm","DY688",76]
[84887689,"PPS-ALU  PIECE DE REVISIONDROITE  Ø 60/100 mm","DY689",140]
[84887737,"PPS-ALU  Té DE REVISION  Ø 60/100 mm","DY737",140]
[84887702,"KIT DE RACCORDEMENT CHAUDIERE ALU/PPS Ø 60/100 mm","DY702",195]
[100017526,"TERMINAL REFTROFIT Ø 60/95","DY912",124]
[]
[null,"FLEXIBLE PPS Ø 80 MM"]
[100015325,"KIT N° 1 RACCORDEMENT CHEMINÉE FLEXIBLE PPS Ø 80 mm","DY895",253]
[100015327,"TUBE FLEXIBLE LG=12,5M","DY897",381]
[100015326,"TUBE FLEXIBLE LG=50M","DY896",1337]
[84887618,"ETOILE DE CENTRAGE POUR FLEXIBLE Ø 80  mm (2 PIÈCES)","DY618",39]
[100015328,"PIÈCE DE COUPLAGE FLEXIBLE Ø 80 mm","DY898",76]
[100015331,"OUTIL D'AIDE À L'INSERTION Ø 80 mm","DY901",190]
[100015330,"PIÈCE D'INSPECTION POUR TUBE FLEXIBLE","DY900",136]
[100015329,"TERMINAL AVEC SOLIN FLEX. Ø 80 mm","DY899",190]
[100015880,"ADAPTATEUR PPS FLEX Ø 80 mm","DY904",44]
[]
[null,"PPS Ø 80 MM"]
[100015325,"KIT N° 1 RACCORDEMENT CHEMINÉE FLEXIBLE PPS Ø 80 mm","DY895",253]
[100017527,"KIT DE BASE PPS/ALU Ø 80/125 ","DY913",178]
[84887708,"ADAPTATEUR ALU Ø 60/100 MM SUR 80/125 MM","DY708",63]
[84887717,"KIT N° 1 KIT DE RACCORDEMENT CHEMINÉE PPS Ø 80 mm","DY717",169]
[84887546,"PIÈCE DE VISITE Ø 80 mm droite","DY146",63]
[84887613,"RALLONGE PPS Ø 80 mm   L= 250 mm (2 PCS)","DY613",42]
[84887614,"RALLONGE PPS  Ø 80 mm   L=  500 mm (2 PCS)","DY614",40]
[84887615,"RALLONGE PPS  Ø 80 mm   L=  1000 mm (2 PCS)","DY615",54]
[84887550,"RALLONGE PPS Ø 80 mm   L=  2000 mm  (2 PIECES)","DY150",82]
[84887552,"COUDE PPS À 90°","DY152",16]
[84887554,"COUDE PPS a 45°  (2 PCS)","DY154",37]
[84887563,"T PPS  AVEC COUVERCLE  D'INSPECTION","DY163",63]
[84887551,"COLLIER DE CENTRAGE Ø 80mm (2 PIECES)","DY151",14]
[84887585,"TERMINAL AVEC SOLIN DIAMÉTRE 80","DY185",160]
[100008301,"COUDE DE REVISION 87° PPS Ø80mm","DY877",43]
[]
[null,"PPS 80/125 MM"]
[100002732,"TERMINAL VERTICAL PPS Ø 80/125 mm NOIR","DY843",167]
[100002733,"TERMINAL VERTICAL PPS Ø 80/125 mm ROUGE","DY844",166]
[84887716,"KIT N° 3 RACCORDEMENT CHAUDIÈRE  PPS Ø 80/125 mm","DY716",155]
[84887524,"PIECE D'INSPECTION DROITE ALU/PPS Ø 80/125 mm","DY124",118]
[100008311,"COUDE DE REVISION ALU/PPS Ø 80/125 mm","DY875",124]
[100003271,"KIT DE RACCORDEMENT CHAUDIÈRE PERPENDICULAIRE","DY849",242]
[100003272,"KIT DE RACCORDEMENT CHAUDIÈRE SOUS CONDUIT","DY850",180]
[84887525,"T D'INSPECTION ALU/PPS Ø 80/125 mm","DY125",135]
[84887526,"RALLONGE CONCENTRIQUE ALU/PPS 80/125 LG= 250 mm","DY126",43]
[84887527,"RALLONGE CONCENTRIQUE ALU/PPS 80/125 L= 500 mm","DY127",50]
[84887528,"RALLONGE CONCENTRIQUE ALU/PPS 80/125 L=1000 mm","DY128",74]
[84887529,"RALLONGE CONCENTRIQUE ALU/PPS 80/125 L=1950 mm","DY129",129]
[84887530,"MANC. COMP. D80/125","DY130",76]
[84887531,"COUDE A 87° ALU/PPS  Ø 80/125 mm","DY131",54]
[84887532,"COUDE CONCENTRIQUE 45° ALU/PPS Ø 80/125 MM (2 PCES)","DY132",82]
[]
[null,"DIVERS FUMISTERIE"]
[84887411,"SORTIE HORIZONTALE TOIT PENTE DE 30° A 45° ( uniquement pour tuiles mécaniques)","DY11",192]
[84837729,"SORTIE DE TOIT EN PENTE DE 40° A 60° ( uniquement pour tuiles mécaniques)","CX49",191]
[84837731,"EMBASE D'ETANCHE TOIT PLAT","CX51",45]
[84837121,"TUILE A DOUILLE 5 A 25° NOIRE","CX121",120]
[84837732,"TUILE A DOUILLE 25 A 45° NOIRE","CX52",82]
[84837734,"TUILE A DOUILLE 35 A 55° NOIRE","CX63",105]
[84837120,"TUILE A DOUILLE 5 A 25° ROUGE","CX120",120]
[84837783,"TUILE A DOUILLE 25 A 45° ROUGE","CX83",82]
[84837784,"TUILE A DOUILLE 35 A 55° ROUGE","CX84",105]
[84837741,"PLATINE DE FINITION INTER","CX72",16]
[100005002,"PANIER DE PROTECTION INOX  Ø 80/125","DY865",189]
[84887435,"GRILLE D'AERATION EXTERIEURE 250 X 300 mm","DY35",26]
[84887436,"GRILLE D'AERATION  INTERIEUR 250X300 mm","DY36",27]
[84837779,"COLLIER DE FIXATION Ø 125 mm PATTE LONGUE","CX79",15]
[84837118,"COLLIER DE FIXATION Ø 125 MM PATTE COURTE","CX118",12]
[]
[]
[]
[115768,"GSR 233 CONDENS","GW1",10305]
[115769,"GSR 234 CONDENS","GW2",11657]
[115770,"GSR 235 CONDENS","GW3",13207]
[115771,"GSR 236 CONDENS","GW4",14805]
[]
["OPTIONS"]
[100002442,"COLIS 2 ème RETOUR C 210 Eco ","GR5",153]
[100002443,"DOIGT DE GANT POUR SONDE DEPART","GR6",53]
[100002445,"FILTRE A L'ASPIRATION D'AIR","GR8",486]
[100011030,"THERMOSTAT DE FUMEES","GV21",66]
[100011031,"PRESSOSTAT MINI GAZ POUR GSR 233 & GSR 234 ","GV22(*)",72]
[100011032,"KIT DE CONVERSION AU GPL POUR GSR 233 & GSR 234","GV23",574]
[100011034,"PRESSOSTAT MINI GAZ GSR 235 & GSR 236","GV25(*)",74]
[100011033,"CLAPET DE FUMEE","GV24(*)",874]
[100011035,"KIT CCE (Uniquement GSR 235 & GSR 236)","GV26(*)",67]
[100011036,"KIT DE CONVERSION AU GPL POUR GSR 235 & GSR 236","GV27",44]
[100011037,"PLATINE DE RACCORDEMENT SCU-01","GW5",120]
[83877009,"SYSTEME DE NEUTRALISATION DES CONDENSATS (avec pompe DE relevage)","DU13",983]
[83877011,"STATION NEUTRALISATION","DU15",1457]
[7613609,"STATION DE NEUTRALISATION DN2 ","SA3",648]
[7622188,"STATION DE NEUTRALISATION DN3 ","SA9",762]
[7613613,"GRANULATS DE NEUTRALISATION (SAC DE 25 KG)","SA7",89]
[7613610,"STATION DE NEUTRALISATION AVEC POMPE","SA4",1314]
[100013072,"KIT DE TRANSFORMATION AU PROPANE","HE38",224]
[100002685,"CLAPET OBTURATEUR FUMEES  Ø 100 mm","HC154",526]
[94225601,"RECHARGE DE GRANULATS DE NEUTRALISATION 10 KG**",null,66]
[100019347,"BOUTEILLE DE DECOUPLAGE  80/60-1'' 1/4 ","GV46",489]
[100019348,"BOUTEILLE DE DECOUPLAGE  120/80-2''   ","GV47",658]
[]
["OPTIONS POUR OETRONIC  3"]
[100000030,"COLIS OPTION SONDE ECS","AD212",53]
[88017017,"SONDE DEPART v3v","AD199",85]
[88017014," PLATINE + SONDE V3V","AD196",193]
[88017851,"CABLE DE LIAISON BUS LG 12 M","AD134",118]
[100005130,"SONDE BALLON TAMPON NTC ","AD216",103]
[]
["FUMISTERIE"]
[null,"CONFIGURATION VENTOUSE VERTICALE EN ALU Ø 150 mm"]
[100002473,"VENTOUSE VERTICALE ALU / GALVA Ø 150/220 mm","DY835",902]
[100002404,"PIECE DE RACCORDEMENT AIR POUR VENTOUSE Ø 150 mm","DY830",113]
[100002470,"TÉ D'INSPECTION Ø 150 mm ALU","DY832",242]
[84887645,"RALLONGE  Ø 150 mm   LG = 500 mm","DY645",47]
[84887646,"RALLONGE  Ø 150 mm   LG = 1000 mm ","DY646",83]
[84887647,"RALLONGE  Ø 150 mm   LG = 1950 mm","DY647",150]
[84887648,"ETOILE DE CENTRAGE Ø 150 mm (2 PIECES)","DY648",54]
[84887649,"COUDE A 87° Ø 150 mm","DY649",91]
[84887650,"COUDE A 45° Ø 150 mm  (2 PIECES)","DY650",171]
[100002402,"SOLIN POUR TOIT PLAT Ø 160/220 mm","DY828",79]
[100002403,"SOLIN POUR TOIT INCLINÉ Ø 160/220 mm","DY829",171]
[100002692,"COLLIER DE FIXATION Ø 150 mm","DY841",12]
[100002700,"PLATINES DE FINITION INTERIEURES Ø 220 mm","DY840",40]
[100004243,"RALLONGE GALVA/ALU VENTOUSE HORIZONTALE F 150/220 LONG. 1M","DY864",321]
[84887435,"GRILLE D'AERATION EXTERIEURE 250 X 300 mm","DY35",26]
[84887436,"GRILLE D'AERATION  INTERIEUR 250X300 mm","DY36",27]
[]
[null,"PPS Ø 160 mm"]
[100002400,"VENTOUSE VERTICALE PPS GALVA Ø 160/220 mm","DY826",902]
[100002404,"PIECE DE RACCORDEMENT AIR POUR VENTOUSE Ø 150 mm","DY830",113]
[100002399,"ADAPTATEUR PPS  Ø 150-160 mm","DY825",111]
[100002395,"RALLONGE PPS  Ø 160 mm LG = 1000 mm","DY821",129]
[100002396,"RALLONGE PPS  Ø 160 mm LG =  500 mm","DY822",90]
[100002397,"COUDE PPS  87° Ø 160 mm","DY823",107]
[100002398,"COUDE PPS  45° Ø 160 mm","DY824",195]
[100002471,"TUBE D'INSPECTION Ø 160 mm LG  300 mm","DY833",169]
[100002472,"COUDE  DE REVISION Ø 160 mm","DY834",200]
[100002402,"SOLIN POUR TOIT PLAT Ø 160/220 mm","DY828",79]
[100002403,"SOLIN POUR TOIT INCLINÉ Ø 160/220 mm","DY829",171]
[100002693,"COLLIER DE FIXATION Ø 160 mm","DY842",13]
[100002700,"PLATINE DE FINITION INTERIEURES Ø 220 mm","DY840",40]
[100004040,"RALLONGE VENTOUSE PPS HORIZONTALE Ø160/200 L.1M ","DY857",278]
[]
[null,"CONFIGURATION VENTOUSE HORIZONTALE EN PPS Ø 160 mm"]
[100002401,"VENTOUSE HORIZONTALE PPS GALVA Ø 160/220 mm","DY827",742]
[100002404,"PIECE DE RACCORDEMENT AIR POUR VENTOUSE Ø 150 mm","DY830",113]
[100002399,"ADAPTATEUR PPS  Ø 150-160 mm","DY825",111]
[100002395,"RALLONGE PPS  Ø 160 mm LG = 1000 mm","DY821",129]
[100002396,"RALLONGE PPS  Ø 160 mm LG = 500 mm","DY822",90]
[100002397,"COUDE PPS  87° Ø 160 mm","DY823",107]
[100002398,"COUDE PPS  45° Ø 160 mm","DY824",195]
[100002471,"TUBE D'INSPECTION Ø 160 mm LG  300 mm","DY833",169]
[100002472,"COUDE  DE REVISION Ø 160 mm","DY834",200]
[]
[null," ALU Ø 150 mm"]
[100002469,"VENTOUSE HORIZONTALE ALU / GALVA Ø 150/220 mm","DY831",742]
[100002404,"PIECE DE RACCORDEMENT AIR POUR VENTOUSE Ø 150 mm","DY830",113]
[100002470,"TÉ D'INSPECTION Ø 150 mm ALU","DY832",242]
[84887645,"RALLONGE  Ø 150 mm   LG = 500 mm ","DY645",47]
[84887646,"RALLONGE  Ø 150 mm   LG = 1000 mm","DY646",83]
[84887647,"RALLONGE  Ø 150 mm   LG = 1950 mm","DY647",150]
[84887649,"COUDE A 87° Ø 150 mm ","DY649",91]
[84887650,"COUDE A 45° Ø 150 mm  (2 PIECES)","DY650",171]
[100003968,"COUDE 87° AVEC SUPPORT Ø 150 mm","DY855",152]
[100003969,"PLAQUE DE FINITION CHEMINEE Ø 150 mm","DY856",43]
[84887780,"TERMINAL Ø 150 mm","DY780",360]
[]
[null,"RACCORDEMENT CHEMINEE  PPS Ø 160 mm"]
[100002399,"ADAPTATEUR PPS  Ø 150-160 mm","DY825",111]
[100002395,"RALLONGE PPS  Ø 160 mm LG =1000 mm","DY821",129]
[100002396,"RALLONGE PPS  Ø 160 mm LG =  500 mm","DY822",90]
[100002397,"COUDE PPS  87° Ø 160 mm","DY823",107]
[100002398,"COUDE PPS  45° Ø 160 mm","DY824",195]
[100002399,"ADAPTATEUR PPS 150/160 mn","DY825",111]
[100002472,"COUDE  DE REVISION Ø 160 mm","DY834",200]
[100002471,"TUBE D'INSPECTION Ø 160 mm LG  300 mm","DY833",169]
[100002474,"COUDE PPS  87° Ø 160 mm AVEC SUPPORT","DY836",192]
[100002475,"TERMINAL AVEC SOLIN  Ø 160 mm","DY837",188]
[100002476,"PLAQUE DE FINITION CHEMINEE  Ø 160 mm","DY838",42]
[84887773,"FOURREAU Ø165mm L 500mm","DY773",43]
[100002540,"ETOILE DE CENTRAGE Ø 160 mm","DY839",54]
[100002693,"COLLIER DE FIXATION Ø 160 mm","DY842",13]
[100010270,"PLAQUE DE FINITION ","DY879",46]
[100017634,"ADAPTATEUR PPS  Ø 150-110 mm","DY915",114]
[]
["ECHANGEUR DE CHALEUR DE SEPARATION DE CIRCUITS DE 85 à 650 Kw"]
["MODELES NON ISOLES EP NT"]
[7609004,"ECH PLAQUES NT-85","EC735",2971]
[7609005,"ECH PLAQUES NT-100","EC736",3077]
[7609007,"ECH PLAQUES NT-130","EC737",3192]
[7609008,"ECH PLAQUES NT-180","EC738",3519]
[7609084,"ECH PLAQUES NT-205","EC743",3638]
[7609085,"ECH PLAQUES NT-280","EC744",4068]
[7609086,"ECH PLAQUES NT-350","EC745",4491]
[7609087,"ECH PLAQUES NT-425","EC746",4986]
[7609088,"ECH PLAQUES NT-500","EC747",5511]
[7609089,"ECH PLAQUES NT-575","EC748",5986]
[7609090,"ECH PLAQUES NT-650","EC749",6614]
[]
["MODELES ISOLES EP NT A"]
[7609010,"ECH ISOLATION NT-85A",null,3808]
[7609011,"ECH ISOLATION NT-100A",null,3914]
[7609012,"ECH ISOLATION NT-130A",null,4029]
[7609013,"ECH ISOLATION NT-180A",null,4356]
[7609092,"ECH ISOLATION NT-205A",null,4475]
[7609093,"ECH ISOLATION NT-280A",null,4905]
[7609094,"ECH ISOLATION NT-350A",null,5364]
[7609096,"ECH ISOLATION NT-425A",null,5859]
[7609098,"ECH ISOLATION NT-500A",null,6384]
[7609099,"ECH ISOLATION NT-575A",null,6890]
[7609100,"ECH ISOLATION NT-650A",null,7518]
[]
["COMPOSANTS"]
[7609004,"ECH PLAQUES NT-85","EC735",2971]
[7609005,"ECH PLAQUES NT-100","EC736",3077]
[7609007,"ECH PLAQUES NT-130","EC737",3192]
[7609008,"ECH PLAQUES NT-180","EC738",3519]
[7609084,"ECH PLAQUES NT-205","EC743",3638]
[7609085,"ECH PLAQUES NT-280","EC744",4068]
[7609086,"ECH PLAQUES NT-350","EC745",4491]
[7609087,"ECH PLAQUES NT-425","EC746",4986]
[7609088,"ECH PLAQUES NT-500","EC747",5511]
[7609089,"ECH PLAQUES NT-575","EC748",5986]
[7609090,"ECH PLAQUES NT-650","EC749",6614]
[7609101,"ISOLATION ECH NT 85-280","EC757",837]
[7609102,"ISOLATION ECH NT 350-500","EC758",873]
[7609103,"ISOLATION ECH NT 575-650","EC759",904]
[]
["FUMISTERIE"]
["S103179","REDUCTION Ø250 A Ø200",null,187]
["S103118","KIT DE CONNEXION FUMEE POUR 2 X GSR 330 Condens",null,2471]
["S103128","COLLECTEUR ENTREE D'AIR POUR 2 X GSR 330 Condens",null,1575]
[51202,"VENTOUSE VERTICALE ALU GALVA Ø200/300 MM",null,2020]
[51203,"VENTOUSE VERTICALE ALU GALVA Ø250/350 MM",null,2383]
[46157,"SOLIN POUR TOIT PLAT Ø 300 MM",null,254]
[46158,"SOLIN POUR TOIT PLAT Ø 350 MM",null,267]
[54443,"VENTOUSE VERTICALE 2x Ø 350 MM",null,4633]
[]
[]
[]
[]
[]
[7736424,"OFSC 24","MY762",5239]
[7736432,"OFSC 32","MY764",5841]
[]
["OPTIONS OFSC "]
[7744610,"KIT FF OFSC 24/32","MY923",90]
[]
["ACCESSOIRES ECS"]
[7616405,"BALLON EL160SL","ER592",1106]
[7609915,"BALLON EL110SL","ER590",847]
[7744614,"KIT DE LIAISON EL110/160SL ","MY925",350]
[100000030,"COLIS OPTION SONDE ECS","AD212",53]
[7622082,"KIT ACI","MY417",138]
[7619012,"TESTEUR D'ANODE MAGNESIUM","MY408",69]
[7639559,"KIT RACCORD PREPAR INDEPENDANT","ER598",546]
[]
["OPTIONS CHAUDIERE"]
[100004290,"STATION DE NEUTRALISATION","FM155",289]
[100004291,"RECHARGE STATION DE NEUTRALISATION","FM156",145]
[100004292,"SUPPORT STATION DE NEUTRALISATION","FM157",145]
[100004293,"POMPE DE RELEVAGE DES CONDENSATS","FM158",384]
[100012500,"FILTRE DEGAZEUR TIGERLOOP COMBI",null,151]
[89997001,"COL CROIX RAC 1''1/4 ","EA46",63]
[7627079,"KIT DE SECURITE","MY427",144]
[7616272,"KIT EQUIPEMENT HYDRAULIQUE","MY404",536]
[100020045,"KIT FILTRE FERNOX TF1","EH896",288]
[7666101,"SOCLE CHAUDIERE NOIRE",null,275]
[]
[]
["OPTIONS REGULATIONS"]
[88017904,"THERMOSTAT AMBIANCE PROGRAMMABLE (FILAIRE)","AD191",176]
[88017010,"THERMOSTAT D'AMBIANCE PROGRAMMABLE (SANS FILS)","AD192",308]
[7609765,"THERMOSTAT D'AMBIANCE MODULANT FILAIRE RS200 -3","AD306",221]
[7609764,"THERMOSTAT D'AMBIANCE MODULANT RADIO RS200 -3R","AD305",365]
[7691374,"THERMOSTAT AMBIANCE OETROSMART (R-BUS)","AD323",207]
[7616602,"PLATINE + SONDE POUR 1 CIRCUIT AVEC VANNE MELANGEUSE","MY420",291]
[]
["MODULES HYDRAULIQUES"]
[7627062,"TUBULURES DE LIAISON CHAUDIERE / MODULES DROITE FS./FSB.","MY423",191]
[7627192,"TUBULURES DE LIAISON CHAUDIERE / MODULES GAUCHE  FS./FSB.","MY424",191]
[7627199,"OPTION 2 FLEXIBLES MONTAGE MURAL ","MY425",186]
[100020164,"COLLECTEUR 2/3 CIRCUITS","EA140",382]
[100020167,"CIRCUIT DIRECT P.ELEC HEE","EA143",720]
[100020168,"CIRCUIT V3V P.ELEC HEE","EA144",1023]
[100020165,"CONSOLE MUR COLLECTEUR","EA141",48]
[100020166,"CONSOLE MUR 1 MODULE","EA142",129]
[]
["FUMISTERIE"]
[null,"PPS Ø 80 MM"]
[100015325,"KIT N° 1 RACCORDEMENT CHEMINÉE FLEXIBLE PPS Ø 80 MM","DY895",253]
[100017527,"KIT DE BASE PPS/ALU D80/125","DY913",178]
[84887708,"ADAPTATEUR PPS Ø 60/100 SUR 80/125 MM","DY708",63]
[84887701,"KIT DE RACCORDEMENT CHEMINÉE PPS 60/80 MM","DY701",290]
[84887717,"KIT N° 1 KIT DE RACCORDEMENT CHEMINÉE PPS Ø 80 MM","DY717",169]
[84887546,"PIÈCE DE VISITE Ø 80 MM DROITE","DY146",63]
[84887757,"PLAQUE DE FINITION Ø80MM","DY757",43]
[84887613,"RALLONGE PPS Ø 80 MM   LG= 250 MM (2 PIÈCES)","DY613",42]
[84887614,"RALLONGE PPS Ø 80 MM   LG= 500 MM (2 PIÈCES)","DY614",40]
[84887615,"RALLONGE PPS Ø 80 MM   LG= 1000 MM (2 PIÈCES)","DY615",54]
[84887550,"RALLONGE PPS Ø 80 MM   LG= 2000 MM  (2 PIÈCES)","DY150",82]
[84887552,"COUDE PPS À 90°","DY152",16]
[84887554,"COUDE PPS À 45° (2 PIECES)","DY154",37]
[84887563,"TÉ PPS  AVEC COUVERCLE D'INSPECTION","DY163",63]
[84887551,"COLLIER DE CENTRAGE Ø 80 mm (2 PIECES)","DY151",14]
[84887585,"TERMINAL AVEC SOLIN DIAMÉTRE 80","DY185",160]
[100008301,"COUDE DE REVISION 87° PPS Ø80mm","DY877",43]
[84887753,"TUYAU DE PROTECTION L500MM Ø 124MM","DY753",27]
[100015318,"ADAPTATEUR PPS Ø 80M-110F","DY902",55]
[100015319,"MANCHON PPS 80M-80F AVEC PRISE DE MESURE","DY903",50]
[7650954,"KIT CHEMINEE B23 FLEX PPS D80","DY923",323]
[7650956,"KIT CHEMINEE B33 FLEX PPS D80","DY924",434]
[7650958,"KIT CHEMINEE C93 FLEX PPS D80 ","DY925",496]
[7650964,"KIT TELESCO. PLAFOND C93 FLEX D80 ","DY927",226]
[7650968,"TERMINAL VERTICAL PPS D60/100 NOIR","DY928",160]
[7650969,"TERMINAL VERTICAL PPS D60/100 RO","DY929",160]
[]
[null,"PPS 80/125 MM"]
[100002732,"TERMINAL VERTICAL PPS Ø 80/125 MM NOIR","DY843",167]
[100002733,"TERMINAL VERTICAL PPS Ø 80/125 MM ROUGE","DY844",166]
[84887716,"KIT N° 3 RACCORDEMENT CHAUDIÈRE  PPS Ø 80/125 MM","DY716",155]
[84887524,"PIÈCE D'INSPECTION DROITE ALU/PPS Ø 80/125 MM","DY124",118]
[100008311,"COUDE DE REVISION ALU/PPS Ø 80/125 MM","DY875",124]
[100003271,"KIT DE RACCORDEMENT CHAUDIÈRE PERPENDICULAIRE","DY849",242]
[100003272,"KIT DE RACCORDEMENT CHAUDIÈRE SOUS CONDUIT","DY850",180]
[84887525,"T D'INSPECTION ALU/PPS Ø 80/125 mm","DY125",135]
[84887526,"RALLONGE CONCENTRIQUE ALU/PPS 80/125 LG= 250 MM","DY126",43]
[84887527,"RALLONGE CONCENTRIQUE ALU/PPS 80/125 LG= 500 MM","DY127",50]
[84887528,"RALLONGE CONCENTRIQUE ALU/PPS 80/125 LG=1000 MM","DY128",74]
[84887529,"RALLONGE CONCENTRIQUE ALU/PPS 80/125 LG=1950 MM","DY129",129]
[84887758,"PLAQUE DE FINITION Ø125MM","DY758",69]
[84887763,"TUYAU DE PROTECTION L500MM Ø141MM","DY763",32]
[84887530,"MANC. COMP. D80/125","DY130",76]
[84887531,"COUDE A 87° ALU/PPS  Ø 80/125 MM","DY131",54]
[84887532,"COUDE CONCENTRIQUE 45° ALU/PPS Ø 80/125 MM (2 PIÈCES)","DY132",82]
[]
[null,"FLEXIBLE PPS Ø 80 MM"]
[100015325,"KIT N° 1 RACCORDEMENT CHEMINÉE FLEXIBLE PPS Ø 80 MM","DY895",253]
[100015327,"TUBE FLEXIBLE LG=12,5M","DY897",381]
[100015326,"TUBE FLEXIBLE LG=50M","DY896",1337]
[84887618,"ETOILE DE CENTRAGE POUR FLEXIBLE Ø 80 MM (2 PIÈCES)","DY618",39]
[100015328,"PIÈCE DE COUPLAGE FLEXIBLE Ø 80 mm","DY898",76]
[100015331,"OUTIL D'AIDE À L'INSERTION Ø 80 MM","DY901",190]
[100015330,"PIÈCE D'INSPECTION POUR TUBE FLEXIBLE","DY900",136]
[100015329,"TERMINAL AVEC SOLIN FLEX. Ø 80 MM","DY899",190]
[100015880,"ADAPTATEUR PPS FLEX Ø 80 MM","DY904",44]
[]
[null,"PPS Ø 110 mm"]
[84887577,"KIT DE RACCORDEMENT CHEMINEE PPS Ø 110 mm","DY177",278]
[84887578,"TUYAU PPS Ø 110 mm LG = 1950 mm (GRIS)","DY178",77]
[84887579,"TUYAU PPS Ø 110 mm LG = 1000 mm (GRIS)","DY179",43]
[84887580,"TUYAU PPS Ø 110 mm LG = 500 mm (GRIS)","DY180",33]
[84887581,"COUDE PPS 87° Ø 110 mm (GRIS)","DY181",38]
[84887582,"COUDE PPS 45° Ø 110 mm (GRIS)","DY182",51]
[84887583,"T DE REVISION Ø 110 mm (GRIS)","DY183",51]
[84887587,"ETOILE DE CENTRAGE PPS  Ø 110 mm (2 PIECES)","DY187",15]
[84887588,"COUDE DE REVISION PPS 87° Ø 110 mm (GRIS)","DY188",77]
[84887772,"PLAQUE DE FINITION","DY772",63]
[84887773,"FOURREAU Ø165mm L 500mm","DY773",43]
[84887435,"GRILLE D'AERATION EXTERIEURE 250 X 300 mm","DY35",26]
[100015325,"KIT N° 1 RACCORDEMENT CHEMINÉE FLEXIBLE PPS Ø 80 mm","DY895",253]
[100015327,"TUBE FLEXIBLE LG=12,5M","DY897",381]
[100015326,"TUBE FLEXIBLE LG=50M","DY896",1337]
[84887618,"ETOILE DE CENTRAGE POUR FLEXIBLE Ø 80  mm (2 PIÈCES)","DY618",39]
[100015328,"PIÈCE DE COUPLAGE FLEXIBLE Ø 80 mm","DY898",76]
[100015331,"OUTIL D'AIDE À L'INSERTION Ø 80 mm","DY901",190]
[100015330,"PIÈCE D'INSPECTION POUR TUBE FLEXIBLE","DY900",136]
[100015329,"TERMINAL AVEC SOLIN FLEX. Ø 80 mm","DY899",190]
[]
[null,"DIVERS FUMISTERIE"]
[84887411,"SORTIE HORIZONTALE TOIT PENTE DE 30° A 45° ( uniquement pour tuiles mécaniques)","DY11",192]
[84837729,"SORTIE DE TOIT EN PENTE DE 40° A 60° ( uniquement pour tuiles mécaniques)","CX49",191]
[84837731,"EMBASE D'ETANCHE TOIT PLAT","CX51",45]
[84837121,"TUILE A DOUILLE 5 A 25° NOIRE","CX121",120]
[84837732,"TUILE A DOUILLE 25 A 45° NOIRE","CX52",82]
[84837734,"TUILE A DOUILLE 35 A 55° NOIRE","CX63",105]
[84837120,"TUILE A DOUILLE 5 A 25° ROUGE","CX120",120]
[84837783,"TUILE A DOUILLE 25 A 45° ROUGE","CX83",82]
[84837784,"TUILE A DOUILLE 35 A 55° ROUGE","CX84",105]
[84837741,"PLATINE DE FINITION INTERIEURE","CX72",16]
[100005002,"PANIER DE PROTECTION INOX  Ø 80/125","DY865",189]
[84887435,"GRILLE D'AERATION EXTERIEURE 250 X 300 mm","DY35",26]
[84887436,"GRILLE D'AERATION INTERIEURE 175 CM²","DY36",27]
[84837779,"COLLIER DE FIXATION Ø 125 MM PATTE LONGUE","CX79",15]
[84837118,"COLLIER DE FIXATION Ø 125 MM PATTE COURTE","CX118",12]
[84887451,"COLLIER D'ETANCHEITE POUR MONTAGE EXTERIEUR","DY51",30]
[]
[]
[]
[100017739,"OSCR 18","MV12",6930]
[100017740,"OSCR 24","MV13",7125]
[100017741,"OSCR 30","MV14",7378]
[]
[]
[]
[7635811,"OVCR 18/100HL",null,8448]
[7635812,"OVCR 24/100HL",null,8643]
[7635813,"OVCR 30/100HL",null,8896]
[]
["COMPOSANTS "]
[100017739,"OSCR 18","MV12",6930]
[100017740,"OSCR 24","MV13",7125]
[100017741,"OSCR 30","MV14",7378]
[100016430,"BALLON 100HL ","ER225",1187]
[7611211,"KIT DE LIAISON BALLON 100L HL HEE","MV34",331]
[]
[]
[]
[7635814,"OCCR 18/160SL",null,8550]
[7635815,"OCCR 24/160SL",null,8745]
[7635816,"OCCR 30/160SL",null,8998]
[]
["COMPOSANTS "]
[100017739,"OSCR 18","MV12",6930]
[100017740,"OSCR 24","MV13",7125]
[100017741,"OSCR 30","MV14",7378]
[100016428," BALLON 160SL ","ER223",1064]
[7608113,"KIT LIAISON BALLON 160L SL HEE ","MV32",556]
[]
[]
[]
[7635817,"OVCR 18/L160SL",null,8468]
[7635818,"OVCR 24/L160SL",null,8663]
[7635819,"OVCR 30/L160SL",null,8916]
[]
["COMPOSANTS "]
[100017739,"OSCR 18","MV12",6930]
[100017740,"OSCR 24","MV13",7125]
[100017741,"OSCR 30","MV14",7378]
[100020079,"BALLON L160SL ","EC600",1207]
[7611211,"KIT DE LIAISON BALLON 100L HL HEE","MV34",331]
[]
[]
[]
[7635820,"OCCR 18/220SHL",null,10489]
[7635821,"OCCR 24/220SHL",null,10684]
[7635823,"OCCR 30/220SHL",null,10937]
[]
["COMPOSANTS "]
[100017739,"OSCR 18","MV12",6930]
[100017740,"OSCR 24","MV13",7125]
[100017741,"OSCR 30","MV14",7378]
[100016425,"BALLON 220SHL","ER220",2725]
[7611256,"KIT DE LIAISON BALLON 220L SHL HEE","MV35",640]
[100016501,"KIT VASE D'EXPANSION  12l/10 bars ","ER229",194]
[]
[]
[]
[7614432,"OSCR 18  HOR",null,7092]
[7614433,"OSCR 18  VER",null,7097]
[7614434,"OSCR 24  HOR",null,7287]
[7614435,"OSCR 24  VER",null,7292]
[7614436,"OSCR 30  HOR",null,7540]
[7614437,"OSCR 30  VER",null,7545]
[]
["COMPOSANTS "]
[100017739,"OSCR 18","MV12",6930]
[100017740,"OSCR 24","MV13",7125]
[100017741,"OSCR 30","MV14",7378]
[84887531,"COUDE A 87° ALU/PPS  Ø 80/125 MM","DY131",54]
[100007638,"TERMINAL HORIZONTAL  Ø 80/125","FM183",108]
[100002732,"TERMINAL VERTICAL PPS Ø 80/125 MM NOIR","DY843",167]
[]
[]
[]
[7635838,"OVCR 18 HOR /100HL",null,8610]
[7635839,"OVCR 18  VER /100HL",null,8615]
[7635840,"OVCR 24  HOR /100HL",null,8805]
[7635841,"OVCR 24  VER /100HL",null,8810]
[7635842,"OVCR 30  HOR /100HL",null,9058]
[7635843,"OVCR 30  VER /100HL",null,9063]
[]
["COMPOSANTS "]
[100017739,"OSCR 18","MV12",6930]
[100017740,"OSCR 24","MV13",7125]
[100017741,"OSCR 30","MV14",7378]
[100016430,"BALLON 100HL ","ER225",1187]
[7611211,"KIT DE LIAISON BALLON 100L HL HEE","MV34",331]
[84887531,"COUDE A 87° ALU/PPS  Ø 80/125 MM","DY131",54]
[100007638,"TERMINAL HORIZONTAL  Ø 80/125","FM183",108]
[100002732,"TERMINAL VERTICAL PPS Ø 80/125 MM NOIR","DY843",167]
[]
[]
[]
[7635844,"OCCR 18  HOR /160SL",null,8712]
[7635845,"OCCR 18  VER /160SL",null,8717]
[7635846,"OCCR 24  HOR /160SL",null,8907]
[7635847,"OCCR 24  VER /160SL",null,8912]
[7635848,"OCCR 30  HOR /160SL",null,9160]
[7635849,"OCCR 30  VER /160SL",null,9165]
[]
["COMPOSANTS "]
[100017739,"OSCR 18","MV12",6930]
[100017740,"OSCR 24","MV13",7125]
[100017741,"OSCR 30","MV14",7378]
[100016428," BALLON 160SL ","ER223",1064]
[7608113,"KIT LIAISON BALLON 160L SL HEE ","MV32",556]
[84887531,"COUDE A 87° ALU/PPS  Ø 80/125 MM","DY131",54]
[100007638,"TERMINAL HORIZONTAL  Ø 80/125","FM183",108]
[100002732,"TERMINAL VERTICAL PPS Ø 80/125 MM NOIR","DY843",167]
[]
[]
[]
[7635824,"OVCR 18 HOR /L160SL",null,8630]
[7635825,"OVCR 18  VER /L160SL",null,8635]
[7635826,"OVCR 24  HOR /L160SL",null,8825]
[7635827,"OVCR 24  VER /L160SL",null,8830]
[7635829,"OVCR 30  HOR /L160SL",null,9078]
[7635830,"OVCR 30  VER /L160SL",null,9083]
[]
["COMPOSANTS "]
[100017739,"OSCR 18","MV12",6930]
[100017740,"OSCR 24","MV13",7125]
[100017741,"OSCR 30","MV14",7378]
[100020079,"BALLON L160SL ","EC600",1207]
[7611211,"KIT DE LIAISON BALLON 100L HL HEE","MV34",331]
[84887531,"COUDE A 87° ALU/PPS  Ø 80/125 MM","DY131",54]
[100007638,"TERMINAL HORIZONTAL  Ø 80/125","FM183",108]
[100002732,"TERMINAL VERTICAL PPS Ø 80/125 MM NOIR","DY843",167]
[]
[]
[]
[7635850,"OCCR 18  HOR /220SHL",null,10651]
[7635852,"OCCR 18  VER /220SHL",null,10656]
[7635853,"OCCR 24  HOR /220SHL",null,10846]
[7635855,"OCCR 24  VER /220SHL",null,10851]
[7635856,"OCCR 30  HOR /220SHL",null,11099]
[7635858,"OCCR 30  VER /220SHL",null,11104]
[]
["COMPOSANTS "]
[100017739,"OSCR 18","MV12",6930]
[100017740,"OSCR 24","MV13",7125]
[100017741,"OSCR 30","MV14",7378]
[100016425,"BALLON 220SHL","ER220 ",2725]
[7611256,"KIT DE LIAISON BALLON 220L SHL HEE","MV35",640]
[100016501,"KIT VASE D'EXPANSION  12l/10 bars ","ER229",194]
[84887531,"COUDE A 87° ALU/PPS  Ø 80/125 MM","DY131",54]
[100007638,"TERMINAL HORIZONTAL  Ø 80/125","FM183",108]
[100002732,"TERMINAL VERTICAL PPS Ø 80/125 MM NOIR","DY843",167]
[]
["OPTIONS OSCR 18/24/30"]
[100016432,"VASE D'EXPANSION 18 L","MV4",93]
[100016490,"KIT CIRCUIT EXTERNE ","MV6",93]
[100017720,"KIT SORTIE ARRIERE","MV9 ",124]
[100017736,"KIT LIMITEUR DE TEMPERATURE","MV10",200]
[100019734,"MANCHETTE DE MESURE 80/125 PPs/Alu ","MV25",78]
[7608024,"KIT ADAPTATION CIRCULATEUR EXTERNE","MV30",29]
[7608112,"KIT VANNE 3 VOIES HEE ","MV31",579]
[7608113,"KIT LIAISON BALLON 160L SL HEE ","MV32",556]
[7611211,"KIT DE LIAISON BALLON 100L HL HEE","MV34",331]
[7611256,"KIT DE LIAISON BALLON 220L SHL HEE","MV35",640]
[7602811,"KIT V3V INTERNE - HEE","JA83",579]
[100004290,"STATION DE NEUTRALISATION","FM155",289]
[100004291,"RECHARGE STATION DE NEUTRALISATION","FM156",145]
[100004292,"COLIS SUPPORT STATION DE NEUTRALISATION ","FM157",145]
[100004293,"POMPE DE RELEVAGE DES CONDENSATS","FM158",384]
[7607001,"KIT VASE D'EXPANSION","JA74",265]
[]
["OPTIONS REGULATION "]
[100013304,"COLIS OPTION V3V OE-TRONIC 4","AD249",170]
[100013305,"SONDE SYSTÈME ECS","AD250",49]
[100013306,"SONDE EXTERIEURE RADIO ","AD251",82]
[100013307,"MODULE CHAUDIERE RADIO (EMETTEUR)","AD252",132]
[100013472,"CDE A DISTANCE RADIO RS 400R     ","AD255",256]
[100013477,"CDE A DISTANCE FILAIRE RS 400   ","AD257",190]
[88017851,"CABLE DE LIAISON BUS LG 12 M","AD134",118]
[88017017,"SONDE DEPART v3v","AD199",85]
[100002803,"COMMANDE A DISTANCE SIMPLIFIEE AD208","AD208",112]
[100018255,"OE-TRONIC 4 MR","AD282",1177]
[]
["OPTIONS ECS"]
[100000492,"KIT ANODE MAGNESIUM","EA103",74]
[100000030,"COLIS OPTION SONDE ECS","AD212",53]
[7608114,"KIT LIAISON BALLON EXTERNE HEE","MV33",357]
[100017432,"KIT RECIRCULATION BS100HL","ER218",24]
[100017433,"KIT RECIRCULATION BS160/220","ER219",77]
[]
["MODULES HYDRAULIQUES"]
[100020045,"KIT FILTRE FERNOX TF1","EH896",288]
[100020164,"COLLECTEUR 2/3 CIRCUITS ","EA140",382]
[100020165,"CONSOLE MUR COLLECTEUR ","EA141",48]
[100020166,"CONSOLE MUR 1 MODULE ","EA142",129]
[100020167,"CIRCUIT DIRECT P.ELEC CLASSE A  ","EA143",720]
[100020168,"CIRCUIT V3V P.ELEC HEE","EA144",1023]
[100020169,"MODULE HYDR COMPACT 2 CIRCUITS HEE","EA145",1281]
[89557009,"KIT DE TRANSFORMATION G/R 3/4 '' ET 1 ''","BH84",35]
[]
["OPTIONS DE  MODULES HYDRAULIQUES CIRCUIT V3V"]
[89997044,"KIT DE TRANSFORMATION VANNE MOTORISEE EN VANNE MANUELLE","EA79",48]
[]
[]
[]
[7660318,"OSCR Max 45  ","MV104",9432]
[7660319,"OSCR Max 60 ","MV105",10280]
[]
["OPTIONS "]
[7653437,"KIT SORTIE ARRIERE","MV102",69]
[7672327,"COLIS SECOND RETOUR 90-120","MV134",651]
[7685372,"KIT CABLE POMPE MODULANTE","MV147",50]
[7677390,"COLIS CLAPET POUR CASCADE DIAM 110","MV136",197]
[7680285,"COLIS CLAPET POUR CASCADE DIAM 100","MV145",167]
[7680288,"COLIS FUMISTERIE POUR CASCADE","MV146",789]
[100019346,"BOUTEILLE DE DECOUPLAGE  60/60-1''  ","GV45",409]
[100019347,"BOUTEILLE DE DECOUPLAGE  80/60-1'' 1/4 ","GV46",489]
[100004290,"STATION DE NEUTRALISATION","FM155",289]
[100004291,"RECHARGE STATION DE NEUTRALISATION","FM156",145]
[100004292,"SUPPORT STATION DE NEUTRALISATION","FM157",145]
[100004293,"POMPE DE RELEVAGE DES CONDENSATS","FM158",384]
[]
[null,"OPTIONS EAU CHAUDE SANITAIRE"]
[100000030,"COLIS OPTION SONDE ECS","AD212",53]
[]
["OPTIONS REGULATION OSCR Max 45/60"]
[7676417,"OETROCOM-3 MR ","AD316",1146]
[88017017,"SONDE DEPART v3v","AD199",85]
[88017904,"THERMOSTAT AMBIANCE PROGRAMMABLE (FILAIRE)","AD191",176]
[88017010,"THERMOSTAT D'AMBIANCE PROGRAMMABLE (SANS FILS)","AD192",308]
[100013305,"SONDE SYSTÈME ECS","AD250",49]
[100013304,"COLIS OPTION V3V OE-TRONIC 4","AD249",170]
[7691374,"THERMOSTAT AMBIANCE OETROSMART (R-BUS)","AD323",207]
[88017851,"CABLE DE LIAISON BUS LG 12 M","AD134",118]
[7663618,"CABLE S-BUS 1,5M AVEC BOUCHONS","AD308",35]
[7663561,"CABLE S-BUS 12M AVEC BOUCHONS","AD309",106]
[7663619,"CABLE S-BUS 20M AVEC BOUCHONS","AD310",140]
[7688305,"TERMINAISON DE BUS","AD321",53]
[7721982,"GTW08 LBUS MODBUS","AD332",176]
[]
["FUMISTERIE"]
[null,"PPS Ø 110 mm"]
[84887577,"KIT DE RACCORDEMENT CHEMINEE PPS Ø 110 mm","DY177",278]
[84887578,"TUYAU PPS Ø 110 mm LG = 1950 mm (GRIS)","DY178",77]
[84887579,"TUYAU PPS Ø 110 mm LG = 1000 mm (GRIS)","DY179",43]
[84887580,"TUYAU PPS Ø 110 mm LG = 500 mm (GRIS)","DY180",33]
[84887581,"COUDE PPS 87° Ø 110 mm (GRIS)","DY181",38]
[84887582,"COUDE PPS 45° Ø 110 mm (GRIS)","DY182",51]
[84887583,"T DE REVISION Ø 110 mm (GRIS)","DY183",51]
[84887587,"ETOILE DE CENTRAGE PPS  Ø 110 mm (2 PIECES)","DY187",15]
[84887588,"COUDE DE REVISION PPS 87° Ø 110 mm (GRIS)","DY188",77]
[84887772,"PLAQUE DE FINITION","DY772",63]
[84887773,"FOURREAU Ø165mm L 500mm","DY773",43]
[84887435,"GRILLE D'AERATION EXTERIEURE 250 X 300 mm","DY35",26]
[100015325,"KIT N° 1 RACCORDEMENT CHEMINÉE FLEXIBLE PPS Ø 80 mm","DY895",253]
[100015327,"TUBE FLEXIBLE LG=12,5M","DY897",381]
[100015326,"TUBE FLEXIBLE LG=50M","DY896",1337]
[84887618,"ETOILE DE CENTRAGE POUR FLEXIBLE Ø 80  mm (2 PIÈCES)","DY618",39]
[100015328,"PIÈCE DE COUPLAGE FLEXIBLE Ø 80 mm","DY898",76]
[100015331,"OUTIL D'AIDE À L'INSERTION Ø 80 mm","DY901",190]
[100015330,"PIÈCE D'INSPECTION POUR TUBE FLEXIBLE","DY900",136]
[100015329,"TERMINAL AVEC SOLIN FLEX. Ø 80 mm","DY899",190]
[100015288,"FLEXIBLE PPS Ø 110 mm LG= 15 M","DY889",573]
[100015289,"FLEXIBLE PPS Ø 110 MM LG= 25 M","DY890",955]
[100002280,"ETOILES DE CENTRAGE  Ø 110 MM POUR FLEXIBLE (5 PIÈCES)","DY805",44]
[100015321,"PIÈCE DE COUPLAGE FLEXIBLE Ø 110 mm","DY891",177]
[100015323,"TUBE DE VISITE Ø 110 mm POUR FLEXIBLE PPS","DY893",253]
[100015324,"OUTIL D'AIDE À L'INSERTION  Ø 110 mm","DY894",293]
[100015287,"KIT N° 1 RACCORDEMENT CHEMINÉE FLEXIBLE PPS Ø 110 mm","DY888",381]
[100015322,"TERMINAL AVEC SOLIN POUR FLEX Ø 110","DY892",281]
[100015881,"ADAPTATEUR PPS FLEX Ø 110 MM","DY905",54]
[100008312,"KIT DE RACCORDEMENT CHEMINÉE Ø 80 - 110 MM PPS","DY876",223]
[100002357," ADAPTATEUR PPS-ALU  100/150 - 110/150 MM","DY817",120]
[100017529,"KIT DE BASE PPS/ALU Ø 110/150","DY914",304]
[84887589,"TERMINAL AVEC SOLIN DIAMÉTRE 100/110","DY189",247]
[100010270,"PLAQUE DE FINITION ","DY879",46]
[]
[null,"PPS Ø 80 mm"]
[84887717,"KIT N° 1 KIT DE RACCORDEMENT CHEMINEE PPS Ø 80 mm","DY717",169]
[84887613,"RALLONGE PPS Ø 80 mm   L= 250 mm (2 PCS)","DY613",42]
[84887614,"RALLONGE PPS  Ø 80 mm   L=  500 mm (2 PCS)","DY614",40]
[84887615,"RALLONGE PPS  Ø 80 mm   L=  1000 mm (2 PCS)","DY615",54]
[84887550,"RALLONGE PPS Ø 80 mm   L=  2000 mm  (2 PIECES)","DY150",82]
[84887552,"COUDE PPS à 90°","DY152",16]
[84887554,"COUDE PPS a 45°  (2 PCS)","DY154",37]
[100008301,"COUDE DE REVISION 87° PPS Ø80mm","DY877",43]
[84887563,"T PPS AVEC COUVERCLE D'INSPECTION","DY163",63]
[84887551,"COLLIER DE CENTRAGE Ø 80mm (2 PIECES)","DY151",14]
[84887546,"PIÈCE DE VISITE Ø 80 mm droite","DY146",63]
[84887757,"PLAQUE DE FINITION Ø80mm","DY757",43]
[84887753,"TUYAU DE PROTECTION L500mm Ø124mm","DY753",27]
[]
[null,"PPS Ø 80/125 mm"]
[100002733,"TERMINAL VERTICAL PPS Ø 80/125 mm ROUGE","DY844",166]
[84887758,"PLAQUE DE FINITION Ø125mm","DY758",69]
[84887763,"TUYAU DE PROTECTION L500mm Ø141mm","DY763",32]
[84887524,"PIECE D'INSPECTION DROITE ALU/PPS Ø 80/125 mm","DY124",118]
[84887525,"T D'INSPECTION ALU/PPS Ø 80/125 mm","DY125",135]
[84887526,"RALLONGE CONCENTRIQUE ALU/PPS  80/125 L= 250 mm","DY126",43]
[84887527,"RALLONGE CONCENTRIQUE ALU/PPS 80/125 L= 500mm","DY127",50]
[84887528,"RALLONGE CONCENTRIQUE ALU/PPS 80/125 L=1000 mm","DY128",74]
[84887529,"RALLONGE CONCENTRIQUE ALU/PPS 80/125 L=1950 mm","DY129",129]
[84887531,"COUDE A 87° ALU/PPS  Ø 80/125 mm","DY131",54]
[84887532,"COUDE CONCENTRIQUE 45° ALU/PPS Ø 80/125 mm (2 PCES)","DY132",82]
[100008311,"COUDE DE REVISION ALU/PPS Ø 80/125 mm","DY875",124]
[]
[null,"FLEXIBLE PPS Ø 80 mm"]
[100015325,"KIT N° 1 RACCORDEMENT CHEMINÉE FLEXIBLE PPS Ø 80 mm","DY895",253]
[100015327,"TUBE FLEXIBLE LG=12,5M","DY897",381]
[100015326,"TUBE FLEXIBLE LG=50M","DY896",1337]
[84887618,"ETOILE DE CENTRAGE POUR FLEXIBLE Ø 80  mm (2 PIÈCES)","DY618",39]
[100015328,"PIÈCE DE COUPLAGE FLEXIBLE Ø 80 mm","DY898",76]
[100015331,"OUTIL D'AIDE À L'INSERTION Ø 80 mm","DY901",190]
[100015330,"PIÈCE D'INSPECTION POUR TUBE FLEXIBLE","DY900",136]
[100015329,"TERMINAL AVEC SOLIN FLEX. Ø 80 mm","DY899",190]
[]
[null,"PPS Ø 160 MM"]
[100002399,"ADAPTATEUR PPS 150/160 mn","DY825",111]
[100002395,"RALLONGE PPS  Ø 160 MM LG =1000 MM","DY821",129]
[100002396,"RALLONGE PPS  Ø 160 MM LG =  500 MM","DY822",90]
[100002397,"COUDE PPS  87° Ø 160 mm","DY823",107]
[100002398,"COUDE PPS  45° Ø 160 mm","DY824",195]
[100002472,"COUDE  DE REVISION Ø 160 mm","DY834",200]
[100002471,"TUBE D'INSPECTION Ø 160 mm LG  300 mm","DY833",169]
[100002474,"COUDE PPS  87° Ø 160 mm AVEC SUPPORT","DY836",192]
[100002475,"TERMINAL AVEC SOLIN  Ø 160 mm","DY837",188]
[100002476,"PLAQUE DE FINITION CHEMINEE  Ø 160 mm","DY838",42]
[84887773,"FOURREAU Ø165mm L 500mm","DY773",43]
[100002540,"ETOILE DE CENTRAGE Ø 160 mm","DY839",54]
[100002693,"COLLIER DE FIXATION Ø 160 mm","DY842",13]
[84887435,"GRILLE D'AERATION EXTERIEURE 250 X 300 mm","DY35",26]
[84887436,"GRILLE D'AERATION INTERIEURE 175 CM²","DY36",27]
[]
[null,"ACCESSOIRES"]
[100005002,"PANIER DE PROTECTION INOX  Ø 80/125","DY865",189]
[84887411,"SORTIE HORIZONTALE TOIT PENTE DE 30° A 45° ( uniquement pour tuiles mécaniques)","DY11",192]
[84837729,"SORTIE DE TOIT EN PENTE DE 40° A 60° ( uniquement pour tuiles mécaniques)","CX49",191]
[84837731,"EMBASE D'ETANCHE TOIT PLAT","CX51",45]
[84837121,"TUILE A DOUILLE 5 A 25 NOIRE","CX121",120]
[84837732,"TUILE A DOUILLE 25 A 35' NOIRE","CX52",82]
[84837734,"TUILE A DOUILLE 35 A 55° NOIRE ","CX63",105]
[84837120,"TUILE A DOUILLE 5 A 25° ROUGE","CX120",120]
[84837783,"TUILE A DOUILLE 25 A 35 ROUGE","CX83",82]
[84837784,"TUILE A DOUILLE 35 A 55 ROUGE","CX84",105]
[84837741,"PLATINE DE FINITION INTER","CX72",16]
[84837779,"COLLIER DE FIXATION D.125 mm PATTE LONGUE","CX79",15]
[84837118,"COLLIER DE FIXATION D.125 mm PATTE COURTE","CX118",12]
[84887551,"COLLIER DE CENTRAGE Ø 80 mm (2 PIECES)","DY151",14]
[84887566,"PANIER DE PROTECTION INOX","DY166",85]
[84837118,"COLLIER DE FIXATION Ø 125 MM PATTE COURTE","CX118",12]
[84887451,"COLLIER D'ETANCHEITE POUR MONTAGE EXTERIEUR","DY51",30]
[7666101,"SOCLE CHAUDIERE NOIRE",null,275]
[]
[]
[]
[]
[]
[7736433,"OFSB 22","MY767",4115]
[7736434,"OFSB 29","MY768",4287]
[]
["OPTIONS"]
[7742057,"KIT FF OFSB 22/29","MY921",449]
[]
[7736275,"OFS 22","MY751",2876]
[7736394,"OFS 29","MY752",3058]
[7736398,"OFS 36","MY753",3337]
[]
[null,"ACCESSOIRES ECS"]
[7616405,"BALLON EL160SL","ER592",1106]
[7609915,"BALLON EL110SL","ER590",847]
[100000030,"COLIS OPTION SONDE ECS","AD212",53]
[7622082,"KIT ACI","MY417",138]
[7619012,"TESTEUR D'ANODE MAGNESIUM","MY408",69]
[7639559,"KIT RACCORD PREPAR INDEPENDANT","ER598",546]
[7639495,"KIT LIAISON EF/EFU/EFU C - BLC/BPB ","ER599",546]
[7616272,"KIT EQUIPEMENT HYDRAULIQUE","MY404",536]
[7744614,"KIT DE LIAISON EL110/160SL ","MY925",350]
[7629826,"KIT DE SECURITE ","MY480",145]
[]
["OPTIONS "]
[81998533,"TERMINAL HORIZONTAL STANDARD","DB90",249]
[81998544,"TERMINAL HORIZONTAL LONG","DB87",223]
[81998545,"CARTOUCHE SILENCIEUX POUR TERMINAL HORIZONTAL","DB88",112]
[81998548,"MANCHON DE VISITE LG= 0.25 M","DB85",169]
[81998549,"COUDE DE VISITE 90°","DB86",244]
[81998534,"TERMINAL VERTICAL NOIR","DB91",221]
[81998543,"TERMINAL VERTICAL ROUGE","DB89",215]
[81998535,"RALLONGE LG 1 M","DB92",122]
[81998536,"RALLONGE LG 0.5 M","DB93",86]
[81998537,"RALLONGE LG 0.25 M","DB94",77]
[81998538,"MANCHON DE COMPENSATION DE 0.39 A 0.64 M","DB95",191]
[81998539,"COUDE A 90 °","DB96",122]
[81998540,"JEU DE 2 COUDES A 45 °","DB97",183]
[81998542,"PANIER DE PROTECTION EN INOX","DB99",144]
[84837731,"EMBASE D'ETANCHE TOIT PLAT","CX51",45]
[84837121,"TUILE A DOUILLE 5 A 25° NOIRE","CX121",120]
[84837732,"TUILE A DOUILLE 25 A 45° NOIRE","CX52",82]
[84837734,"TUILE A DOUILLE 35 A 55° NOIRE","CX63",105]
[84837120,"TUILE A DOUILLE 5 A 25° ROUGE","CX120",120]
[84837783,"TUILE A DOUILLE 25 A 45° ROUGE","CX83",82]
[84837784,"TUILE A DOUILLE 35 A 55° ROUGE","CX84",105]
[84837729,"SORTIE DE TOIT EN PENTE DE 40° A 60° ( uniquement pour tuiles mécaniques)","CX49",191]
[84837779,"COLLIER DE FIXATION Ø 125 MM PATTE LONGUE","CX79",15]
[]
["FUMISTERIE"]
[null,"PPS Ø 110 mm"]
[84887577,"KIT DE RACCORDEMENT CHEMINEE PPS Ø 110 mm","DY177",278]
[84887578,"TUYAU PPS Ø 110 mm LG = 1950 mm (GRIS)","DY178",77]
[84887579,"TUYAU PPS Ø 110 mm LG = 1000 mm (GRIS)","DY179",43]
[84887580,"TUYAU PPS Ø 110 mm LG = 500 mm (GRIS)","DY180",33]
[84887581,"COUDE PPS 87° Ø 110 mm (GRIS)","DY181",38]
[84887582,"COUDE PPS 45° Ø 110 mm (GRIS)","DY182",51]
[84887583,"T DE REVISION Ø 110 mm (GRIS)","DY183",51]
[84887587,"ETOILE DE CENTRAGE PPS  Ø 110 mm (2 PIECES)","DY187",15]
[84887588,"COUDE DE REVISION PPS 87° Ø 110 mm (GRIS)","DY188",77]
[84887772,"PLAQUE DE FINITION","DY772",63]
[84887773,"FOURREAU Ø165mm L 500mm","DY773",43]
[84887435,"GRILLE D'AERATION EXTERIEURE 250 X 300 mm","DY35",26]
[100015325,"KIT N° 1 RACCORDEMENT CHEMINÉE FLEXIBLE PPS Ø 80 mm","DY895",253]
[100015327,"TUBE FLEXIBLE LG=12,5M","DY897",381]
[100015326,"TUBE FLEXIBLE LG=50M","DY896",1337]
[84887618,"ETOILE DE CENTRAGE POUR FLEXIBLE Ø 80  mm (2 PIÈCES)","DY618",39]
[100015328,"PIÈCE DE COUPLAGE FLEXIBLE Ø 80 mm","DY898",76]
[100015331,"OUTIL D'AIDE À L'INSERTION Ø 80 mm","DY901",190]
[100015330,"PIÈCE D'INSPECTION POUR TUBE FLEXIBLE","DY900",136]
[100015329,"TERMINAL AVEC SOLIN FLEX. Ø 80 mm","DY899",190]
[]
[]
[]
[100005999,"DK 28/100-2","FS3",2360]
[100006000,"DK 35/150-2 ","FS4",3180]
[]
["OPTIONS DK"]
[7724966,"BRULEUR OES 4 LE (pour DK 28/35)",null,879]
[100005977,"KIT DE RACCORDEMENT CHAUFFAGE","FL13",554]
[85287002,"KIT DE RACCORDEMENT SANITAIRE","FL11",221]
[]
[]
[]
[7694266," DOMONET DSX 21 FS7*","FS7",1974]
[null,"(* Chaudière de classe B avec bruleur de référence OES 151 LE-21) "]
["OPTIONS DSX"]
[7696608,"BRULEUR OES 151 LE-21(pour DSX 21)",null,987]
[7694267,"MODULE PRIORITE ECS POUR DSX 21","FS8",365]
[85287002,"KIT DE RACCORDEMENT SANITAIRE","FL11",221]
[7666101,"SOCLE CHAUDIERE NOIRE",null,275]
[]
["OPTIONS REGULATIONS DK/DSX"]
[88017904,"THERMOSTAT AMBIANCE PROGRAMMABLE (FILAIRE)","AD191",176]
[88017010,"THERMOSTAT D'AMBIANCE PROGRAMMABLE (SANS FILS)","AD192",308]
[7684433,"OETROSMART OT ","AD320",269]
[]
[]
[]
[100004396,"PKX 264 CORPS MONTE",null,4066]
[100004397,"PKX 265 CORPS MONTE",null,4711]
[100004398,"PKX 266 CORPS MONTE",null,5109]
[100004399,"PKX 267 CORPS MONTE",null,5449]
[100004400,"PKX 268 CORPS MONTE",null,5793]
[100004401,"PKX2 266 CORPS MONTE",null,5232]
[100004402,"PKX2 267 CORPS MONTE",null,5572]
[100004403,"PKX2 268 CORPS MONTE",null,5916]
[100004404,"PKR 264 CORPS MONTE",null,4825]
[100004405,"PKR 265 CORPS MONTE",null,5470]
[100004406,"PKR 266 CORPS MONTE",null,5868]
[100004407,"PKR 267 CORPS MONTE",null,6208]
[100004408,"PKR 268 CORPS MONTE",null,6552]
[100004409,"PKR 266 + AD217  CORPS MONTE",null,6197]
[100004410,"PKR 267 + AD217  CORPS MONTE",null,6537]
[100004411,"PKR 268 + AD217  CORPS MONTE",null,6881]
[]
[100004478,"PKX 264 CORPS NON MONTE",null,4067]
[100004479,"PKX 265 CORPS NON MONTE",null,4714]
[100004480,"PKX 266 CORPS NON MONTE",null,5112]
[100004481,"PKX 267 CORPS NON MONTE",null,5453]
[100004482,"PKX 268 CORPS NON MONTE",null,5798]
[100004483,"PKX2 266 CORPS NON MONTE",null,5235]
[100004484,"PKX2 267 CORPS NON MONTE",null,5576]
[100004485,"PKX2 268 CORPS NON MONTE",null,5921]
[100004486,"PKR 264 CORPS NON MONTE",null,4826]
[100004487,"PKR 265 CORPS NON MONTE",null,5473]
[100004488,"PKR 266 CORPS NON MONTE",null,5871]
[100004489,"PKR 267 CORPS NON MONTE",null,6212]
[100004490,"PKR 268 CORPS NON MONTE",null,6557]
[100004491,"PKR 266 + AD217  CORPS NON MONTE",null,6200]
[100004492,"PKR 267 + AD217  CORPS NON MONTE",null,6541]
[100004493,"PKR 268 + AD217  CORPS NON MONTE",null,6886]
[]
["COMPOSANTS"]
[200004483,"ELEMENT INTERMEDIAIRE PK 260",null,299]
[82270002,"ELEMENT AVANT PKR-250",null,304]
[82270003,"ELEMENT ARRIERE PKR-250",null,402]
[100004366,"CAISSE ACCESSOIRES 4 ELEMENTS","ME6",1057]
[100004367,"CAISSE ACCESSOIRES 5 ELEMENTS","ME7",1130]
[100004368,"CAISSE ACCESSOIRES 6 ELEMENTS","ME8",1202]
[100004369,"CAISSE ACCESSOIRES 7 ELEMENTS","ME9",1236]
[100004370,"CAISSE ACCESSOIRES 8 ELEMENTS","ME10",1272]
[100004531,"COLIS JAQUETTE PKR264 ","MF1",996]
[100019219,"COLIS JAQUETTE PK265/PU265  ","MF6",1271]
[100019220,"COLIS JAQUETTE PK266/PU266","MF7",1287]
[100019221,"COLIS JAQUETTE PK267/PU267","MF8",1295]
[100004535,"COLIS JAQUETTE PKR268  ","MF5",1305]
[100004361,"CORPS ASSEMBLE 4 ELEMENTS","ME1",2360]
[100004362,"CORPS ASSEMBLE 5 ELEMENTS","ME2",2730]
[100004363,"CORPS ASSEMBLE 6 ELEMENTS   ","ME3",3112]
[100004364,"CORPS ASSEMBLE 7 ELEMENTS","ME4",3444]
[100004365,"CORPS ASSEMBLE 8 ELEMENTS","ME5",3778]
[82277010,"LIASSE TIGE ASSEMB. 6 EL ",null,11]
[82277011,"LIASSE TIGE ASSEMB. 7 EL  ",null,11]
[82277012,"LIASSE TIGE ASSEMB. 8 EL  ",null,11]
[100002001,"TABLEAU CDE X /TA","FT41",710]
[100004587,"TABLEAU  R/TA","FT63",1469]
[100004588,"TABLEAU CDE X2 / TA","FT64",833]
[100004294,"PLATINE 2 all./Mod./V3V","AD217",329]
[]
["OPTIONS TABLEAU"]
[100004294,"PLATINE 2 ALL./MOD./V3V","AD217",329]
[88017017,"SONDE DEPART v3v","AD199",85]
[85757742,"SONDE FUMEES","FM47",77]
[85757743,"COLIS OPTION V3V   ","FM48",201]
[100002803,"COMMANDE A DISTANCE SIMPLIFIEE AD208","AD208",112]
[88017887,"SONDES POUR BALLON TAMPON","AD160",105]
[88017851,"CABLE DE LIAISON BUS LG 12 M","AD134",118]
[88017904,"THERMOSTAT AMBIANCE PROGRAMMABLE (FILAIRE)","AD191",176]
[88017010,"THERMOSTAT D'AMBIANCE PROGRAMMABLE (SANS FILS)","AD192",308]
[100013307,"MODULE CHAUDIERE RADIO (EMETTEUR)","AD252",132]
[100004781,"SONDE PLONGEUR + DOIGT DE GANT","AD218",201]
[]
["OPTIONS ECS"]
[100000492,"KIT ANODE MAGNESIUM","EA103",74]
[89557009,"KIT DE TRANSFORMATION G/R 3/4 '' ET 1 ''","BH84",35]
[100000030,"COLIS OPTION SONDE ECS","AD212",53]
[100007835,"KIT LIAISON PK264-5","EA117",586]
[100007836,"KIT LIAISON PK266-7-8","EA118",586]
[]
["OPTIONS DIVERS"]
[88017706,"OUTIL DE MONTAGE JD SIMPLIFIE",null,1799]
[100018991,"OUTIL MONTAGE JD-TE PLUS NEUF",null,3104]
[]
[]
[]
[100004917,"PKX-355 CORPS NON MONTE",null,4750]
[100004918,"PKX-356 CORPS NON MONTE",null,5228]
[100004919,"PKX-357 CORPS NON MONTE",null,5782]
[100004920,"PKX-358 CORPS NON MONTE",null,6782]
[100004921,"PKX-359 CORPS NON MONTE",null,8079]
[100004897,"PKX-355 CORPS MONTE ",null,5249]
[100004898,"PKX-356 CORPS MONTE ",null,5861]
[100004899,"PKX-357 CORPS MONTE ",null,6410]
[100004910,"PKX-358 CORPS MONTE ",null,7419]
[100004911,"PKX-359 CORPS MONTE ",null,8753]
[100004922,"PKR-355 CORPS NON MONTE ",null,4948]
[100004923,"PKR-356 CORPS NON MONTE ",null,5426]
[100004924,"PKR-357 CORPS NON MONTE ",null,5980]
[100004925,"PKR-358 CORPS NON MONTE ",null,6980]
[100004926,"PKR-359 CORPS NON MONTE ",null,8277]
[100004912,"PKR-355 CORPS MONTE     ",null,5447]
[100004913,"PKR-356 CORPS MONTE     ",null,6059]
[100004914,"PKR-357 CORPS MONTE     ",null,6608]
[100004915,"PKR-358 CORPS MONTE     ",null,7617]
[100004916,"PKR-359 CORPS MONTE     ",null,8951]
[]
["COMPOSANTS"]
[85537067,"CORPS MONTE PKR355",null,3205]
[85537068,"CORPS MONTE PKR356",null,3668]
[85537069,"CORPS MONTE PKR357",null,4146]
[85537070,"CORPS MONTE PKR358",null,4620]
[85537071,"CORPS MONTE PKR359",null,5138]
[100004866,"COLIS JAQUETTE LATERALE PK 355","MD8",633]
[100004867,"COLIS JAQUETTE LATERALE PK 356","MD9",700]
[100004868,"COLIS JAQUETTE LATERALE PK 357","MD10",765]
[100004869,"COLIS JAQUETTE LATERALE PK 358","MD11",1049]
[100004880,"COLIS JAQUETTE LATERALE PK 359","MD12",1792]
[100004927,"HABILLAGE AVANT  PK 350","MG3",129]
[82190002,"ELEMENT AVANT   PKR350",null,558]
[85537072,"ELEMENT ARRIERE PKR350",null,614]
[82190001,"ELEMENT INTERM. PKR350",null,375]
[85537010,"ACCESSOIRES PKR355","FD10",575]
[85537011,"ACCESSOIRES PKR356","FD11",597]
[85537012,"ACCESSOIRES PKR357","FD12",683]
[85537013,"ACCESSOIRES PKR358 ","FD13",757]
[85537014,"ACCESSOIRES PKR359","FD14",804]
[82197713,"TURBULATEUR PKR355/356 ","BP17",232]
[82197715,"TURBULATEUR PKR357  ","BP19",238]
[82197716,"TURBULATEUR PKR358 ","BP20",489]
[82197717,"TURBULATEUR PKR359 ","BP21",549]
[85537015,"ACCESSOIRES CORPS ASS.  PKR 355-6","FD15",325]
[85537019,"ACCESSOIRES CORPS ASS.  PKR 356-7-8","FD19",407]
[85537020,"ACCESSOIRES CORPS ASS.  PKR 359","FD20",420]
[82198945,"TIGE ASSEMBL. PKR355",null,11]
[82198946,"TIGE ASSEMBL. PKR356",null,12]
[82198947,"TIGE ASSEMBL. PKR357",null,14]
[82198948,"TIGE ASSEMBL. PKR358",null,17]
[82198949,"TIGE ASSEMBL. PKR359",null,26]
[85537061,"CHASSIS PKR355","FD31",148]
[85537062,"CHASSIS PKR356","FD32",161]
[85537063,"CHASSIS PKR357","FD33",181]
[85537064,"CHASSIS PKR358 ","FD34",194]
[85537065,"CHASSIS PKR359","FD35",257]
[100005564,"DOC.TECHN","MG5",45]
[100005565,"DOC. TECHN. ","MG6",45]
[100005566,"DOC. TECHN. ","MG7",45]
[100005567,"DOC. TECHN. ","MG8",45]
[100005568,"DOC. TECHN. ","MG9",45]
[82197718,"PORTE FOYERE PKR340 F135","BP13",317]
[100004380,"TABLEAU STANDARD OERTLI","MG1",363]
[100004381,"TABLEAU R OERTLI","MG2",561]
[]
["OPTIONS"]
[100004295,"TABLEAU DIEMATIC M3  ","MD1",2209]
[100004296,"TABLEAU K3     ","MD2",1326]
[100012592,"REA 060B",null,252]
[125392,"REA-130B POUR 1 CIRCUIT",null,715]
[125394,"REA-131B POUR 2 CIRCUITS",null,920]
[125400,"REA  232B : POUR 2 CIRCUITS VANNE",null,1238]
[126490,"CABLAGE POUR 2è VANNE MELANGEUSE",null,81]
[125403,"SONDE WWF/ECS ( POUR TABLEAU AVEC REA)",null,53]
[126589,"OUTIL DE MONTAGE JD-TE Plus",null,3579]
[82197729,"THERMOMETRE FUMEES    ","BP28",115]
[85537076,"KIT DE SECURITE < 115 kW","FD39",195]
[85537075,"CONTRE BRIDE 2\"","FD38",81]
[85537074,"KIT VANNE DE CHASSE","FD37",313]
[85537079,"KIT DE SECURITE 115 à 330 kW","FD42",277]
[100012251,"KIT RECIRCULATION GTU C 330","MD218",470]
[88017017,"SONDE DEPART v3v","AD199",85]
[100000030,"COLIS OPTION SONDE ECS","AD212",53]
[100004970,"COLIS CARTE RELAIS+SONDES POUR K3 ","AD220",361]
[88017014," PLATINE + SONDE V3V","AD196",193]
[88017851,"CABLE DE LIAISON BUS LG 12 M","AD134",118]
[81997720,"CABLE LIAISON BUS LG 40 M ","DB119",161]
[88017858,"PROLONGATEUR BUS","AD139",26]
[]
[]
[]
[]
[]
[7684433,"OETROSMART OT ","AD320",269]
[7691374,"THERMOSTAT AMBIANCE OETROSMART (R-BUS)","AD323",207]
[7724274,"TRANSFO SANS FICHE","AD333",36]
[]
[]
[]
[100018255,"OE-TRONIC 4 MR","AD282",1177]
[]
["OPTIONS"]
[100018920,"BOITIER MURAL INTERFACE OTH/MIDBUS","AD286",150]
[100000030,"COLIS OPTION SONDE ECS","AD212",53]
[88017017,"SONDE DEPART v3v","AD199",85]
[100013477,"CDE A DISTANCE FILAIRE RS 400   ","AD257",190]
[100013472,"CDE A DISTANCE RADIO RS 400R     ","AD255",256]
[100013307,"MODULE CHAUDIERE RADIO (EMETTEUR)","AD252",132]
[100002803,"COMMANDE A DISTANCE SIMPLIFIEE AD208","AD208",112]
[88017851,"CABLE DE LIAISON BUS LG 12 M","AD134",118]
[100013305,"SONDE SYSTÈME ECS","AD250",49]
[100013306,"SONDE EXTERIEURE RADIO ","AD251",82]
[100013307,"MODULE CHAUDIERE RADIO (EMETTEUR)","AD252",132]
[88017836,"CABLE BUS RX11  LG 1,5 M","AD124",90]
[81997720,"CABLE LIAIS.CDI 40M ","DB119",161]
[85757741,"SONDE EXTERIEURE","FM46",43]
[100015062,"BOITIER OETRONIC 4-DIN AVEC FAISCEAU CABLAGE ET SONDES","AD260",880]
[]
[]
[]
[7676417,"OETROCOM-3 MR ","AD316",1146]
[]
["OPTIONS"]
[7663618,"CABLE S-BUS 1,5M AVEC BOUCHONS","AD308",35]
[7663561,"CABLE S-BUS 12M AVEC BOUCHONS","AD309",106]
[7663619,"CABLE S-BUS 20M AVEC BOUCHONS","AD310",140]
[7688305,"TERMINAISON DE BUS","AD321",53]
[88017836,"CABLE BUS RX11  LG 1,5 M","AD124",90]
[88017851,"CABLE DE LIAISON BUS LG 12 M","AD134",118]
[81997720,"CABLE MOD-BUS 40m","DB119",161]
[100013304,"COLIS OPTION V3V OE-TRONIC 4","AD249",170]
[100000030,"COLIS OPTION SONDE ECS","AD212",53]
[88017017,"SONDE DEPART v3v","AD199",85]
[100013305,"SONDE SYSTÈME ECS","AD250",49]
[85757741,"SONDE EXTERIEURE","FM46",43]
[88017904,"THERMOSTAT AMBIANCE PROGRAMMABLE (FILAIRE)","AD191",176]
[88017010,"THERMOSTAT D'AMBIANCE PROGRAMMABLE (SANS FILS)","AD192",308]
[]
[]
[100000030,"COLIS OPTION SONDE ECS","AD212",53]
[88017017,"SONDE DEPART v3v","AD199",85]
[88017014," PLATINE + SONDE V3V",null,193]
[100002803,"COMMANDE A DISTANCE SIMPLIFIEE AD208","AD208",112]
[85757742,"SONDE FUMEES","FM47",77]
[88017851,"CABLE DE LIAISON BUS LG 12 M","AD134",118]
[88017887,"ENSEMBLE DE 2 SONDES SOLAIRES","AD160",105]
[]
[]
[125392,"REA-130B POUR 1 CIRCUIT",null,715]
[125394,"REA-131B POUR 2 CIRCUITS",null,920]
[125400,"REA  232B : POUR 2 CIRCUITS VANNE",null,1238]
[100012592,"REA 060B",null,252]
[125403,"SONDE WWF/ECS ( POUR TABLEAU AVEC REA)",null,53]
[126490,"CABLAGE POUR 2è VANNE MELANGEUSE",null,81]
[7721982,"GTW08 L-Bus/Modbus","AD332",176]
[7721879,"GTW26 OEtronic-4/Modbus","AD329",188]
[]
[]
[]
[7650329,"PURGEUR RP 1/2","SA16",64]
[7650330,"DEGAZEUR MICROBULLES RP 5/4 ","SA17",132]
[7650333,"DEGAZEUR MICROBULLES RP 1_1/2 ","SA18",151]
[7650334,"DEGAZEUR MICROBULLES RP 2","SA19",423]
[7650336,"DEGAZEUR MICROBULLES DN50/PN16","SA20",1072]
[7650338,"DEGAZEUR MICROBULLES DN65/PN16","SA21",1108]
[7650339,"DEGAZEUR MICROBULLES DN80/PN16","SA22",1518]
[7650340,"DEGAZEUR MICROBULLES DN100/PN16","SA23",1580]
[7660261,"DEGAZEUR MICROBULLES DN125/PN16 S","SA42",3731]
[]
["SEPARATEUR AVEC BARREAU MAGNETIQUE "]
[7650376,"SEPARATEUR BOUES A AIMANT RP 1_1/4","SA24",181]
[7650377,"SEPARATEUR BOUES A AIMANT RP 1_1/2 ","SA25",191]
[7650378,"SEPARATEUR BOUES A AIMANT RP 2 S","SA26",458]
[]
[7651722,"SEPARATEUR AVEC BARREAU MAGNETIQUE DN65",null,1517]
[7651730,"SEPARATEUR AVEC BARREAU MAGNETIQUE DN80",null,1931]
[7651732,"SEPARATEUR AVEC BARREAU MAGNETIQUE DN100",null,1988]
[7651733,"SEPARATEUR AVEC BARREAU MAGNETIQUE DN125",null,3414]
[]
["COMPOSANTS"]
[7650381,"SEPARATEUR BOUES DN65/PN16","SA27",997]
[7650382,"SEPARATEUR BOUES DN80/PN16 ","SA28",1411]
[7650383,"SEPARATEUR BOUES DN100/PN16","SA29",1468]
[7650384,"SEPARATEUR BOUES DN125/PN16","SA30",2829]
[7650386,"BARREAU MAGNETIQUE POUR DN50 A 100","SA31",520]
[7650387,"BARREAU MAGNETIQUE POUR DN125","SA32",585]
[7651695,"SEPAR.BOUES DERIV./CIRC.4M3_H DN32","SA33",2262]
[7651698,"SEPAR.BOUES DERIV./CIRC.9M3_H DN32","SA34",3922]
[7651699,"POCHE 25 MICRON ","SA35",35]
[7651700,"JOINT TORIQUE POUR SEPARATEUR SA33","SA36",12]
[7651701,"POCHE 50 MICRON","SA37",17]
[7651702,"JOINT TORIQUE POUR SEPARATEUR SA34","SA38",17]
[7651703,"SOLUTECH LESSIVAGE/DESEMBOUAGE","SA39",684]
[7651705,"SOLUTECH PROTECTION INTEGRALE","SA40",684]
[7651707,"KIT PRELEVEMT EAU CHAUF./EAU VILLE ","SA41",74]
[]
[]
[]
[]
[]
["PREPARATEUR  OBLC   (Oertli Priméa)"]
[100018187,"PREPARATEUR VERTICAL OBLC 150","EC614",1252]
[100018188,"PREPARATEUR VERTICAL OBLC 200","EC615",1437]
[100018189,"PREPARATEUR VERTICAL OBLC 300","EC616",1767]
[100018190,"PREPARATEUR VERTICAL OBLC 400","EC617",2651]
[100018191,"PREPARATEUR VERTICAL OBLC 500","EC618",2848]
[]
["OPTIONS"]
[7639495,"KIT LIAISON EF/EFU/EFU C - BLC/BPB ","ER599",536]
[100007835,"KIT LIAISON PK264-6","EA117",586]
[100007836,"TUBULURE GSR 230 - PKR256 à 258/OB(<=300)  ","EA118",586]
[100007827,"KIT LIAISON CHAUDIERE / BALLON","EA121",660]
[100015468,"KIT RAC HYDRAULIQUE PAC - BALLON ECS","EH149",109]
[100005661,"SONDE BALLON 5M LONG NTC 12K","AD226",51]
[100000030,"COLIS OPTION SONDE ECS","AD212",53]
[125403,"SONDE WWF/ECS ( POUR TABLEAU AVEC REA)",null,53]
[]
[]
[]
[100019196,"PREPARATEUR VERTICAL OBPB 150","EC624",1536]
[100019197,"PREPARATEUR VERTICAL OBPB 200","EC625",1707]
[100019198,"PREPARATEUR VERTICAL OBPB 300","EC626",2176]
[7683302,"OBPB 401","EC791",3316]
[7683324,"OBPB 501","EC796",3629]
[]
["OPTIONS "]
[100007832,"RÉGULATION POMPE DE CHARGE SLA 2","EC320",229]
[7628986,"COLIS RESISTANCE ELECTRIQUE ","EC740",285]
[100010652,"KIT OECOPROTEC PROTECTION ACI SUR OETRONIC","EC431",134]
[89608920,"ANODE ACI CORREX UP BALLON > 300 LITRES","AM7",583]
[89757752,"ANODE A COURANT IMPOSE (150 A 300L)","AJ38",336]
[100015479,"VANNE INVERSION CHAUFF/SANITAIRE + SONDE ECS","EH145",367]
[]
[]
[7680757,"PREPARATEUR OBUB 130 ","EE80",1051]
[]
["OPTIONS"]
[100011288,"KIT DE RACCORDEMENT POUR BALLON DE 130 L","HG57",83]
[100013532,"KIT DE LIAISON OBU130/GMR 3000 ","EA137",130]
[7600413,"KIT DE RACCORDEMENT POUR BALLON DE 130 L","HR92",77]
[100005661,"SONDE BALLON 5M LONG NTC 12K","AD226",51]
[100000030,"COLIS OPTION SONDE ECS","AD212",53]
[]
[]
[]
[100020079,"BALLON L160SL ","EC600",1207]
[7616405,"BALLON EL160SL","ER592",1106]
[7657213,"BALLON EL 250 SL ","EC695",1884]
[7644101,"BALLON L250 SL ","EC694",2207]
[]
["OPTIONS"]
[7679035,"KIT CONNECTION BALLON EL250SL/FS","ER694",474]
[7677059,"KIT CONNECTION L250SL/OSCR","ER696",323]
[100000492,"KIT ANODE MAGNESIUM","EA103",74]
[7629841,"KIT ANODE ACI POUR OECOIL CONDENS ","MY475",136]
[]
[]
[]
["CUVE"]
[7650480,"BALLON B 650","AJ78",3247]
[7650481,"BALLON B 800","AJ79",4344]
[7650482,"BALLON B 1000","AJ80",4814]
[7650483,"BALLON B 1500","AJ81",5263]
[7650484,"BALLON B 2000","AJ82",5487]
[7650485,"BALLON B 2500","AJ83",6718]
[7650486,"BALLON B 3000","AJ84",7054]
["HABILLAGE SEMI RIGIDE"]
[7650496,"JAQUETTE RIGIDE 650 TP B/RSB ","AJ94",672]
[7650497,"JAQUETTE RIGIDE 800 TP B/RSB","AJ95",694]
[7650499,"JAQUETTE RIGIDE 1000 TP B/RSB ","AJ97",784]
[7650502,"JAQUETTE RIGIDE 1500 TP B/RSB ","AJ99",1231]
[7650506,"JAQUETTE RIGIDE 2000 TP B/RSB ","AJ101",1456]
[7650508,"JAQUETTE RIGIDE 2500 TP B/RSB ","AJ103",1680]
[7650511,"JAQUETTE RIGIDE 3000 TP B/RSB ","AJ105",1903]
["HABILLAGE RIGIDE (classement au feu MO)"]
[7650583,"JAQUETTE RIGIDE M0 800 TP B/RSB","AJ141",1511]
[7650584,"JAQUETTE RIGIDE M0 1000 TP B/RSB","AJ142",1680]
[7650585,"JAQUETTE RIGIDE M0 1500 TP B/RSB","AJ143",2183]
[7650587,"JAQUETTE RIGIDE M0 2000 TP B/RSB","AJ144",2351]
[7650589,"JAQUETTE RIGIDE M0 2500 TP B/RSB","AJ145",2800]
[7650590,"JAQUETTE RIGIDE M0 2500 TP B/RSB","AJ146",2856]
[]
["OPTIONS"]
[89757750,"RESISTANCE BLINDEE 6 KW/400V A VISSER 1''1/2","AJ36",689]
[100019313,"KIT ELECTRIQUE 9 KW/400V 1 1/2 ( POUR RSB 1000 A 3000 )","AJ47",712]
[100019314,"KIT ELECTRIQUE 12 KW/400V  1 1/2  ( POUR RSB 1500 A 3000 )","ER335",798]
[7651086,"RESIST. BLIND. 9 KW 400V  DN110 ","AJ164",549]
[7651088,"RESIST.B.15KW400V DN110 SUP.800","AJ165",639]
[7651116,"RESIST.B.30KW400V DN110 SUP.800L ","AJ166",729]
[89608920,"ANODE ACI CORREX UP BALLON > 300 LITRES","AM7",583]
[89757746,"THERMOMETRE","AJ32",56]
[7651078,"DOIGT DE GANT 350 MM 1/2 ","AJ162",39]
[]
[]
[]
["CUVE"]
[7650487,"BALLON B 802","AJ85",3561]
[7650488,"BALLON B1002","AJ86",4256]
["HABILLAGE "]
[7650497,"JAQUETTE RIGIDE 800 TP B/RSB","AJ95",694]
[7650499,"JAQUETTE RIGIDE 1000 TP B/RSB","AJ97",784]
[]
["OPTIONS"]
[89757750,"RESISTANCE BLINDEE 6 KW/400V A VISSER 1''1/2","AJ36",689]
[7651078,"DOIGT DE GANT 350 MM 1/2 ","AJ162",39]
[89757746,"THERMOMETRE","AJ32",56]
[]
[]
[]
["CUVE"]
[7650461,"BALLON PS 600","AJ59",1567]
[7650462,"BALLON PS 800 ","AJ60",1994]
[7650463,"BALLON PS 1000","AJ61",2240]
[7650464,"BALLON PS 1500","AJ62",3135]
[7650465,"BALLON PS 2000","AJ63",3695]
[7650466,"BALLON PS 2500","AJ64",4256]
[7650467,"BALLON PS 3000","AJ65",4702]
[]
["HABILLAGE RIGIDE"]
[7650489,"JAQUETTE RIGIDE 600 PS/PSE","AJ87",672]
[7650490,"JAQUETTE RIGIDE 800 PS/PSE","AJ88",694]
[7650491,"JAQUETTE RIGIDE 1000 PS/PSE ","AJ89",784]
[7650492,"JAQUETTE RIGIDE 1500 PS/PSE ","AJ90",1231]
[7650493,"JAQUETTE RIGIDE 2000 PS/PSE ","AJ91",1456]
[7650494,"JAQUETTE RIGIDE 2500 PS/PSE ","AJ92",1680]
[7650495,"JAQUETTE RIGIDE 3000 PS/PSE ","AJ93",1903]
[]
["HABILLAGE SOUPLE"]
[7650513,"JAQUETTE SOUPLE M1 600 PS/PSE ","AJ107",336]
[7650514,"JAQUETTE SOUPLE M1 800 PS/PSE ","AJ108",336]
[7650526,"JAQUETTE SOUPLE M1 1000 PS/PSE ","AJ109",448]
[7650527,"JAQUETTE SOUPLE M1 1500 PS/PSE ","AJ110",784]
[7650528,"JAQUETTE SOUPLE M1 2000 PS/PSE ","AJ111",897]
[7650529,"JAQUETTE SOUPLE M1 2500 PS/PSE ","AJ112",1008]
[7650532,"JAQUETTE SOUPLE M1 3000 PS/PSE ","AJ113",1119]
[]
[]
[]
["CUVE"]
[7650454,"BALLON PSB 600 ","AJ52",1119]
[7650455,"BALLON PSB 800","AJ53",1210]
[7650456,"BALLON PSB 1000","AJ54",1343]
[7650457,"BALLON PSB 1500","AJ55",1792]
[7650458,"BALLON PSB 2000","AJ56",2351]
[7650459,"BALLON PSB 2500","AJ57",2576]
[7650460,"BALLON PSB 300","AJ58",3023]
[]
["HABILLAGE RIGIDE (HR)"]
[7650489,"JAQUETTE RIGIDE 600 PS/PSE ","AJ87",672]
[7650490,"JAQUETTE RIGIDE 800 PS/PSE ","AJ88",694]
[7650491,"JAQUETTE RIGIDE 1000 PS/PSE ","AJ89",784]
[7650492,"JAQUETTE RIGIDE 1500 PS/PSE ","AJ90",1231]
[7650493,"JAQUETTE RIGIDE 2000 PS/PSE ","AJ91",1456]
[7650494,"JAQUETTE RIGIDE 2500 PS/PSE ","AJ92",1680]
[7650495,"JAQUETTE RIGIDE 3000 PS/PSE ","AJ93",1903]
[]
["HABILLAGE SOUPLE (HS)"]
[7650513,"JAQUETTE SOUPLE M1 600 PS/PSE","AJ107",336]
[7650514,"JAQUETTE SOUPLE M1 800 PS/PSE","AJ108",336]
[7650526,"JAQUETTE SOUPLE M1 1000 PS/PSE","AJ109",448]
[7650527,"JAQUETTE SOUPLE M1 1500 PS/PSE","AJ110",784]
[7650528,"JAQUETTE SOUPLE M1 2000 PS/PSE","AJ111",897]
[7650529,"JAQUETTE SOUPLE M1 2500 PS/PSE","AJ112",1008]
[7650532,"JAQUETTE SOUPLE M1 3000 PS/PSE","AJ113",1119]
[]
[]
[]
["CUVE"]
[7650474,"BALLON RSB 800 ","AJ72",2104]
[7650469,"BALLON RSB 1000","AJ67",2576]
[7650470,"BALLON RSB 1500","AJ68",2911]
[7650471,"BALLON RSB 2000","AJ69",3247]
[7650472,"BALLON RSB 2500","AJ70",3920]
[7650473,"BALLON RSB 3000","AJ71",4031]
[]
["HABILLAGE RIGIDE "]
[7650497,"JAQUETTE RIGIDE 800 TP B/RSB","AJ95",694]
[7650499,"JAQUETTE RIGIDE 1000 TP B/RSB","AJ97",784]
[7650502,"JAQUETTE RIGIDE 1500 TP B/RSB ","AJ99",1231]
[7650506,"JAQUETTE RIGIDE 2000 TP B/RSB ","AJ101",1456]
[7650508,"JAQUETTE RIGIDE 2500 TP B/RSB ","AJ103",1680]
[7650511,"JAQUETTE RIGIDE 3000 TP B/RSB ","AJ105",1903]
[]
["HABILLAGE SOUPLE"]
[7650534,"JAQUETTE SOUPLE M1 800 TP B/RSB ","AJ115",336]
[7650554,"JAQUETTE SOUPLE M1 1000 TP B/RSB ","AJ117",448]
[7650558,"JAQUETTE SOUPLE M1 1500 TP B/RSB ","AJ119",784]
[7650561,"JAQUETTE SOUPLE M1 2000 TP B/RSB ","AJ121",897]
[7650563,"JAQUETTE SOUPLE M1 2500 TP B/RSB ","AJ123",1008]
[7650566,"JAQUETTE SOUPLE M1 3000 TP B/RSB ","AJ125",1119]
[]
["HABILLAGE RIGIDE (CLASSEMENT AU FEU)"]
[7650583,"JAQUETTE RIGIDE M0 800 TP B/RSB","AJ141",1511]
[]
[]
[]
["CUVE"]
[7650475,"BALLON RSB 1000 ","AJ73",2800]
[7650476,"BALLON RSB 1500","AJ74",3135]
[7650477,"BALLON RSB 2000","AJ75",3471]
[7650478,"BALLON RSB 2500","AJ76",4031]
[7650479,"BALLON RSB 3000","AJ77",4256]
[]
["HABILLAGE RIGIDE (CLASSEMENT AU FEU)"]
[7650592,"JAQUETTE RIGIDE M0 1000 TH B/RSB","AJ148",1680]
[7650593,"JAQUETTE RIGIDE M0 1500 TH B/RSB","AJ149",2183]
[7650594,"JAQUETTE RIGIDE M0 2000 TH B/RSB","AJ150",2351]
[7650596,"JAQUETTE RIGIDE M0 2500 TH B/RSB","AJ151",2800]
[7650597,"JAQUETTE RIGIDE M0 3000 TH B/RSB","AJ152",2856]
[]
["HABILLAGE SOUPLE (CLASSEMENT AU FEU)"]
[7650555,"JAQUETTE SOUPLE M1 1000 TH B/RSB ","AJ118",448]
[7650560,"JAQUETTE SOUPLE M1 1500 TH B/RSB ","AJ120",784]
[7650562,"JAQUETTE SOUPLE M1 2000 TH B/RSB ","AJ122",897]
[7650564,"JAQUETTE SOUPLE M1 2500 TH B/RSB ","AJ124",1008]
[7650567,"JAQUETTE SOUPLE M1 3000 TH B/RSB ","AJ126",1119]
[]
["OPTIONS"]
[7651117,"RESIST. BLIND. 9 KW 400V DN400 ","AJ167",1410]
[7651120,"RESIST. BLIND. 15 KW 400V DN400","AJ168",1736]
[7651122,"RESIST. BLIND. 30 KW 400V DN400","AJ169",1792]
[7651123,"RESIST. STEATITE 9 KW 400V DN400 ","AJ170",2240]
[7651124,"RESIST. STEATITE 15 KW 400V DN40","AJ171",2463]
[7651127,"RESIST. STEATITE 30 KW 400V DN400","AJ172",2688]
[7651078,"DOIGT DE GANT 350 MM 1/2 ","AJ162",39]
[89608920,"ANODE ACI CORREX UP BALLON > 300 LITRES","AM7",583]
[89757746,"THERMOMETRE","AJ32",56]
[]
[]
[]
[7696903,"PREPARATEUR ECSI FWS 750-2 ","EC800",5273]
[]
["OPTIONS"]
[100015099,"KIT DE BOUCLAGE ECS","ER29",195]
[89807767,"MITIGEUR THERMOSTATIQUE 1\"","EG78",150]
[89757746,"THERMOMETRE","AJ32",56]
[]
[]
[]
[100005131,"BALLON SOLAIRE COMBI CHAUFFAGE + ECS DC 750-2","EC140",3536]
[]
["OPTIONS POUR PREPARATEURS SOLAIRES DC "]
[89757746,"THERMOMETRE","AJ32",56]
[89757753,"ANODE A COURANT IMPOSE","AJ39",428]
[89757750,"RESISTANCE BLINDEE 6 KW/400V A VISSER 1''1/2","AJ36",689]
[100004650,"REGULATION \"MCDB\" POUR CHARGE/DECHARGE BALLON ","EC162",296]
[7630415,"STATION SOLAIRE DKSC 6-8 MSB","ER711",525]
[7630422,"REGULATION OETROSOL-PLUS","ER709",285]
[]
[]
[]
["MODULES ECS INSTANTANEE FWM COMPLET"]
[7606029,"MODULE ECS INST 3 M3 FWM 50-170","EC682",4070]
[7606142,"MODULE ECS INST 4 M3 FWM 70-240","EC683",4650]
[]
[7606152,"GROUPE DE RECIRCULATION 2M3 DN20 FWM","EC689",524]
[7618250,"GROUPE DE RECIRCULATION 3M3 DN32 FWM","EC685",1221]
[7618251,"KIT CASCADE DN 25 2 FWM 50","EC690",1395]
[7618252,"KIT CASCADE DN 32 2 FWM 70","EC691",1976]
[7606147,"VANNE 3 VOIES DN25 FWM50 ET SONDES ","EC686",408]
[7606150,"VANNE 3 VOIES DN32 FWM70 ET SONDES ","EC687",524]
[]
[]
[]
[]
[]
[7694340,"CHAUFFE EAU GAZ G20 OCGB 18 ","EB20",8072]
[7694341,"CHAUFFE EAU GAZ G20 OCGB 36 ","EB21",9741]
[7694342,"CHAUFFE EAU GAZ G20 OCGB 60 ","EB22",11946]
[]
[7694512,"CHAUFFE EAU GAZ G25 OCGB 18 ","EB26",8072]
[7694513,"CHAUFFE EAU GAZ G25 OCGB 36 ","EB27",9741]
[7694514,"CHAUFFE EAU GAZ G25 OCGB 60 ","EB28",11946]
[]
["REGLAGE PROPANE"]
[7694509,"CHAUFFE EAU GAZ G31 OCGB 18 ","EB23",8072]
[7694510,"CHAUFFE EAU GAZ G31 OCGB 36 ","EB24",9741]
[7694511,"CHAUFFE EAU GAZ G31 OCGB 60 ","EB25",11946]
[]
["OPTION OBLIGATOIRE "]
[7694508,"KIT COUDE 90° VENTOUSE HZ 1 M DN110","EB19",215]
[]
[]
[]
[]
[]
[107140,"OES-151L EV",null,1344]
[107141,"OES 151L E",null,1171]
[107300,"OES-152L E",null,1171]
[100005070,"OES 153 LE",null,1267]
[]
["OPTIONS"]
[602523,"CONTRE-PLAQUE PERCAGE 120/DIX.150",null,93]
[100012500,"FILTRE DEGAZEUR TIGERLOOP COMBI",null,151]
[]
[]
[]
[7724966,"OES 4",null,879]
[]
[]
[]
[107936,"OES 255 LE",null,1400]
[107938,"OES 255 LZ",null,2072]
[]
[]
[]
[100004077,"OES 355 LZ",null,2365]
[7724970,"BRULEUR OES 362 LZ",null,1958]
[7724971,"BRULEUR OES 363 LZ",null,2026]
[7724972,"BRULEUR OES 364 LZ",null,2088]
[]
["OPTIONS"]
[602523,"CONTRE-PLAQUE PERCAGE 120/DIX.150",null,93]
[602519,"CONTRE-PLAQUE PERCAGE 130/DIX.170",null,87]
[]
[]
[]
[105617,"OES-441-1 LZ",null,2913]
[106124,"OES-441-2 LZ",null,3555]
[105518,"OES-441-3 LZ",null,3807]
[105519,"OES-442 LZ",null,4114]
[105520,"OES-443 LZ",null,4418]
[]
[]
[]
[]
[]
[7724973,"OEN 161 GE",null,1932]
[7724974,"OEN 165 GE",null,2238]
[]
["OPTIONS"]
[88027289,"KIT GPL POUR BRUL G100 DD",null,165]
[88027290,"KIT GPL POUR BRUL G200/1",null,163]
[7724963,"KIT VANNE MANU G MM1/2",null,55]
[7724964,"KIT RELAIS ELECTROVANNE EXT",null,172]
[]
[]
[]
[108534,"OEN 255 GE",null,2655]
[108535,"OEN 255 GI",null,3162]
[]
["OPTIONS"]
[200001978,"KIT DE CONVERSION PROPANE",null,503]
[100002804,"SET CONTROLEUR ETANCHEITE TC116 W05-T",null,1249]
[88027302,"CONTROLEUR ETANCH  VPS 504",null,1249]
[null,"cONTROLEUR ETANCH  VPS 504"]
[]
[]
[100004599,"OEN 352 GI",null,3817]
[100004600,"OEN 353 GI",null,4429]
[100004601,"OEN 355 GI - 20 mbar",null,5036]
[]
["OPTIONS"]
[602524,"CONTRE-PLAQUE PERCAGE 170/DIX. 200",null,132]
[7626036,"KIT REGULATEUR RWF55 ","MW1",1392]
[200005580,"S/E POTENTIOMETRE DE RECOPIE",null,418]
[130716,"INTERRUPTEUR +/- POUR GI (CPR)"]
[88027302,"CONTROLEUR ETANCH  VPS 504",null,1249]
[]
[]
[]
[106401,"OES 441.2 GI",null,3882]
[106402,"OES 441.3 GI",null,5411]
[106404,"OES 443 GI",null,5987]
[]
["OPTIONS"]
[100019540,"RAMPE GAZ MB-VEF 415 S32",null,1598]
[100019542,"RAMPE GAZ MB-VEF 420 S12",null,2067]
[100019543,"RAMPE GAZ MB-VEF 425 S12",null,3004]
[88027177,"REGULATEUR PRESSION 300 mbar GDJ 50 RACCORDT. Ø 2''","AD246",483]
[97955833,"SET RACCORDEMENT  RAMPE FOYER",null,37]
[88027317,"KIT POUR FONCTIONNEMENT BRULEUR EN 2 ALLURES (THERMOSTAT  2 POINTS)",null,126]
[105627,"CHARIOT BRULEUR OE 440",null,1237]
[7626036,"KIT REGULATEUR RWF55 ","MW1",1392]
[200005582,"KIT POTENTIOMETRE DE RECOPIE ",null,418]
[]
[]
[]
[108286,"OES 541 GI (modulant)",null,6899]
[108287,"OES 542 GI (modulant)",null,8871]
[]
["OPTIONS"]
[88027298,"ADAPTATEUR FN 65 2\"",null,231]
[88027299,"ADAPTATEUR FN 80 FN 65",null,394]
[88027317,"KIT POUR FONCTIONNEMENT BRULEUR EN 2 ALLURES (THERMOSTAT  2 POINTS)",null,126]
[130990,"RWD 40 POUR OEN 540 GI"]
[100006662,"SET POTENTIOMETRE DE RECOPIE",null,555]
[]
[]
[]
[]
[]
[7736280,"OECOPELLETS 24 COMPACT","LB89",4900]
[7736281,"OECOPELLETS 24 BASIC","LB90",6800]
[]
["OPTIONS OEtraPellet 24"]
[7736282,"SILO 200 OECOPELLETS BASIC","LB91",900]
[7650888,"CUVE QUADRO 400 ET HABILLAGE E","EC67",3191]
[7650884,"CUVE QUADRO 700 ET HABILLAGE E","EC66",3807]
[100019167,"R. ELECTRIQUE 2,3 kW THERMOSTATIQUE","ER396",306]
[100019138,"BALLON OBS 300","ER363",1879]
[100019139,"BALLON OBS 400","ER364",2952]
[100018188,"PREPARATEUR VERTICAL OBLC 200","EC615",1437]
[100018189,"PREPARATEUR VERTICAL OBLC 300","EC616",1767]
[88017010,"THERMOSTAT D'AMBIANCE PROGRAMMABLE (SANS FILS)","AD192",308]
[7684433,"OETROSMART OT ","AD320",269]
[100018255,"OE-TRONIC 4 MR","AD282",1177]
[]
[]
[]
[]
[]
[7670691,"CHAUDIERE BÛCHES OCBI 30C5 ","ML105",6628]
[]
[]
[]
[7725200,"CHAUDIERE BUCHES 20 KW  CBI 20 GS ","ML108",5228]
[7725201,"CHAUDIERE BUCHES 30 KW CBI 32 GS","ML109",5638]
[]
["OPTIONS OCBI/CBI"]
[100020120,"MODULE DE TEMPERAURE RETOUR ","ML52",770]
[100018255,"OE-TRONIC 4 MR","AD282",1177]
[125392,"REA-130B POUR 1 CIRCUIT",null,715]
[125394,"REA-131B POUR 2 CIRCUITS",null,920]
[125400,"REA  232B : POUR 2 CIRCUITS VANNE",null,1238]
[100007832,"RÉGULATION POMPE DE CHARGE SLA 2","EC320",229]
[88017904,"THERMOSTAT AMBIANCE PROGRAMMABLE (FILAIRE)","AD191",176]
[88017010,"THERMOSTAT D'AMBIANCE PROGRAMMABLE (SANS FILS)","AD192",308]
[100005131,"BALLON SOLAIRE COMBI CHAUFFAGE + ECS DC 750-2","EC140",3536]
[82697701,"VANNE DE COMMANDE DE L'ECHANGEUR DE SECURITE","L33",240]
[84907702,"THERMOSTAT DE FUMEE (CDE Chaudière Fioul/gaz) ","AC6",543]
[]
[]
[]
[]
[]
[7701583,"POÊLE OPPA 7PB 7KW BLANC ","LB82",2906]
[7701584,"POÊLE OPPA 7PG 7KW GRIS ","LB83",2906]
[7701585,"POÊLE OPPA 7PC 7KW CORTEN ","LB84",2906]
[]
["OPTIONS"]
[100019286,"PROTECTION DE SOL RECT 900X750  ","LB16",105]
[7684433,"OETROSMART OT ","AD320",269]
[]
[]
[]
[7749430,"POELE A GRANULES OPPAR 7 BLANC","LB103",3200]
[7749431,"POELE A GRANULES OPPAR 7 NOIR ","LB104",3200]
[7749433,"POELE A GRANULES OPPAR 7 ROUGE","LB106",3200]
[]
["OPTIONS"]
[100019287,"PROTECTION DE SOL ARROND 1000X100","LB17",123]
[7684433,"OETROSMART OT ","AD320",269]
[]
[]
[]
[7651164,"POELE PELLETS 8KW BLANC",null,3583]
[7651165,"POELE PELLETS 8KW PERLE",null,3583]
[7651167,"POELE PELLETS 8KW GRIS",null,3583]
[7651168,"POELE PELLETS 8KW NOIR",null,3583]
[7651170,"POELE PELLETS 8KW INOX",null,3583]
[]
["COMPOSANTS OPPA 8 CS"]
[7651024,"CORPS DE CHAUFFE OPPA 8 CS ","LB80",3303]
[7650999,"HABILLAGE BLANC ","LB73",280]
[7651001,"HABILLAGE PERLE","LB74",280]
[7651002,"HABILLAGE GRIS","LB75",280]
[7651004,"HABILLAGE NOIR","LB76",280]
[7651005,"HABILLAGE INOX","LB77",280]
[]
["OPTIONS"]
[100019286,"PROTECTION DE SOL RECT 900X750  ","LB16",105]
[]
[]
[]
[7648370,"OMPA 6 R-NO",null,3920]
[7648372,"OMPA 6 R-NB",null,3920]
[7648374,"OMPA 6 RC-BA",null,4311]
[7648376,"OMPA 6 RC-NO",null,4311]
[7648378,"OMPA 6 RC-RO",null,4311]
[7648371,"OMPA 9 R-NO",null,4031]
[7648373,"OMPA 9 R-NB",null,4031]
[7648375,"OMPA 9 RC-BA",null,4422]
[7648377,"OMPA 9 RC-NO",null,4422]
[7648379,"OMPA 9 RC-RO",null,4422]
[]
["COMPOSANTS OMPA 6/9"]
[7716328,"OMPA 6 CORPS PELLETS 6KW ","LB64",2240]
[7716332,"OMPA 9 CORPS PELLETS 9KW","LB65",2351]
[7647773,"HABILLAGE ROND ACIER NOIR ","LB59",1680]
[7647774,"HABILLAGE ROND ACIER N-B","LB60",1680]
[7647775,"HABILLAGE ROND CERAM. BORDEAUX ","LB61",784]
[7647777,"HABILLAGE ROND CERAM. BLANC ","LB62",784]
[7647778,"HABILLAGE ROND CERAM. NOIR","LB63",784]
[7648984,"PORTE POUR HABIL. CERAM.","LB66",1287]
[]
["OPTIONS"]
[100019287,"PROTECTION DE SOL ARROND 1000X100","LB17",123]
[7684433,"OETROSMART OT ","AD320",269]
[]
[]
[]
[7617755,"POÊLE A PELLETS OPPA 8 V","LB38",3809]
[7617756,"POÊLE A PELLETS OPPA 8 PVI","LB39",4007]
[7617757,"POÊLE A PELLETS OPPA 8 GVI","LB40",4587]
[]
["OPTIONS VENTOUSE HORIZONTALE POUR POELE A PELLETS BBC"]
[7607218,"KIT VENTOUSE H 80-130 PGI","LB25",1069]
[7607219,"ELEMENT DROIT L1000 80-130 PGI ","LB26",169]
[7607220,"ELEMENT DROIT L450 80-130 PGI","LB27",116]
[7607221,"ELEMENT DROIT L250 80-130 PGI","LB28",98]
[7607222,"ELEMENT REGLABLE 80-130 PGI","LB29",147]
[7607223,"KIT TRAVERSEE MUR STH 80-130 PGI","LB30",400]
[7607224,"COLLIER MURAL D130","LB31",33]
[]
["OPTIONS"]
[100019286,"PROTECTION DE SOL RECT 900X750  ","LB16",105]
[100019287,"PROTECTION DE SOL ARROND 1000X100","LB17",123]
[]
[]
[]
[]
[]
[7651027,"POELE A BOIS OPBE 8 T","LB81",1399]
[]
["OPTIONS"]
[100019286,"PROTECTION DE SOL RECT 900X750  ","LB16",105]
[]
[]
[]
[100019283,"POÊLE A BOIS OPBA 6 T","LB8",2336]
[100019284,"POÊLE A BOIS OPBA 6 O    ","LB9",2336]
[]
[]
[]
[7749460,"POELE A BUCHES OPBA 7 NOIR LB110","LB110",2350]
[7749461,"POELE A BUCHES OPBA 7 BLANC LB111","LB111",2350]
[7749462,"POELE A BUCHES OPBA 7 ROUGE LB112","LB112",2350]
[]
[]
[]
[7617764,"POÊLE OPBR 5 T   TÔLE NOIRE","LB44",2735]
[7618738,"POÊLE OPBR 5 CR   HABILLAGE CERAM ROUGE",null,4330]
[7618737,"POÊLE OPBR 5 CB   HABILLAGE CERAM BLANC",null,4330]
[7618736,"POÊLE OPBR 5 CN   HABILLAGE CERAM NOIR",null,4330]
[]
["COMPOSANTS OPBR 5"]
[7617766,"POÊLE OPBR 5 C CORPS SEUL CERAM","LB46",2279]
[7617767,"HABILLAGE OPBR CERAMIQUE BORDEAUX","LB47",2051]
[7617769,"HABILLAGE OPBR CERAMIQUE BLANCHE","LB49",2051]
[7617768,"HABILLAGE OPBR CERAMIQUE NOIR","LB48",2051]
[]
["OPTIONS"]
[7617774,"BLOC ACCUMULATION OPBR","LB52",280]
[100019287,"PROTECTION DE SOL ARROND 1000X100","LB17",123]

{"sheet":"Consommations et Coûts de prod.","index":31,"n_rows":188,"n_cols":54,"rows_kept":188,"cut":false,"hidden":true,"merged":[[171,0,171,13],[163,0,163,13],[166,1,166,2],[86,1,86,3],[1,0,1,13],[27,0,27,13],[4,1,4,3],[45,1,45,3],[75,1,75,3],[11,2,11,3]]}
[]
["Consommations"]
[]
[]
[null,"   Productions et Conso Chauffage et ECS",null,null,null,null,null,null,"Vérification fonctionnement calcul"]
[null,null,"Besoins annuels chauffage",null,{"$f":"(0.7*'BdD Bâtiment'!D136*'BdD Bâtiment'!D133*('BdD Bâtiment'!D155+G8*(Dimensionnement!I20-19))/0.9/1000)*(Dimensionnement!I20-'BdD Bâtiment'!D132)/(19-'BdD Bâtiment'!D132)","v":11025},"kWh",null,null,{"$f":"IFERROR(IF(E14>0,1,0),0)","v":1}]
[null,null,"Production annuelle solaire",null,{"$f":"ROUND('BdD Bâtiment'!I101*E6,0)","v":0},"kWh","Nb heures"]
[null,null,"Besoins annuels hors solaire",null,{"$f":"E6-E7","v":11025},"kWh",{"$f":"VLOOKUP('BdD Bâtiment'!D130,'BdD Localisation'!A3:AL98,27,FALSE)","v":4900}]
[null,null,"Production annuelle PAC",null,{"$f":"Résultats!BL53","v":11025.000000000002},"kWh"]
[null,null,"Production annuelle appoint",null,{"$f":"Résultats!BL57","v":0},"kWh"]
[null,null,"Part de production chauffage PAC",null,{"$f":"E9/E6*100","v":100.00000000000003},"%"]
[null,null,"Part de production chauffage solaire",null,{"$f":"IF(Dimensionnement!F119=\"SSC\",Dimensionnement!F125,0)","v":0},"%"]
[null,null,"Energie gratuite PAC",null,{"$f":"ROUND(Résultats!BL55,0)","v":8187},"kWh"]
[null,null,"COP moyen de la PAC Chauffage",null,{"$f":"Résultats!BL53/Résultats!BL54","v":3.8851167904391213}]
[]
[null,null,"ECS"]
[null,null,"Besoins annuels ECS",null,{"$f":"'BdD Bâtiment'!D174","v":4192.1000000000004},"kWh"]
[null,null,"Production annuelle Solaire",null,{"$f":"ROUND('BdD Bâtiment'!D174*'BdD Bâtiment'!I100,0)","v":0},"kWh"]
[null,null,"Besoins annuels hors solaire",null,{"$f":"E17-E18","v":4192.1000000000004},"kWh"]
[null,null,"Production annuelle PAC",null,{"$f":"Résultats!BK93","v":4192.1000000000004},"kWh"]
[null,null,"Production annuelle appoint",null,{"$f":"Résultats!BK113","v":0},"kWh"]
[null,null,"Part de production Solaire",null,{"$f":"ROUND(E18/'BdD Bâtiment'!D174*100,0)","v":0},"%"]
[null,null,"Part de production Appoint",null,{"$f":"E21/E17*100","v":0},"% "]
[null,null,"Part de production PAC",null,{"$f":"E20/E17*100","v":100},"%"]
[null,null,"COP moyen de la PAC ECS",null,{"$f":"IFERROR(ROUND(Résultats!BK93/Résultats!BK99,2),0)","v":3.69}]
[]
[]
["Coûts de production Chauffage et ECS"]
[]
[]
[null,"  Conso actuelle ECS et Chauffage"]
[]
[]
[null,null,null,"Conso actuelle","ECS","Energie ECS","Conso ECS actuel","Chauffage","Energie Chauffage","Conso Chauff. actuel","Total en kWh","Consommation annuel en €"]
[null,null,1,{"$f":"'BdD Bâtiment'!C34","v":"Fioul"},{"$f":"'Consommations et Coûts de prod.'!$E$17/'BdD Bâtiment'!$D$112","v":4990.5952380952385},{"$f":"IF('BdD Bâtiment'!$F$44='Consommations et Coûts de prod.'!C35,1,0)","v":0},{"$f":"E35*F35*M35","v":0},{"$f":"'Consommations et Coûts de prod.'!$E$6/'BdD Bâtiment'!$D$112","v":13125},{"$f":"IF('BdD Bâtiment'!$D$17=D35,1,0)","v":0},{"$f":"H35*I35*M35","v":0},{"$f":"E35*F35+H35*I35","v":0},{"$f":"G35+J35","v":0},{"$f":"$D$89/100","v":9.6600000000000005E-2}]
[null,null,2,{"$f":"'BdD Bâtiment'!C35","v":"Gaz"},{"$f":"'Consommations et Coûts de prod.'!$E$17/'BdD Bâtiment'!$D$113","v":4763.75},{"$f":"IF('BdD Bâtiment'!$F$44='Consommations et Coûts de prod.'!C36,1,0)","v":0},{"$f":"E36*F36*M36","v":0},{"$f":"'Consommations et Coûts de prod.'!$E$6/'BdD Bâtiment'!$D$113","v":12528.40909090909},{"$f":"IF('BdD Bâtiment'!$D$17=D36,1,0)","v":0},0,0,0,{"$f":"$D$90/100","v":0.05}]
[null,null,3,{"$f":"'BdD Bâtiment'!C36","v":"Propane"},{"$f":"'Consommations et Coûts de prod.'!$E$17/'BdD Bâtiment'!$D$116","v":4990.5952380952385},{"$f":"IF('BdD Bâtiment'!$F$44='Consommations et Coûts de prod.'!C37,1,0)","v":1},{"$f":"E37*F37*M37","v":729.12596428571442},{"$f":"'Consommations et Coûts de prod.'!$E$6/'BdD Bâtiment'!$D$116","v":13125},{"$f":"IF('BdD Bâtiment'!$D$17=D37,1,0)","v":1},1917.5625,18115.595238095237,2646.6884642857144,{"$f":"$D$91/100","v":0.14610000000000001}]
[null,null,4,{"$f":"'BdD Bâtiment'!C37","v":"Chauffage électrique"},{"$f":"'Consommations et Coûts de prod.'!$E$17","v":4192.1000000000004},{"$f":"IF('BdD Bâtiment'!$F$44='Consommations et Coûts de prod.'!C38,1,0)","v":0},{"$f":"IF(typecs='BdD Bâtiment'!$C$50,E38*F38*M38/2.5,E38*F38*M38)","v":0},{"$f":"'Consommations et Coûts de prod.'!$E$6","v":11025},{"$f":"IF('BdD Bâtiment'!$D$17=D38,1,0)","v":0},0,0,0,{"$f":"$D$88/100","v":0.15869999999999998}]
[null,null,5,{"$f":"'BdD Bâtiment'!C38","v":"Ancienne PAC"},{"$f":"'Consommations et Coûts de prod.'!$E$17/('BdD Bâtiment'!$E$30)","v":1676.8400000000001},{"$f":"IF('BdD Bâtiment'!$F$44='Consommations et Coûts de prod.'!C39,1,0)","v":0},{"$f":"F39*M39*E39","v":0},{"$f":"'Consommations et Coûts de prod.'!$E$6/('BdD Bâtiment'!$E$30)","v":4410},{"$f":"IF('BdD Bâtiment'!$D$17=D39,1,0)","v":0},0,0,0,{"$f":"$D$88/100","v":0.15869999999999998},null,null,null,"Hypothèse sur le calcul de coût actuel avec une PAC existente"]
[null,null,6,{"$f":"'BdD Bâtiment'!C39","v":"Bois bûches"},{"$f":"'Consommations et Coûts de prod.'!$E$17/'BdD Bâtiment'!$D$118","v":5306.4556962025317},{"$f":"IF('BdD Bâtiment'!$F$44='Consommations et Coûts de prod.'!C40,1,0)","v":0},{"$f":"E40*F40*M40","v":0},{"$f":"'Consommations et Coûts de prod.'!$E$6/'BdD Bâtiment'!$D$118","v":13955.696202531644},{"$f":"IF('BdD Bâtiment'!$D$17=D40,1,0)","v":0},0,0,0,{"$f":"D93/100","v":3.5000000000000003E-2},null,null,null,null,"Chauffage : 100% produit par PAC avec COP annuel = 2,5"]
[null,null,7,{"$f":"'BdD Bâtiment'!C40","v":"Bois granulés"},{"$f":"'Consommations et Coûts de prod.'!$E$17/'BdD Bâtiment'!$D$119","v":4507.6344086021509},{"$f":"IF('BdD Bâtiment'!$F$44='Consommations et Coûts de prod.'!C41,1,0)","v":0},{"$f":"E41*F41*M41","v":0},{"$f":"'Consommations et Coûts de prod.'!$E$6/'BdD Bâtiment'!$D$119","v":11854.838709677419},{"$f":"IF('BdD Bâtiment'!$D$17=D41,1,0)","v":0},0,0,0,{"$f":"D94/100","v":5.7916666666666658E-2},null,null,null,null,"ECS : 100% besoins produit par PAC avec COP annuel =2,5"]
[null,null,null,null,null,null,{"$f":"SUM(G35:G41)","v":729.12596428571442},null,null,{"$f":"SUM(J35:J41)","v":1917.5625}]
[null,null,null,null,null,null,null,null,null,null,null,"Energie actuelle",{"$f":"VLOOKUP(1,I35:M41,5,FALSE)","v":0.14610000000000001}]
[]
[]
[null,"  Coût Chauffage et ECS par Energie"]
[]
[null,"Tableau global (utilisé si rénovation)"]
[null,null,"Colonne1","Solution actuelle","PAC + Appoint","Gaz condens.","Gaz","Fioul condens.","Fioul","Electricité","Propane","Propane condens","Bois bûches","Bois granulés"]
[]
[null,null,"Coût annuel chauffage",{"$f":"IF('BdD Bâtiment'!$J$25='BdD Bâtiment'!$I$26,\"\",'Consommations et Coûts de prod.'!$J$42)","v":1917.5625},{"$f":"ROUND(Résultats!$BO$59,0)*I6","v":450},{"$f":"ROUND('Consommations et Coûts de prod.'!$E$6/'BdD Bâtiment'!$D$115*$D$100/100,0)","v":586},{"$f":"'Consommations et Coûts de prod.'!E6/'BdD Bâtiment'!D113*$G$100/100","v":626.4204545454545},{"$f":"'Consommations et Coûts de prod.'!E6/'BdD Bâtiment'!D114*'Coûts énergies et Abonnements'!D52/100","v":1183.3499999999999},{"$f":"'Consommations et Coûts de prod.'!$E$6/'BdD Bâtiment'!$D$112*'Coûts énergies et Abonnements'!$D$52/100","v":1267.875},{"$f":"'Consommations et Coûts de prod.'!E6*$D$129/100","v":1749.6675},{"$f":"'Consommations et Coûts de prod.'!E6/'BdD Bâtiment'!D113*'Coûts énergies et Abonnements'!D60/100","v":1830.400568181818},{"$f":"'Consommations et Coûts de prod.'!$E$6/('BdD Bâtiment'!$D$116+0.05)*'Coûts énergies et Abonnements'!$D$60/100","v":1809.8342696629211},{"$f":"$H$40/100*$D$93","v":488.44936708860757},{"$f":"$H$41/100*$D$94","v":686.59274193548379}]
[]
[null,null,"Coût annuel ECS",{"$f":"IF('BdD Bâtiment'!$J$25='BdD Bâtiment'!$I$26,\"\",'Consommations et Coûts de prod.'!$G$42)","v":729.12596428571442},{"$f":"ROUND(Résultats!BT91+Résultats!BT101,0)*I6","v":180},{"$f":"ROUND('Consommations et Coûts de prod.'!$E$17/'BdD Bâtiment'!$D$115*$D$100/100,0)","v":223},{"$f":"'Consommations et Coûts de prod.'!E17/'BdD Bâtiment'!D113*$G$100/100","v":238.1875},{"$f":"'Consommations et Coûts de prod.'!E17/'BdD Bâtiment'!$D$114*$H$79/100","v":449.95206666666672},{"$f":"'Consommations et Coûts de prod.'!E17/'BdD Bâtiment'!$D$112*'Coûts énergies et Abonnements'!D52/100","v":482.0915},{"$f":"'Consommations et Coûts de prod.'!E17*$D$129/100","v":665.28627000000006},{"$f":"'Consommations et Coûts de prod.'!E17/'BdD Bâtiment'!D113*'Coûts énergies et Abonnements'!D60/100","v":695.98387500000001},{"$f":"'Consommations et Coûts de prod.'!E17/('BdD Bâtiment'!D116+0.05)*'Coûts énergies et Abonnements'!D60/100","v":688.16383146067415},{"$f":"$E$40/100*$D$93","v":185.72594936708862},{"$f":"$E$41/100*$D$94","v":261.06715949820784}]
[]
[null,null,"Abonnement",{"$f":"IF('BdD Bâtiment'!$J$25='BdD Bâtiment'!$I$26,\"\",IF(Dimensionnement!$C$26='BdD Bâtiment'!$C$19,'Consommations et Coûts de prod.'!$J$128,IF(Dimensionnement!$C$26='BdD Bâtiment'!$C$17,'Consommations et Coûts de prod.'!$D$101+'Consommations et Coûts de prod.'!$D$156,'Consommations et Coûts de prod.'!$D$156)))","v":121.2},{"$f":"IFERROR(ROUND(IF(OR($F$76=$C$90),$D$144+'Consommations et Coûts de prod.'!$D$118,'Consommations et Coûts de prod.'!$D$144),0),0)*I6","v":144},{"$f":"ROUND(D101+D156,0)","v":371},{"$f":"G101+D156","v":370.56},{"$f":"D156","v":121.2},{"$f":"D156","v":121.2},{"$f":"$D$128","v":187.44},{"$f":"D156","v":121.2},{"$f":"D156","v":121.2},{"$f":"Tableau2[[#This Row],[Propane condens]]","v":121.2},{"$f":"Tableau2[[#This Row],[Bois bûches]]","v":121.2}]
[]
[null,null,"COUT ANNUEL TOTAL",{"$f":"IF('BdD Bâtiment'!$J$25='BdD Bâtiment'!$I$26,\"\",SUM(D51:D55))","v":2767.8884642857142},{"$f":"SUM(E51:E55)","v":774},1180,1235.1679545454544,1754.5020666666667,1871.1665,2602.3937700000001,2647.5844431818177,2619.1981011235948,{"$f":"M55+M53+M51","v":795.37531645569618},{"$f":"N51+N53+N55","v":1068.8599014336917}]
[]
[]
[null,"Tableau pour maison neuve"]
[null,null,"Colonne1","PAC + Appoint","Gaz condens.","Gaz","Fioul condens.","Fioul","Electricité","Propane","Propane condens","Bois bûches","Bois granulés"]
[null,null,null,null,null,null,null,null,null,null,null,{"$f":"M50","v":0},{"$f":"N50","v":0}]
[null,null,"Coût annuel chauffage",{"$f":"E51","v":450},586,626.4204545454545,1183.3499999999999,1267.875,1749.6675,1830.400568181818,1809.8342696629211,488.44936708860757,686.59274193548379]
[null,null,null,null,null,null,null,null,null,null,null,0,0]
[null,null,"Coût annuel ECS",{"$f":"E53","v":180},223,238.1875,449.95206666666672,482.0915,665.28627000000006,695.98387500000001,688.16383146067415,185.72594936708862,261.06715949820784]
[null,null,null,null,null,null,null,null,null,null,null,0,0]
[null,null,"Abonnement",{"$f":"E55","v":144},371,370.56,121.2,121.2,187.44,121.2,121.2,121.2,121.2]
[null,null,null,null,null,null,null,null,null,null,null,0,0]
[null,null,"COUT ANNUEL TOTAL",{"$f":"E57","v":774},1180,1235.1679545454544,1754.5020666666667,1871.1665,2602.3937700000001,2647.5844431818177,2619.1981011235948,795.37531645569618,1068.8599014336917]
[]
[]
[]
[]
[null,null,null,null,"choix appoint utilisé :",{"$f":"IF(OR(Dimensionnement!$F$91=ChoixPAC!$D$56,Dimensionnement!$F$91=ChoixPAC!$D$57),'Consommations et Coûts de prod.'!$C$81,IF(OR(ChoixPAC!$E$37=ChoixPAC!$D$50,ChoixPAC!$E$37=ChoixPAC!$D$51,ChoixPAC!$E$37=ChoixPAC!$D$52,ChoixPAC!$E$37=ChoixPAC!$D$53),'Consommations et Coûts de prod.'!$C$79,IF(OR(ChoixPAC!$E$37=ChoixPAC!$D$54,ChoixPAC!$E$37=ChoixPAC!$D$55,ChoixPAC!$E$37=ChoixPAC!$D$56),'Consommations et Coûts de prod.'!$C$80,IF(Dimensionnement!$F$105='BdD Bâtiment'!$C$107,'Consommations et Coûts de prod.'!$G$88,IF(Dimensionnement!$F$105='BdD Bâtiment'!$C$109,'Consommations et Coûts de prod.'!$C$78,IF(Dimensionnement!$F$105='BdD Bâtiment'!$C$108,Dimensionnement!$H$105))))))","v":"Propane"}]
[]
[null," Coût par 100 kWh pour appoint si nouvelle installation",null,null,"soit",{"$f":"IF($F$74=$C$88,$C$78,IF($F$74='BdD Bâtiment'!$C$38,'Consommations et Coûts de prod.'!$C$78,IF(AND(Dimensionnement!$F$62=ChoixPAC!$G$6,Dimensionnement!$F$105=$C$83),$C$83,IF(AND(Dimensionnement!$F$62=ChoixPAC!$G$6,Dimensionnement!$F$105='Consommations et Coûts de prod.'!$C$82),'Consommations et Coûts de prod.'!$C$82,IF(OR(Dimensionnement!$F$91=ChoixPAC!$D$56,Dimensionnement!$F$91=ChoixPAC!$D$57),'Consommations et Coûts de prod.'!$C$81,IF($F$74='BdD Bâtiment'!$C$115,'Consommations et Coûts de prod.'!$C$80,IF('Consommations et Coûts de prod.'!$F$74='BdD Bâtiment'!$C$114,'Consommations et Coûts de prod.'!$C$79,'Consommations et Coûts de prod.'!$F$74)))))))","v":"Propane"}]
[null,null,"Code Energie Appoint PAC",null,"Choix + Code",null,"Rend. Appoint","Cout 100 kWh PCI énergie appoint en €","Coût réel"]
[null,null,{"$f":"'BdD Bâtiment'!C78","v":"Electrique"},1,{"$f":"VLOOKUP(Dimensionnement!F105,'Consommations et Coûts de prod.'!C78:D83,2,FALSE)","v":1},1,{"$f":"VLOOKUP($F$76,'Consommations et Coûts de prod.'!C78:F83,4,FALSE)","v":0.93},{"$f":"$D$145","v":15.87},{"$f":"VLOOKUP($F$76,'Consommations et Coûts de prod.'!C78:H83,6,FALSE)","v":14.61}]
[null,null,{"$f":"'BdD Bâtiment'!C79","v":"Fioul"},2,{"$f":"Dimensionnement!F105","v":"Electrique"},{"$f":"'BdD Bâtiment'!$D$114","v":0.9},null,{"$f":"$D$105","v":9.66}]
[null,null,{"$f":"'BdD Bâtiment'!C80","v":"Gaz"},3,null,{"$f":"'BdD Bâtiment'!$D$115","v":0.94},null,{"$f":"IF($F$76=$C$80,$H$83,IF((E10+E21)/'BdD Bâtiment'!$D$115<6000,'Coûts énergies et Abonnements'!$D$43,'Coûts énergies et Abonnements'!$D$44))","v":7.36}]
[null,null,{"$f":"'BdD Bâtiment'!C81","v":"Propane"},4,null,{"$f":"D111","v":0.93},null,{"$f":"$D$110","v":14.61}]
[null,null,{"$f":"'BdD Bâtiment'!C82","v":"Actuel"},5,null,{"$f":"'BdD Bâtiment'!F25","v":0.9},null,{"$f":"$G$90","v":14.61}]
[null,null,{"$f":"'BdD Bâtiment'!C83","v":"Hydraulique"},6,null,{"$f":"'BdD Bâtiment'!E112","v":0.93},null,{"$f":"'BdD Bâtiment'!$G$112","v":5.7916666666666661}]
[]
[]
[]
[null,"  Coût ppor 100 kWh  pour ancienne installation (actuelle)"]
[null,null,{"$f":"'BdD Bâtiment'!C37","v":"Chauffage électrique"},{"$f":"J129","v":15.87},null,"choix :",{"$f":"Dimensionnement!C26","v":"Propane"}]
[null,null,{"$f":"'BdD Bâtiment'!C34","v":"Fioul"},{"$f":"D105","v":9.66}]
[null,null,{"$f":"'BdD Bâtiment'!C35","v":"Gaz"},{"$f":"G100","v":5},null,"Coût :",{"$f":"VLOOKUP(Dimensionnement!$C$26,$C$88:$D$94,2,FALSE)","v":14.61}]
[null,null,{"$f":"'BdD Bâtiment'!C36","v":"Propane"},{"$f":"D110","v":14.61}]
[null,null,{"$f":"'BdD Bâtiment'!C38","v":"Ancienne PAC"},{"$f":"D88","v":15.87}]
[null,null,{"$f":"'BdD Bâtiment'!C39","v":"Bois bûches"},{"$f":"'Coûts énergies et Abonnements'!$D$68/2000*100","v":3.5000000000000004}]
[null,null,{"$f":"'BdD Bâtiment'!C40","v":"Bois granulés"},{"$f":"'Coûts énergies et Abonnements'!$H$68/4800*100","v":5.7916666666666661}]
[]
[null,"Prix des energies + abonnements"]
[]
[null,null,"Prix solution tout gaz condens",null,null,"Prix solution tout gaz"]
[null,null,"Consommation tout gaz condens",{"$f":"(E6+E17)/'BdD Bâtiment'!D115","v":16188.40425531915},null,"Consommation tout gaz ",{"$f":"(E6+E17)/'BdD Bâtiment'!D113","v":17292.159090909092}]
[null,null,"Prix energie tout gaz condens",{"$f":"IF($D$99<=6000,'Coûts énergies et Abonnements'!$D$43,'Coûts énergies et Abonnements'!$D$44)","v":5},null,"Prix energie 1 kWh tout gaz",{"$f":"IF($G$99<=6000,'Coûts énergies et Abonnements'!$D$43,'Coûts énergies et Abonnements'!$D$44)","v":5}]
[null,null,"Abonnement tout gaz condens",{"$f":"IF($D$99<6000,'Coûts énergies et Abonnements'!$H$43,'Coûts énergies et Abonnements'!$H$44)","v":249.36},null,"Abonnement tout gaz",{"$f":"IF($G$99<=6000,'Coûts énergies et Abonnements'!$H$43,'Coûts énergies et Abonnements'!$H$44)","v":249.36}]
[]
[]
[null,null,"Fioul"]
[null,null,"Prix pour 100 kWh",{"$f":"'Coûts énergies et Abonnements'!$D$52","v":9.66}]
[null,null,"Rendement fioul classique",{"$f":"'BdD Bâtiment'!$D$112","v":0.84}]
[null,null,"Rendement fioul condens",{"$f":"'BdD Bâtiment'!$D$114","v":0.9}]
[]
[null,null,"Propane"]
[null,null,"Prix pour 100 kWh",{"$f":"'Coûts énergies et Abonnements'!$D$60","v":14.61}]
[null,null,"Rendement propane",0.93]
[]
[null,null,"Si Gaz sélectionné comme appoint de PAC"]
[null,null,"Production appoint gaz",{"$f":"'Consommations et Coûts de prod.'!$E$10+'Consommations et Coûts de prod.'!$E$21","v":0}]
[null,null,"Consommation appoint gaz",{"$f":"$D$114/$G$78","v":0}]
[null,null,null,"Règle : identique à version chaudière seule"]
[]
[null,null,"Prix abonnement",{"$f":"D101","v":249.36}]
[null,null,"Prix energie pour appoint solution",{"$f":"D100","v":5}]
[null,null,"Rendement gaz condens",{"$f":"'BdD Bâtiment'!$D$115","v":0.94}]
[null,null,"Rendement gaz ",{"$f":"'BdD Bâtiment'!$D$113","v":0.88}]
[]
[]
[null,null,"Prix solution tout electricité classique",null,null,"Pour une maison sans PAC",null,null,"Prix solution tout electricité actuel"]
[null,null,"type de contrat",{"$f":"Dimensionnement!F100","v":"Option de base"},null,"Si S < 30 m² alors P =3kVA",null,null,"type de contrat",{"$f":"Dimensionnement!$C$32","v":"Option de base"}]
[null,null,"Surface de la maison",{"$f":"Dimensionnement!$C$20","v":150},"m²","Si S > 30 et S<50 m² alors P = 6 kVA",null,null,"Surface de la maison",{"$f":"Dimensionnement!$C$20","v":150},"m²"]
[null,null,"Puissance souscrite",{"$f":"IF($D$125='BdD Bâtiment'!$C$56,IF('Consommations et Coûts de prod.'!$D$126<30,'BdD Bâtiment'!$C$60,IF('Consommations et Coûts de prod.'!$D$126<50,'BdD Bâtiment'!$C$61,IF('Consommations et Coûts de prod.'!$D$126<80,'BdD Bâtiment'!C62,IF('Consommations et Coûts de prod.'!$D$126<130,'BdD Bâtiment'!$C$63,IF('Consommations et Coûts de prod.'!$D$126<200,'BdD Bâtiment'!$C$64,IF('Consommations et Coûts de prod.'!$D$126<250,'BdD Bâtiment'!$C$65,'BdD Bâtiment'!$C$67)))))),IF('Consommations et Coûts de prod.'!$D$126<50,'BdD Bâtiment'!$C$61,IF('Consommations et Coûts de prod.'!$D$126<80,'BdD Bâtiment'!$C$62,IF('Consommations et Coûts de prod.'!$D$126<130,'BdD Bâtiment'!$C$63,IF('Consommations et Coûts de prod.'!$D$126<200,'BdD Bâtiment'!$C$64,IF('Consommations et Coûts de prod.'!$D$126<250,'BdD Bâtiment'!$C$65,'BdD Bâtiment'!$C$66))))))","v":"15 kVA"},null,"Si S > 50 et S<80 m² alors P = 9 kVA",null,null,"Puissance souscrite",{"$f":"IF($J$125='BdD Bâtiment'!$C$56,IF('Consommations et Coûts de prod.'!$D$126<30,'BdD Bâtiment'!$C$60,IF('Consommations et Coûts de prod.'!$D$126<50,'BdD Bâtiment'!$C$61,IF('Consommations et Coûts de prod.'!$D$126<80,'BdD Bâtiment'!C62,IF('Consommations et Coûts de prod.'!$D$126<130,'BdD Bâtiment'!$C$63,IF('Consommations et Coûts de prod.'!$D$126<200,'BdD Bâtiment'!$C$64,IF('Consommations et Coûts de prod.'!$D$126<250,'BdD Bâtiment'!$C$65,'BdD Bâtiment'!$C$67)))))),IF('Consommations et Coûts de prod.'!$D$126<50,'BdD Bâtiment'!$C$61,IF('Consommations et Coûts de prod.'!$D$126<80,'BdD Bâtiment'!$C$62,IF('Consommations et Coûts de prod.'!$D$126<130,'BdD Bâtiment'!$C$63,IF('Consommations et Coûts de prod.'!$D$126<200,'BdD Bâtiment'!$C$64,IF('Consommations et Coûts de prod.'!$D$126<250,'BdD Bâtiment'!$C$65,'BdD Bâtiment'!$C$66))))))","v":"15 kVA"}]
[null,null,"Prix abonnement",{"$f":"IF($D$125='BdD Bâtiment'!$C$57,VLOOKUP('Consommations et Coûts de prod.'!$D$127,'Coûts énergies et Abonnements'!$G$28:$H$35,2,FALSE),VLOOKUP('Consommations et Coûts de prod.'!$D$127,'Coûts énergies et Abonnements'!$G$14:$H$22,2,FALSE))","v":187.44},null,"Si S > 80 et S<130 m² alors P = 12 kVA",null,null,"Prix abonnement",{"$f":"IF($J$125='BdD Bâtiment'!$C$57,VLOOKUP('Consommations et Coûts de prod.'!$J$127,'Coûts énergies et Abonnements'!$G$28:$H$35,2,FALSE),VLOOKUP('Consommations et Coûts de prod.'!$J$127,'Coûts énergies et Abonnements'!$G$14:$H$22,2,FALSE))","v":187.44}]
[null,null,"Prix 100 kWh",{"$f":"IF($D$125='BdD Bâtiment'!$C$56,VLOOKUP('Consommations et Coûts de prod.'!$D$127,'Coûts énergies et Abonnements'!$C$14:$D$22,2,FALSE),(2/3*'Coûts énergies et Abonnements'!$D$30+1/3*'Coûts énergies et Abonnements'!$D$31))","v":15.87},null,"Si S > 130 et S<200 m² alors P = 15 kVA",null,null,"Prix 100 kWh",{"$f":"IF($J$125='BdD Bâtiment'!$C$56,VLOOKUP('Consommations et Coûts de prod.'!$J$127,'Coûts énergies et Abonnements'!$C$14:$D$22,2,FALSE),(2/3*'Coûts énergies et Abonnements'!$D$30+1/3*'Coûts énergies et Abonnements'!$D$31))","v":15.87}]
[null,null,null,null,null,"Si S > 200 et S<250 m² alors P = 18 kVA"]
[null,null,null,null,null,"Si S > 250 m² alors P = 24 kVA"]
[]
[]
[null,null,"Contrat Electrique (avec PAC + appoint elec ou hydraulique)"]
[null,null,"Surface maison :",{"$f":"Dimensionnement!$C$20","v":150},"m²","Pour une maison avec PAC"]
[null,null,"Puissance maison seule",{"$f":"IF($D$135<100,3,IF($D$135<200,6,IF($D$135<350,9,12)))","v":6},"Kva","Puissance souscrite","3 kVA si S < 100 m²"]
[null,null,"Type d'appoit actuel",{"$f":"$F$76","v":"Propane"},null,null,"6 kVA si S > 100 et S<200 m²"]
[null,null,"Production d'ECS après travaux",{"$f":"IF(Dimensionnement!$I$67=ChoixPAC!$C$111,\"PAC\",'Consommations et Coûts de prod.'!$F$76)","v":"PAC"},null,null,"9 kVA si S > 200 m²"]
[null,null,"Puissance electrique absorbée par PAC",{"$f":"VLOOKUP(Résultats!$A$13,'BdD PAC split'!$AB$39:$AP$80,13,FALSE)/VLOOKUP(Résultats!$A$13,'BdD PAC split'!$AB$39:$AP$80,15,FALSE)","v":2.716049382716049},"kWe",null,"12 kVA si S > 350 m²"]
[null,null,"Puissance max de l'appoint si électrique",{"$f":"IF($F$76=$C$78,'BdD Bâtiment'!$I$34,0)","v":0},"kWe"]
[null,null,"Puissance globale nécessaire",{"$f":"D139+D136+D140","v":8.716049382716049},"kWe"]
[null,null,"Puissance à souscrire",{"$f":"CONCATENATE(IF(D141<3,3,IF(D141<6,6,IF(D141<9,9,IF(D141<12,12,IF(D141<15,15,IF(D141<18,18,IF(D141<24,24,IF(D141<30,30,IF(D141<36,36,36))))))))),\" kVA\")","v":"9 kVA"}]
[null,null,"type de contrat",{"$f":"Dimensionnement!F100","v":"Option de base"}]
[null,null,"Prix abonnement",{"$f":"IF($D$143='BdD Bâtiment'!$C$57,VLOOKUP('Consommations et Coûts de prod.'!$D$142,'Coûts énergies et Abonnements'!$G$28:$H$35,2,FALSE),VLOOKUP('Consommations et Coûts de prod.'!$D$142,'Coûts énergies et Abonnements'!$G$14:$H$22,2,FALSE))","v":143.63999999999999}]
[null,null,"Prix 100 kWh",{"$f":"IF($D$143='BdD Bâtiment'!$C$56,VLOOKUP('Consommations et Coûts de prod.'!$D$142,'Coûts énergies et Abonnements'!$C$14:$D$22,2,FALSE),(2/3*'Coûts énergies et Abonnements'!$D$30+1/3*'Coûts énergies et Abonnements'!$D$31))","v":15.87}]
[]
[null,null,"Abonnement elec autre solution ou actuelle"]
[null,null,"Surface maison :",{"$f":"Dimensionnement!$C$20","v":150},"m²","Pour une maison sans PAC et sans chauffage elec"]
[null,null,"type de contrat",{"$f":"Dimensionnement!$C$32","v":"Option de base"},null,"3 kVA si S < 100 m²"]
[null,null,"Puissance PAC",{"$f":"IF(Dimensionnement!$C$26='BdD Bâtiment'!$C$38,Dimensionnement!$I$76,0)","v":0},"kWth","6 kVA si S > 100 et S<200 m²"]
[null,null,"Puissance absorbée par PAC + 3 kW appoint electrique",{"$f":"IF(Dimensionnement!$C$26='BdD Bâtiment'!$C$38,D150/2.5+3,0)","v":0},"kWe","9 kVA si S > 200 m²"]
[null,null,"Puissance souscrite hors PAC",{"$f":"IF($D$149='BdD Bâtiment'!$C$56,IF('Consommations et Coûts de prod.'!$D$148<100,'BdD Bâtiment'!$C$60,IF('Consommations et Coûts de prod.'!$D$148<200,'BdD Bâtiment'!$C$61,IF('Consommations et Coûts de prod.'!$D$148<350,'BdD Bâtiment'!$C$62,'BdD Bâtiment'!$C$63))),IF('Consommations et Coûts de prod.'!$D$148<200,'BdD Bâtiment'!$C$61,IF('Consommations et Coûts de prod.'!$D$148<350,'BdD Bâtiment'!$C$62,'BdD Bâtiment'!$C$63)))","v":"6 kVA"},null,"12 kVA si S > 350 m²"]
[null,null,"Soit :",{"$f":"LEFT(D152,2)","v":"6 "},"kWe"]
[null,null,"Puissance souscrite totale :",{"$f":"ROUNDUP(D153+D151,0)","v":6}]
[null,null,"Abonnement à prendre",{"$f":"CONCATENATE(IF(D154<=3,3,IF(D154<=6,6,IF(D154<=9,9,IF(D154<=12,12,IF(D154<=15,15,IF(D154<=18,18,IF(D154<=24,24,IF(D154<=30,30,36)))))))),\" kVA\")","v":"6 kVA"}]
[null,null,"Prix abonnement",{"$f":"IF($D$149='BdD Bâtiment'!$C$57,VLOOKUP('Consommations et Coûts de prod.'!$D$155,'Coûts énergies et Abonnements'!$G$28:$H$35,2,FALSE),VLOOKUP('Consommations et Coûts de prod.'!$D$152,'Coûts énergies et Abonnements'!$G$14:$H$22,2,FALSE))","v":121.2}]
[null,null,"Prix 100 kWh",{"$f":"IF($D$149='BdD Bâtiment'!$C$56,VLOOKUP('Consommations et Coûts de prod.'!$D$155,'Coûts énergies et Abonnements'!$C$14:$D$22,2,FALSE),(2/3*'Coûts énergies et Abonnements'!$D$30+1/3*'Coûts énergies et Abonnements'!$D$31))","v":15.46}]
[]
[]
[]
[]
[]
[]
["Données appelées"]
[]
[]
[null,"Température de confort :"]
[null,null,{"$f":"Dimensionnement!$I$20","v":19}]
[]
[]
[]
["Graphique conso chauffage"]
[]
[null,null,null,null,"Courbe déperditions",null,null,"Courbe Puiss PAC"]
[null,null,"Text",{"$f":"'BdD Bâtiment'!D132","v":-10},{"$f":"Dimensionnement!I20","v":19},"Text",{"$f":"'Consommations et Coûts de prod.'!$G$179","v":-10},{"$f":"Dimensionnement!$I$20","v":19}]
[null,null,"Deper",{"$f":"'BdD Bâtiment'!D126","v":6.5},0,"PPAC",{"$f":"HLOOKUP('Consommations et Coûts de prod.'!G179,Résultats!B20:BE35,10,FALSE)","v":6.5},{"$f":"Résultats!AU35","v":13.3}]
[]
[]
[null,null,null,null,null,"Création bornes",{"$f":"IF(Résultats!AJ4<D175,D175,Résultats!AJ4)","v":-10},{"$f":"'Consommations et Coûts de prod.'!G175-0.1","v":-10.1}]
[null,null,null,null,null," du graphique",0,0]
[]
[]
[null,null,"Courbe COP"]
[null,null,"Température Ext",{"$f":"Résultats!G20","v":-20},{"$f":"Résultats!H20","v":-19},{"$f":"Résultats!I20","v":-18},{"$f":"Résultats!J20","v":-17},{"$f":"Résultats!K20","v":-16},{"$f":"Résultats!L20","v":-15},{"$f":"Résultats!M20","v":-14},{"$f":"Résultats!N20","v":-13},{"$f":"Résultats!O20","v":-12},{"$f":"Résultats!P20","v":-11},{"$f":"Résultats!Q20","v":-10},{"$f":"Résultats!R20","v":-9},{"$f":"Résultats!S20","v":-8},{"$f":"Résultats!T20","v":-7},{"$f":"Résultats!U20","v":-6},{"$f":"Résultats!V20","v":-5},{"$f":"Résultats!W20","v":-4},{"$f":"Résultats!X20","v":-3},{"$f":"Résultats!Y20","v":-2},{"$f":"Résultats!Z20","v":-1},{"$f":"Résultats!AA20","v":0},{"$f":"Résultats!AB20","v":1},{"$f":"Résultats!AC20","v":2},{"$f":"Résultats!AD20","v":3},{"$f":"Résultats!AE20","v":4},{"$f":"Résultats!AF20","v":5},{"$f":"Résultats!AG20","v":6},{"$f":"Résultats!AH20","v":7},{"$f":"Résultats!AI20","v":8},{"$f":"Résultats!AJ20","v":9},{"$f":"Résultats!AK20","v":10},{"$f":"Résultats!AL20","v":11},{"$f":"Résultats!AM20","v":12},{"$f":"Résultats!AN20","v":13},{"$f":"Résultats!AO20","v":14},{"$f":"Résultats!AP20","v":15},{"$f":"Résultats!AQ20","v":16},{"$f":"Résultats!AR20","v":17},{"$f":"Résultats!AS20","v":18},{"$f":"Résultats!AT20","v":19},{"$f":"Résultats!AU20","v":20},{"$f":"Résultats!AV20","v":21},{"$f":"Résultats!AW20","v":22},{"$f":"Résultats!AX20","v":23},{"$f":"Résultats!AY20","v":24},{"$f":"Résultats!AZ20","v":25},{"$f":"Résultats!BA20","v":26},{"$f":"Résultats!BB20","v":27},{"$f":"Résultats!BC20","v":28},{"$f":"Résultats!BD20","v":29},{"$f":"Résultats!BE20","v":30}]
[null,null,"Chauffage ON/OFF",{"$f":"Résultats!G43","v":0},{"$f":"Résultats!H43","v":0},{"$f":"Résultats!I43","v":0},{"$f":"Résultats!J43","v":0},{"$f":"Résultats!K43","v":0},{"$f":"Résultats!L43","v":0},{"$f":"Résultats!M43","v":0},{"$f":"Résultats!N43","v":0},{"$f":"Résultats!O43","v":0},{"$f":"Résultats!P43","v":0},{"$f":"Résultats!Q43","v":0},{"$f":"Résultats!R43","v":1},{"$f":"Résultats!S43","v":1},{"$f":"Résultats!T43","v":1},{"$f":"Résultats!U43","v":1},{"$f":"Résultats!V43","v":1},{"$f":"Résultats!W43","v":1},{"$f":"Résultats!X43","v":1},{"$f":"Résultats!Y43","v":1},{"$f":"Résultats!Z43","v":1},{"$f":"Résultats!AA43","v":1},{"$f":"Résultats!AB43","v":1},{"$f":"Résultats!AC43","v":1},{"$f":"Résultats!AD43","v":1},{"$f":"Résultats!AE43","v":1},{"$f":"Résultats!AF43","v":1},{"$f":"Résultats!AG43","v":1},{"$f":"Résultats!AH43","v":1},{"$f":"Résultats!AI43","v":1},{"$f":"Résultats!AJ43","v":1},{"$f":"Résultats!AK43","v":1},{"$f":"Résultats!AL43","v":1},{"$f":"Résultats!AM43","v":1},{"$f":"Résultats!AN43","v":1},{"$f":"Résultats!AO43","v":1},{"$f":"Résultats!AP43","v":1},{"$f":"Résultats!AQ43","v":1},{"$f":"Résultats!AR43","v":0},{"$f":"Résultats!AS43","v":0},{"$f":"Résultats!AT43","v":0},{"$f":"Résultats!AU43","v":0},{"$f":"Résultats!AV43","v":0},{"$f":"Résultats!AW43","v":0},{"$f":"Résultats!AX43","v":0},{"$f":"Résultats!AY43","v":0},{"$f":"Résultats!AZ43","v":0},{"$f":"Résultats!BA43","v":0},{"$f":"Résultats!BB43","v":0},{"$f":"Résultats!BC43","v":0},{"$f":"Résultats!BD43","v":0},{"$f":"Résultats!BE43","v":0}]
[null,null,"COP equivalent",{"$f":"IF(AND(D185=1,Résultats!G22<>0),Résultats!G40,#N/A)","v":{"$error":"#N/A"}},{"$f":"IF(AND(E185=1,Résultats!H22<>0),Résultats!H40,#N/A)","v":{"$error":"#N/A"}},{"$f":"IF(AND(F185=1,Résultats!I22<>0),Résultats!I40,#N/A)","v":{"$error":"#N/A"}},{"$f":"IF(AND(G185=1,Résultats!J22<>0),Résultats!J40,#N/A)","v":{"$error":"#N/A"}},{"$f":"IF(AND(H185=1,Résultats!K22<>0),Résultats!K40,#N/A)","v":{"$error":"#N/A"}},{"$f":"IF(AND(I185=1,Résultats!L22<>0),Résultats!L40,#N/A)","v":{"$error":"#N/A"}},{"$f":"IF(AND(J185=1,Résultats!M22<>0),Résultats!M40,#N/A)","v":{"$error":"#N/A"}},{"$f":"IF(AND(K185=1,Résultats!N22<>0),Résultats!N40,#N/A)","v":{"$error":"#N/A"}},{"$f":"IF(AND(L185=1,Résultats!O22<>0),Résultats!O40,#N/A)","v":{"$error":"#N/A"}},{"$f":"IF(AND(M185=1,Résultats!P22<>0),Résultats!P40,#N/A)","v":{"$error":"#N/A"}},{"$f":"IF(AND(N185=1,Résultats!Q22<>0),Résultats!Q40,#N/A)","v":{"$error":"#N/A"}},{"$f":"IF(AND(O185=1,Résultats!R22<>0),Résultats!R40,#N/A)","v":2.52},{"$f":"IF(AND(P185=1,Résultats!S22<>0),Résultats!S40,#N/A)","v":2.6100000000000003},{"$f":"IF(AND(Q185=1,Résultats!T22<>0),Résultats!T40,#N/A)","v":2.7},{"$f":"IF(AND(R185=1,Résultats!U22<>0),Résultats!U40,#N/A)","v":2.7677777777777779},{"$f":"IF(AND(S185=1,Résultats!V22<>0),Résultats!V40,#N/A)","v":2.8355555555555556},{"$f":"IF(AND(T185=1,Résultats!W22<>0),Résultats!W40,#N/A)","v":2.9033333333333333},{"$f":"IF(AND(U185=1,Résultats!X22<>0),Résultats!X40,#N/A)","v":2.971111111111111},{"$f":"IF(AND(V185=1,Résultats!Y22<>0),Résultats!Y40,#N/A)","v":3.0388888888888892},{"$f":"IF(AND(W185=1,Résultats!Z22<>0),Résultats!Z40,#N/A)","v":3.1066666666666669},{"$f":"IF(AND(X185=1,Résultats!AA22<>0),Résultats!AA40,#N/A)","v":3.1744444444444446},{"$f":"IF(AND(Y185=1,Résultats!AB22<>0),Résultats!AB40,#N/A)","v":3.2422222222222223},{"$f":"IF(AND(Z185=1,Résultats!AC22<>0),Résultats!AC40,#N/A)","v":3.31},{"$f":"IF(AND(AA185=1,Résultats!AD22<>0),Résultats!AD40,#N/A)","v":3.5179999999999998},{"$f":"IF(AND(AB185=1,Résultats!AE22<>0),Résultats!AE40,#N/A)","v":3.726},{"$f":"IF(AND(AC185=1,Résultats!AF22<>0),Résultats!AF40,#N/A)","v":3.9339999999999997},{"$f":"IF(AND(AD185=1,Résultats!AG22<>0),Résultats!AG40,#N/A)","v":4.1419999999999995},{"$f":"IF(AND(AE185=1,Résultats!AH22<>0),Résultats!AH40,#N/A)","v":4.3499999999999996},{"$f":"IF(AND(AF185=1,Résultats!AI22<>0),Résultats!AI40,#N/A)","v":4.3540000000000001},{"$f":"IF(AND(AG185=1,Résultats!AJ22<>0),Résultats!AJ40,#N/A)","v":5.4359999999999999},{"$f":"IF(AND(AH185=1,Résultats!AK22<>0),Résultats!AK40,#N/A)","v":5.3939999999999992},{"$f":"IF(AND(AI185=1,Résultats!AL22<>0),Résultats!AL40,#N/A)","v":5.3519999999999994},{"$f":"IF(AND(AJ185=1,Résultats!AM22<>0),Résultats!AM40,#N/A)","v":5.31},{"$f":"IF(AND(AK185=1,Résultats!AN22<>0),Résultats!AN40,#N/A)","v":5.3166666666666664},{"$f":"IF(AND(AL185=1,Résultats!AO22<>0),Résultats!AO40,#N/A)","v":5.3233333333333333},{"$f":"IF(AND(AM185=1,Résultats!AP22<>0),Résultats!AP40,#N/A)","v":5.33},{"$f":"IF(AND(AN185=1,Résultats!AQ22<>0),Résultats!AQ40,#N/A)","v":5.3380000000000001},{"$f":"IF(AND(AO185=1,Résultats!AR22<>0),Résultats!AR40,#N/A)","v":{"$error":"#N/A"}},{"$f":"IF(AND(AP185=1,Résultats!AS22<>0),Résultats!AS40,#N/A)","v":{"$error":"#N/A"}},{"$f":"IF(AND(AQ185=1,Résultats!AT22<>0),Résultats!AT40,#N/A)","v":{"$error":"#N/A"}},{"$f":"IF(AND(AR185=1,Résultats!AU22<>0),Résultats!AU40,#N/A)","v":{"$error":"#N/A"}},{"$f":"IF(AND(AS185=1,Résultats!AV22<>0),Résultats!AV40,#N/A)","v":{"$error":"#N/A"}},{"$f":"IF(AND(AT185=1,Résultats!AW22<>0),Résultats!AW40,#N/A)","v":{"$error":"#N/A"}},{"$f":"IF(AND(AU185=1,Résultats!AX22<>0),Résultats!AX40,#N/A)","v":{"$error":"#N/A"}},{"$f":"IF(AND(AV185=1,Résultats!AY22<>0),Résultats!AY40,#N/A)","v":{"$error":"#N/A"}},{"$f":"IF(AND(AW185=1,Résultats!AZ22<>0),Résultats!AZ40,#N/A)","v":{"$error":"#N/A"}},{"$f":"IF(AND(AX185=1,Résultats!BA22<>0),Résultats!BA40,#N/A)","v":{"$error":"#N/A"}},{"$f":"IF(AND(AY185=1,Résultats!BB22<>0),Résultats!BB40,#N/A)","v":{"$error":"#N/A"}},{"$f":"IF(AND(AZ185=1,Résultats!BC22<>0),Résultats!BC40,#N/A)","v":{"$error":"#N/A"}},{"$f":"IF(AND(BA185=1,Résultats!BD22<>0),Résultats!BD40,#N/A)","v":{"$error":"#N/A"}},{"$f":"IF(AND(BB185=1,Résultats!BE22<>0),Résultats!BE40,#N/A)","v":{"$error":"#N/A"}}]
[]
[null,null,null,"#N/A pour ne pas prendre en compte les valeurs nulles dans le graphique"]

{"sheet":"BdD PAC monobloc","index":32,"n_rows":156,"n_cols":16,"rows_kept":156,"cut":false,"hidden":true,"merged":[]}
[]
[null,null,"Liste des PAC MONOBLOC HPI-M"]
[null,null,"OEnoviaPac-C MB 6 MR - E"]
[null,null,"OEnoviaPac-C MB 8 MR - E"]
[null,null,"OEnoviaPac-C MB 11 MR - E"]
[null,null,"OEnoviaPac-C MB 6 MR - H"]
[null,null,"OEnoviaPac-C MB 8 MR - H"]
[null,null,"OEnoviaPac-C MB 11 MR - H"]
[]
[]
[]
[]
[]
[]
[]
[]
[]
[]
[null,"Modèle","MONO AWHP 6 MR"]
[2,"Température départ [°C]",25,26,35,36,40,41,45,46,50,51,55,56,60,61]
[null,"Température ext de base [°C]","Puissance calorifique [kW]","COP","Puissance calorifique [kW]","COP","Puissance calorifique [kW]","COP","Puissance calorifique [kW]","COP","Puissance calorifique [kW]","COP","Puissance calorifique [kW]","COP","Puissance calorifique [kW]","COP"]
[null,-20,"-","-",4.5999999999999996,1.9,4.5,1.66,4,1.48,"-","-","-","-","-","-"]
[null,-19,"-","-",4.9399999999999995,1.98,4.72,1.738,4.2,1.552,"-","-","-","-","-","-"]
[null,-18,"-","-",5.2799999999999994,2.06,4.9399999999999995,1.8159999999999998,4.4000000000000004,1.6240000000000001,"-","-","-","-","-","-"]
[null,-17,"-","-",5.6199999999999992,2.1399999999999997,5.16,1.8939999999999999,4.5999999999999996,1.696,"-","-","-","-","-","-"]
[null,-16,"-","-",5.96,2.2199999999999998,5.38,1.9719999999999998,4.8,1.768,"-","-","-","-","-","-"]
[null,-15,"-","-",6.3,2.2999999999999998,5.6,2.0499999999999998,5,1.84,"-","-","-","-","-","-"]
[null,-14,"-","-",6.3599999999999994,2.3260000000000001,5.66,2.0699999999999998,5.04,1.8920000000000001,"-","-","-","-","-","-"]
[null,-13,"-","-",6.42,2.3519999999999999,5.72,2.09,5.08,1.9440000000000002,"-","-","-","-","-","-"]
[null,-12,"-","-",6.4799999999999995,2.3780000000000001,5.78,2.11,5.12,1.996,"-","-","-","-","-","-"]
[null,-11,"-","-",6.54,2.4039999999999999,5.84,2.13,5.16,2.048,"-","-","-","-","-","-"]
[null,-10,8.1,3.01,6.6,2.4300000000000002,5.9,2.15,5.2,2.1,5.0999999999999996,1.95,4.7,1.57,"-","-"]
[null,-9,8.2333333333333325,3.043333333333333,6.8666666666666663,2.52,6.1000000000000005,2.23,5.4333333333333336,2.14,5.3,1.99,4.9000000000000004,1.6733333333333333,"-","-"]
[null,-8,8.3666666666666671,3.0766666666666667,7.1333333333333337,2.6100000000000003,6.3,2.31,5.666666666666667,2.1800000000000002,5.5,2.0299999999999998,5.0999999999999996,1.7766666666666666,"-","-"]
[null,-7,8.5,3.11,7.4,2.7,6.5,2.39,5.9,2.2200000000000002,5.7,2.0699999999999998,5.3,1.88,"-","-"]
[null,-6,8.6333333333333329,3.161111111111111,7.5777777777777784,2.7677777777777779,6.7,2.4611111111111112,6.0666666666666673,2.2822222222222224,5.822222222222222,2.1244444444444444,5.3999999999999995,1.92,"-","-"]
[null,-5,8.7666666666666657,3.2122222222222221,7.7555555555555555,2.8355555555555556,6.9,2.5322222222222224,6.2333333333333334,2.3444444444444446,5.9444444444444446,2.1788888888888889,5.5,1.96,"-","-"]
[null,-4,8.9,3.2633333333333332,7.9333333333333336,2.9033333333333333,7.1000000000000005,2.6033333333333335,6.4,2.4066666666666667,6.0666666666666664,2.2333333333333334,5.6,2,"-","-"]
[null,-3,9.0333333333333332,3.3144444444444443,8.1111111111111107,2.971111111111111,7.3000000000000007,2.6744444444444442,6.5666666666666673,2.4688888888888889,6.1888888888888891,2.2877777777777775,5.7,2.04,"-","-"]
[null,-2,9.1666666666666661,3.3655555555555554,8.2888888888888896,3.0388888888888892,7.5,2.7455555555555557,6.7333333333333334,2.5311111111111111,6.3111111111111109,2.3422222222222224,5.8,2.08,"-","-"]
[null,-1,9.2999999999999989,3.4166666666666665,8.4666666666666668,3.1066666666666669,7.7,2.8166666666666664,6.9,2.5933333333333333,6.4333333333333336,2.3966666666666665,5.9,2.12,"-","-"]
[null,0,9.4333333333333336,3.4677777777777776,8.6444444444444439,3.1744444444444446,7.9,2.8877777777777776,7.0666666666666673,2.6555555555555554,6.5555555555555554,2.451111111111111,6,2.16,"-","-"]
[null,1,9.5666666666666664,3.5188888888888887,8.8222222222222229,3.2422222222222223,8.1000000000000014,2.9588888888888887,7.2333333333333334,2.7177777777777776,6.6777777777777771,2.5055555555555555,6.1,2.2000000000000002,"-","-"]
[null,2,9.6999999999999993,3.57,9,3.31,8.3000000000000007,3.03,7.4,2.78,6.8,2.56,6.2,2.2400000000000002,5.4,2]
[null,3,9.94,3.96,9.3000000000000007,3.5179999999999998,8.66,3.1919999999999997,7.7200000000000006,2.9059999999999997,7.1,2.66,6.4,2.3540000000000001,5.6400000000000006,2.0819999999999999]
[null,4,10.18,4.3499999999999996,9.6,3.726,9.02,3.3540000000000001,8.0400000000000009,3.032,7.4,2.7600000000000002,6.6000000000000005,2.468,5.88,2.1640000000000001]
[null,5,10.42,4.7399999999999993,9.9,3.9339999999999997,9.3800000000000008,3.516,8.36,3.1579999999999999,7.7,2.86,6.8,2.5820000000000003,6.12,2.246]
[null,6,10.66,5.13,10.199999999999999,4.1419999999999995,9.74,3.6779999999999999,8.68,3.2840000000000003,8,2.96,7,2.6960000000000002,6.3599999999999994,2.3280000000000003]
[null,7,10.9,5.52,10.5,4.3499999999999996,10.1,3.84,9,3.41,8.3000000000000007,3.06,7.2,2.81,6.6,2.41]
[null,8,10.92,5.4779999999999998,10.54,4.3540000000000001,10.18,3.8540000000000001,9.1199999999999992,3.444,8.3800000000000008,3.1040000000000001,7.32,2.8340000000000001,6.6999999999999993,2.4540000000000002]
[null,9,10.94,5.4359999999999999,10.58,4.3579999999999997,10.26,3.8679999999999999,9.24,3.4780000000000002,8.4600000000000009,3.1480000000000001,7.44,2.8580000000000001,6.8,2.4980000000000002]
[null,10,10.96,5.3939999999999992,10.62,4.3620000000000001,10.34,3.8820000000000001,9.36,3.512,8.5399999999999991,3.1919999999999997,7.56,2.8820000000000001,6.8999999999999995,2.5419999999999998]
[null,11,10.98,5.3519999999999994,10.66,4.3659999999999997,10.42,3.8959999999999999,9.48,3.5460000000000003,8.6199999999999992,3.2359999999999998,7.68,2.9060000000000001,7,2.5859999999999999]
[null,12,11,5.31,10.7,4.37,10.5,3.91,9.6,3.58,8.6999999999999993,3.28,7.8,2.93,7.1,2.63]
[null,13,11.3,5.3166666666666664,10.966666666666667,4.456666666666667,10.766666666666667,3.9933333333333336,9.8333333333333339,3.6533333333333333,8.8666666666666654,3.36,7.9666666666666668,3.0133333333333336,7.2333333333333334,2.6999999999999997]
[null,14,11.6,5.3233333333333333,11.233333333333333,4.543333333333333,11.033333333333333,4.0766666666666671,10.066666666666666,3.7266666666666666,9.0333333333333332,3.44,8.1333333333333329,3.0966666666666667,7.3666666666666663,2.77]
[null,15,11.9,5.33,11.5,4.63,11.3,4.16,10.3,3.8,9.1999999999999993,3.52,8.3000000000000007,3.18,7.5,2.84]
[null,16,12.18,5.3380000000000001,11.78,4.7139999999999995,11.520000000000001,4.2439999999999998,10.4,3.8819999999999997,9.2999999999999989,3.6120000000000001,4,3.294,7.6,2.9319999999999999]
[null,17,12.46,5.3460000000000001,12.06,4.798,11.74,4.3280000000000003,10.5,3.964,9.3999999999999986,3.7040000000000002,8.5,3.4079999999999999,7.7,3.024]
[null,18,12.74,5.3540000000000001,12.34,4.8819999999999997,11.96,4.4119999999999999,10.600000000000001,4.0460000000000003,9.5,3.7959999999999998,8.6000000000000014,3.5220000000000002,7.8,3.1159999999999997]
[null,19,13.020000000000001,5.3620000000000001,12.620000000000001,4.9660000000000002,12.18,4.4960000000000004,10.700000000000001,4.1280000000000001,9.6,3.8879999999999999,8.7000000000000011,3.6360000000000001,7.9,3.2079999999999997]
[null,20,13.3,5.37,12.9,5.05,12.4,4.58,10.8,4.21,9.6999999999999993,3.98,8.8000000000000007,3.75,8,3.3]
[]
[]
[]
[null,"Modèle","MONO AWHP 8 MR"]
[3,"Température départ [°C]",25,26,35,36,40,41,45,46,50,51,55,56,60,61]
[null,"Température ext de base [°C]","Puissance calorifique [kW]","COP","Puissance calorifique [kW]","COP","Puissance calorifique [kW]","COP","Puissance calorifique [kW]","COP","Puissance calorifique [kW]","COP","Puissance calorifique [kW]","COP","Puissance calorifique [kW]","COP"]
[null,-20,"-","-",4.5999999999999996,1.9,4.5,1.66,4.5,1.46,"-","-","-","-","-","-"]
[null,-19,"-","-",5.0199999999999996,1.976,4.92,1.732,4.9000000000000004,1.524,"-","-","-","-","-","-"]
[null,-18,"-","-",5.4399999999999995,2.052,5.34,1.804,5.3,1.5880000000000001,"-","-","-","-","-","-"]
[null,-17,"-","-",5.8599999999999994,2.1279999999999997,5.76,1.8759999999999999,5.7,1.6519999999999999,"-","-","-","-","-","-"]
[null,-16,"-","-",6.28,2.2039999999999997,6.18,1.948,6.1,1.716,"-","-","-","-","-","-"]
[null,-15,"-","-",6.7,2.2799999999999998,6.6,2.02,6.5,1.78,"-","-","-","-","-","-"]
[null,-14,"-","-",6.92,2.298,6.8199999999999994,2.036,6.72,1.796,"-","-","-","-","-","-"]
[null,-13,"-","-",7.14,2.3159999999999998,7.04,2.052,6.9399999999999995,1.8120000000000001,"-","-","-","-","-","-"]
[null,-12,"-","-",7.36,2.3340000000000001,7.26,2.0680000000000001,7.16,1.8280000000000001,"-","-","-","-","-","-"]
[null,-11,"-","-",7.58,2.3519999999999999,7.48,2.0840000000000001,7.38,1.8440000000000001,"-","-","-","-","-","-"]
[null,-10,8.1,3.01,7.8,2.37,7.7,2.1,7.6,1.86,7.5,1.83,7.3,1.61,"-","-"]
[null,-9,8.2333333333333325,3.043333333333333,7.9666666666666668,2.3966666666666669,7.8666666666666663,2.1233333333333335,7.7666666666666666,1.9366666666666668,7.6333333333333337,1.8800000000000001,7.4666666666666668,1.6866666666666668,"-","-"]
[null,-8,8.3666666666666671,3.0766666666666667,8.1333333333333329,2.4233333333333333,8.0333333333333332,2.1466666666666665,7.9333333333333327,2.0133333333333332,7.7666666666666666,1.93,7.6333333333333329,1.7633333333333334,"-","-"]
[null,-7,8.5,3.11,8.3000000000000007,2.4500000000000002,8.1999999999999993,2.17,8.1,2.09,7.9,1.98,7.8,1.84,"-","-"]
[null,-6,8.6444444444444439,3.1599999999999997,8.4555555555555557,2.52,8.3555555555555543,2.2411111111111111,8.2555555555555546,2.1477777777777778,8.0555555555555554,2.0233333333333334,7.9555555555555557,1.8755555555555556,"-","-"]
[null,-5,8.7888888888888896,3.21,8.6111111111111107,2.5900000000000003,8.5111111111111111,2.3122222222222222,8.4111111111111114,2.2055555555555553,8.2111111111111121,2.0666666666666669,8.1111111111111107,1.9111111111111112,"-","-"]
[null,-4,8.9333333333333336,3.26,8.7666666666666675,2.66,8.6666666666666661,2.3833333333333333,8.5666666666666664,2.2633333333333332,8.3666666666666671,2.11,8.2666666666666657,1.9466666666666668,"-","-"]
[null,-3,9.0777777777777775,3.31,8.9222222222222225,2.73,8.8222222222222211,2.4544444444444444,8.7222222222222214,2.3211111111111111,8.5222222222222221,2.1533333333333333,8.4222222222222225,1.9822222222222223,"-","-"]
[null,-2,9.2222222222222232,3.36,9.0777777777777775,2.8000000000000003,8.9777777777777779,2.5255555555555556,8.8777777777777782,2.3788888888888886,8.6777777777777789,2.1966666666666668,8.5777777777777775,2.0177777777777779,"-","-"]
[null,-1,9.3666666666666671,3.41,9.2333333333333325,2.87,9.1333333333333329,2.5966666666666667,9.0333333333333332,2.4366666666666665,8.8333333333333339,2.2400000000000002,8.7333333333333325,2.0533333333333337,"-","-"]
[null,0,9.5111111111111111,3.46,9.3888888888888893,2.94,9.2888888888888879,2.6677777777777778,9.1888888888888882,2.4944444444444445,8.9888888888888889,2.2833333333333332,8.8888888888888893,2.088888888888889,"-","-"]
[null,1,9.6555555555555568,3.51,9.5444444444444443,3.01,9.4444444444444446,2.7388888888888889,9.344444444444445,2.5522222222222219,9.1444444444444457,2.3266666666666667,9.0444444444444443,2.1244444444444444,"-","-"]
[null,2,9.8000000000000007,3.56,9.6999999999999993,3.08,9.6,2.81,9.5,2.61,9.3000000000000007,2.37,9.1999999999999993,2.16,9,1.96]
[null,3,10.020000000000001,3.952,9.86,3.3339999999999996,9.6999999999999993,3.016,9.56,2.7679999999999998,9.3600000000000012,2.496,9.24,2.258,9.0399999999999991,2.04]
[null,4,10.24,4.3439999999999994,10.02,3.5880000000000001,9.7999999999999989,3.222,9.620000000000001,2.9260000000000002,9.42,2.6219999999999999,9.2799999999999994,2.3559999999999999,9.08,2.12]
[null,5,10.46,4.7359999999999998,10.18,3.8419999999999996,9.9,3.4279999999999999,9.68,3.0839999999999996,9.48,2.7480000000000002,9.32,2.4540000000000002,9.1199999999999992,2.1999999999999997]
[null,6,10.68,5.1280000000000001,10.34,4.0960000000000001,10,3.6339999999999999,9.74,3.242,9.5399999999999991,2.8740000000000001,9.36,2.552,9.16,2.2799999999999998]
[null,7,10.9,5.52,10.5,4.3499999999999996,10.1,3.84,9.8000000000000007,3.4,9.6,3,9.4,2.65,9.1999999999999993,2.36]
[null,8,10.92,5.4779999999999998,10.54,4.3540000000000001,10.18,3.8540000000000001,9.8800000000000008,3.42,9.6999999999999993,3.024,9.5,2.6779999999999999,9.2999999999999989,2.3899999999999997]
[null,9,10.94,5.4359999999999999,10.58,4.3579999999999997,10.26,3.8679999999999999,9.9600000000000009,3.44,9.7999999999999989,3.048,9.6,2.706,9.3999999999999986,2.42]
[null,10,10.96,5.3939999999999992,10.62,4.3620000000000001,10.34,3.8820000000000001,10.039999999999999,3.46,9.9,3.0720000000000001,9.7000000000000011,2.734,9.5,2.4499999999999997]
[null,11,10.98,5.3519999999999994,10.66,4.3659999999999997,10.42,3.8959999999999999,10.119999999999999,3.48,10,3.0960000000000001,9.8000000000000007,2.762,9.6,2.48]
[null,12,11,5.31,10.7,4.37,10.5,3.91,10.199999999999999,3.5,10.1,3.12,9.9,2.79,9.6999999999999993,2.5099999999999998]
[null,13,11.3,5.3166666666666664,10.966666666666667,4.456666666666667,10.766666666666667,3.9933333333333336,10.5,3.5766666666666667,10.366666666666667,3.19,10.166666666666666,2.8533333333333335,9.9666666666666668,2.5666666666666664]
[null,14,11.6,5.3233333333333333,11.233333333333333,4.543333333333333,11.033333333333333,4.0766666666666671,10.799999999999999,3.6533333333333333,10.633333333333333,3.2600000000000002,10.433333333333334,2.9166666666666665,10.233333333333333,2.6233333333333335]
[null,15,11.9,5.33,11.5,4.63,11.3,4.16,11.1,3.73,10.9,3.33,10.7,2.98,10.5,2.68]
[null,16,12.18,5.3380000000000001,11.78,4.7139999999999995,11.58,4.2380000000000004,11.36,3.78,11.18,3.3839999999999999,10.979999999999999,3.036,10.8,2.734]
[null,17,12.46,5.3460000000000001,12.06,4.798,11.86,4.3159999999999998,11.62,3.83,11.46,3.4380000000000002,11.26,3.0920000000000001,11.1,2.7880000000000003]
[null,18,12.74,5.3540000000000001,12.34,4.8819999999999997,12.14,4.3940000000000001,11.88,3.88,11.74,3.492,11.54,3.1479999999999997,11.4,2.8420000000000001]
[null,19,13.020000000000001,5.3620000000000001,12.620000000000001,4.9660000000000002,12.42,4.4719999999999995,12.14,3.93,12.020000000000001,3.5460000000000003,11.82,3.2039999999999997,11.7,2.8960000000000004]
[null,20,13.3,5.37,12.9,5.05,12.7,4.55,12.4,3.98,12.3,3.6,12.1,3.26,12,2.95]
[]
[]
[]
[null,"Modèle","MONO AWHP 11 MR"]
[4,"Température départ [°C]",25,26,35,36,40,41,45,46,50,51,55,56,60,61]
[null,"Température ext de base [°C]","Puissance calorifique [kW]","COP","Puissance calorifique [kW]","COP","Puissance calorifique [kW]","COP","Puissance calorifique [kW]","COP","Puissance calorifique [kW]","COP","Puissance calorifique [kW]","COP","Puissance calorifique [kW]","COP"]
[null,-20,"-","-",7,2.6,6.6,2.21,6.5,1.96]
[null,-19,"-","-",7.12,2.6360000000000001,6.7399999999999993,2.25,6.6,1.984,"-","-","-","-","-","-"]
[null,-18,"-","-",7.24,2.6720000000000002,6.88,2.29,6.7,2.008,"-","-","-","-","-","-"]
[null,-17,"-","-",7.3599999999999994,2.7079999999999997,7.02,2.33,6.8,2.032,"-","-","-","-","-","-"]
[null,-16,"-","-",7.4799999999999995,2.7439999999999998,7.16,2.37,6.9,2.056,"-","-","-","-","-","-"]
[null,-15,"-","-",7.6,2.78,7.3,2.41,7,2.08,"-","-","-","-","-","-"]
[null,-14,"-","-",8.1,2.798,7.7799999999999994,2.4300000000000002,7.48,2.1040000000000001,"-","-","-","-","-","-"]
[null,-13,"-","-",8.6,2.8159999999999998,8.26,2.4500000000000002,7.96,2.1280000000000001,"-","-","-","-","-","-"]
[null,-12,"-","-",9.1,2.8340000000000001,8.74,2.4699999999999998,8.44,2.1520000000000001,"-","-","-","-","-","-"]
[null,-11,"-","-",9.6,2.8519999999999999,9.2199999999999989,2.4899999999999998,8.92,2.1760000000000002,"-","-","-","-","-","-"]
[null,-10,11,3.8,10.1,2.87,9.6999999999999993,2.5099999999999998,9.4,2.2000000000000002,9.1,1.94,9,1.54,"-","-"]
[null,-9,11.1,3.8966666666666665,10.199999999999999,2.96,9.7999999999999989,2.59,9.4666666666666668,2.27,9.1666666666666661,1.9966666666666666,9,1.6400000000000001,"-","-"]
[null,-8,11.200000000000001,3.9933333333333332,10.3,3.0500000000000003,9.9,2.67,9.5333333333333332,2.3400000000000003,9.2333333333333343,2.0533333333333332,9,1.74,"-","-"]
[null,-7,11.3,4.09,10.4,3.14,10,2.75,9.6,2.41,9.3000000000000007,2.11,9,1.84,"-","-"]
[null,-6,11.5,4.0633333333333335,10.633333333333333,3.1333333333333333,10.244444444444444,2.7477777777777779,9.8555555555555561,2.4111111111111114,9.5555555555555554,2.1133333333333333,9.2555555555555564,1.8433333333333335,"-","-"]
[null,-5,11.700000000000001,4.0366666666666662,10.866666666666667,3.1266666666666669,10.488888888888889,2.7455555555555557,10.111111111111111,2.4122222222222223,9.8111111111111118,2.1166666666666667,9.5111111111111111,1.8466666666666667,"-","-"]
[null,-4,11.9,4.01,11.1,3.12,10.733333333333333,2.7433333333333332,10.366666666666667,2.4133333333333336,10.066666666666666,2.12,9.7666666666666675,1.85,"-","-"]
[null,-3,12.1,3.9833333333333334,11.333333333333334,3.1133333333333333,10.977777777777778,2.7411111111111111,10.622222222222222,2.4144444444444444,10.322222222222223,2.1233333333333335,10.022222222222222,1.8533333333333335,"-","-"]
[null,-2,12.3,3.9566666666666666,11.566666666666666,3.1066666666666669,11.222222222222221,2.7388888888888889,10.877777777777778,2.4155555555555557,10.577777777777778,2.1266666666666665,10.277777777777779,1.8566666666666667,"-","-"]
[null,-1,12.5,3.93,11.8,3.1,11.466666666666667,2.7366666666666668,11.133333333333333,2.4166666666666665,10.833333333333334,2.13,10.533333333333333,1.86,"-","-"]
[null,0,12.7,3.9033333333333333,12.033333333333333,3.0933333333333333,11.71111111111111,2.7344444444444442,11.388888888888889,2.4177777777777778,11.088888888888889,2.1333333333333333,10.78888888888889,1.8633333333333335,"-","-"]
[null,1,12.9,3.8766666666666669,12.266666666666666,3.0866666666666669,11.955555555555556,2.7322222222222221,11.644444444444446,2.4188888888888886,11.344444444444445,2.1366666666666667,11.044444444444444,1.8666666666666667,"-","-"]
[null,2,13.1,3.85,12.5,3.08,12.2,2.73,11.9,2.42,11.6,2.14,11.3,1.87,10.9,1.65]
[null,3,13.34,4.1739999999999995,12.7,3.3460000000000001,12.379999999999999,2.9580000000000002,12.06,2.58,11.719999999999999,2.2720000000000002,11.38,1.9820000000000002,10.96,1.76]
[null,4,13.58,4.4980000000000002,12.9,3.6120000000000001,12.559999999999999,3.1859999999999999,12.22,2.74,11.84,2.4039999999999999,11.46,2.0940000000000003,11.02,1.87]
[null,5,13.82,4.8220000000000001,13.1,3.8780000000000001,12.74,3.4140000000000001,12.379999999999999,2.9,11.959999999999999,2.536,11.54,2.206,11.08,1.98]
[null,6,14.06,5.1459999999999999,13.3,4.1440000000000001,12.92,3.6419999999999999,12.54,3.06,12.08,2.6679999999999997,11.62,2.3180000000000001,11.139999999999999,2.0900000000000003]
[null,7,14.3,5.47,13.5,4.41,13.1,3.87,12.7,3.22,12.2,2.8,11.7,2.4300000000000002,11.2,2.2000000000000002]
[null,8,14.32,5.5880000000000001,13.54,4.55,13.14,4.0140000000000002,12.76,3.3920000000000003,12.28,2.9579999999999997,11.78,2.5700000000000003,11.299999999999999,2.3040000000000003]
[null,9,14.34,5.7059999999999995,13.58,4.6900000000000004,13.18,4.1580000000000004,12.82,3.5640000000000001,12.36,3.1159999999999997,11.86,2.71,11.399999999999999,2.4080000000000004]
[null,10,14.360000000000001,5.8239999999999998,13.62,4.83,13.22,4.3019999999999996,12.879999999999999,3.7360000000000002,12.44,3.274,11.94,2.85,11.5,2.512]
[null,11,14.38,5.9419999999999993,13.66,4.9700000000000006,13.26,4.4459999999999997,12.94,3.9079999999999999,12.52,3.4319999999999999,12.02,2.9899999999999998,11.6,2.6160000000000001]
[null,12,14.4,6.06,13.7,5.1100000000000003,13.3,4.59,13,4.08,12.6,3.59,12.1,3.13,11.7,2.72]
[null,13,14.766666666666667,5.9433333333333334,14.066666666666666,5.15,13.700000000000001,4.6566666666666663,13.366666666666667,4.16,12.933333333333334,3.6766666666666667,12.466666666666667,3.2166666666666668,12,2.8033333333333337]
[null,14,15.133333333333333,5.8266666666666662,14.433333333333334,5.19,14.1,4.7233333333333336,13.733333333333333,4.24,13.266666666666666,3.7633333333333332,12.833333333333332,3.3033333333333332,12.299999999999999,2.8866666666666667]
[null,15,15.5,5.71,14.8,5.23,14.5,4.79,14.1,4.32,13.6,3.85,13.2,3.39,12.6,2.97]
[null,16,15.86,6.01,15.22,5.5360000000000005,14.9,4.968,14.5,4.4160000000000004,14,3.89,13.579999999999998,3.4420000000000002,12.959999999999999,3.0300000000000002]
[null,17,16.22,6.3100000000000005,15.64,5.8420000000000005,15.3,5.1459999999999999,14.9,4.5120000000000005,14.4,3.93,13.959999999999999,3.4940000000000002,13.32,3.0900000000000003]
[null,18,16.580000000000002,6.6099999999999994,16.059999999999999,6.1479999999999997,15.7,5.3239999999999998,15.3,4.6079999999999997,14.799999999999999,3.9699999999999998,14.34,3.5459999999999998,13.68,3.15]
[null,19,16.940000000000001,6.91,16.48,6.4539999999999997,16.100000000000001,5.5019999999999998,15.700000000000001,4.7039999999999997,15.2,4.01,14.719999999999999,3.5979999999999999,14.040000000000001,3.21]
[null,20,17.3,7.21,16.899999999999999,6.76,16.5,5.68,16.100000000000001,4.8,15.6,4.05,15.1,3.65,14.4,3.27]

{"sheet":"DTU PAC","index":33,"n_rows":157,"n_cols":10,"rows_kept":157,"cut":false,"hidden":false,"merged":[[62,4,63,4],[62,5,63,5],[62,6,63,6],[62,7,63,7],[70,9,70,10],[71,9,71,10],[74,4,75,4],[74,5,75,5],[74,6,75,6],[74,7,75,7],[74,9,75,10],[33,9,36,11],[44,9,47,11],[125,4,127,9],[136,4,138,9],[62,9,63,10],[64,9,64,10],[65,9,65,10],[66,9,66,10],[67,9,67,10],[68,9,68,10],[69,9,69,10],[76,9,76,10],[82,4,85,9],[89,4,93,9],[54,2,55,4],[54,5,55,10],[142,4,143,9],[105,4,107,9],[115,4,117,9],[118,4,120,9],[97,4,99,9]]}
[]
[]
[]
[]
[]
[]
[]
[]
[null,null,null,null,null,null,"Dimensionnement de Pompes à chaleur"]
[]
[null,null,null,null,null,null,"Indications réglementaires - Dimensionner sa PAC"]
[]
[]
[]
[null,"Pompe à chaleur Air/Eau + Appoint séparé"]
[]
[null,null,"Résumé du DTU N°65.16"]
[]
[null,null,"La puissance PAC retenue correspond à la puissance PAC lors des conditions extrèmes. Soit :"]
[null,null,null,"- Température extérieure de base (donnée par la station météorologique)"]
[null,null,null,"- Température de départ chauffage maximum (en fonction du type d'émetteurs)"]
[]
[null,null,"Le facteur de dimensionnement permet d'appliquer la limitation de puissance."]
[null,null,"Il se détermine en fonction du type de bâtiment étudié et de son inertie."]
[]
[null,null,"Extrait du DTU 65.16 (page 34)"]
[]
[]
[]
[]
[]
[]
[]
[null,null,null,null,null,null,null,null,null,"PAC Air/Eau + Appoint séparé"]
[]
[]
[]
[]
[]
[]
[]
[]
[]
[]
[null,null,null,null,null,null,null,null,null,"PAC Air/Eau Hybrides"]
[]
[]
[]
[]
[]
[]
[null,null,null,"Votre type d'installation :",{"$f":"Dimensionnement!$F$62","v":"PAC Air/Eau + appoint séparé"},null,null,{"$f":"IF($E$52=ChoixPAC!$G$6,\"Déterminez l'inertie du bâtiment étudié (voir ci-dessous)\",\"Retournez au dimensionnement et suivez la préconisation fabricant (50%)\")","v":"Déterminez l'inertie du bâtiment étudié (voir ci-dessous)"}]
[]
[]
[null,null,"Inertie du bâtiment :",null,null,"La classe d'inertie (et donc le facteur de dimensionnement) d'un bâtiment est déterminée à partir du tableau ci-dessous en utilisant les définitions suivantes :"]
[]
[]
[]
[null,null,null,null,"Valable uniquement pour les PAC Air/Eau + Appoint séparé"]
[]
[null,null,null,null,"Tableau de correspondance d'inertie     (Lourd = Béton ou équivalent)"]
[]
[null,null,null,null,"Plancher bas","Plancher haut","Paroi verticale","Classe d'inertie",null,"Facteur de dimensionnement"]
[]
[null,null,null,null,"Lourd","Lourd","Lourde","Très lourde",null,0.7]
[null,null,null,null,"-","Lourd","Lourde","Lourde",null,0.75]
[null,null,null,null,"Lourd","-","Lourde","Lourde",null,0.75]
[null,null,null,null,"Lourd","Lourd","-","Lourde",null,0.75]
[null,null,null,null,"-","-","Lourde","Moyenne",null,0.8]
[null,null,null,null,"-","Lourd","-","Moyenne",null,0.8]
[null,null,null,null,"Lourd","-","-","Moyenne",null,0.8]
[null,null,null,null,"-","-","-","Très légère",null,"85% et +"]
[]
[]
[null,null,null,null,"Plancher bas","Plancher haut","Paroi verticale","Classe d'inertie",null,"Facteur de dimensionnement choisi"]
[]
[null,null,null,"Votre sélection :","Lourd","-","-",{"$f":"VLOOKUP(CONCATENATE($E$77,$F$77,$G$77),Graphiques!$L$182:$M$189,2,FALSE)","v":"Moyenne"},null,{"$f":"VLOOKUP($H$77,$H$65:$K$72,3,FALSE)","v":0.8}]
[]
[]
[]
[null,null,null,null,null,"Définition d'un plancher bas lourd (définition Perrenoud)"]
[]
[null,null,null,null,"- face supérieure de plancher intermédiaire avec un « revêtement sans effet thermique » : à béton plein de plus de 15 cm sans isolant, à chape ou dalle de béton de 4 cm ou plus sur hourdis lourds (béton, terre cuite), sur béton cellulaire armé ou sur dalles alvéolées en béton."]
[]
[]
[]
[]
[null,null,null,"OU"]
[]
[null,null,null,null,"- plancher bas avec isolant thermique en sous face avec un « revêtement sans effet thermique » : à béton plein de plus de 10 cm d’épaisseur à chape ou dalle de béton de 4 cm ou plus sur hourdis lourds (béton, terre cuite), sur béton cellulaire armé ou sur dalles alvéolées en béton.A dalle de béton de 5 cm ou plus sur hourdis en matériau isolant"]
[]
[]
[]
[]
[null,null,null,"OU"]
[]
[null,null,null,null,"- tout plancher ayant 5 points d’inertie ou plus pour sa face supérieure."]
[null,null,null,null,"Un « revêtement sans effet thermique » est un revêtement de type carrelage, moquette fine (moins de 6 mm d’épaisseur), dalle plastique et thermoplastique de moins de 3 mm, couvrant plus de la moitié de la surface au sol du niveau considéré."]
[]
[]
[]
[]
[]
[null,null,null,null,null,"Définition d'un plancher haut lourd (définition Perrenoud)"]
[]
[null,null,null,null,"- plancher sous toiture ( terrasse, combles perdus, rampant lourd): à béton plein de plus de 8 cm isolé par l’extérieur et sans faux plafond ;"]
[]
[]
[null,null,null,"OU"]
[]
[null,null,null,null,"- sous face de plancher intermédiaire : à béton plein de plus de 15 cm sans isolant et sans faux plafond ;"]
[]
[null,null,null,"OU"]
[]
[null,null,null,null,"- tout plancher ayant 5 points d’inertie ou plus pour sa face inférieure."]
[null,null,null,null,"Ne sont considérés que les faux plafonds possédant une lame d’air non ventilée ou faiblement ventilée (moins de 1.500 mm² d’ouverture par m² de surface), couvrant plus de la moitié de la surface du plafond du niveau considéré."]
[]
[]
[null,null,null,null,"Est considéré comme plancher en « béton plein » tout plancher constitué de dalle de béton ou d’éléments préfabriqués pleins en béton à base d’agrégats lourds de masse volumique supérieure à 1.800 kg /m3."]
[]
[]
[]
[]
[null,null,null,null,null,"Définition d'une paroi verticale lourde (définition Perrenoud)"]
[]
[null,null,null,null,"– lorsque la surface de mur est au moins égale à 0,9 fois la surface de plancher (maisons individuelles), mur de façade et pignon isolés par l’extérieur avec à l’intérieur :"]
[]
[]
[null,null,null,null,"• béton plein 7 cm ou plus,"]
[null,null,null,null,"ou • bloc agglo béton 11 cm ou plus béton plein (banché, bloc, préfabriqué) de 7 cm ou plus,"]
[null,null,null,null,"• blocs perforés en béton 10 cm ou plus,"]
[null,null,null,null,"ou • bloc creux béton 11 cm ou plus,"]
[null,null,null,null,"• brique pleine ou perforée 10,5 cm ou plus"]
[]
[null,null,null,"OU"]
[]
[null,null,null,null,"– murs extérieurs à isolation répartie de 30 cm mininmum, avec un cloisonnement réalisé en blocs de béton, en brique plâtrière enduite ou en carreaux de plâtre de 5 cm minimum ou en béton cellulaire de 7 cm minimum."]
[]
[]
[]
[null,null,null,"OU"]
[]
[null,null,null,null,"– ensemble de doublage intérieur des murs extérieurs et de cloisonnements, de 5 cm minimum réalisé en blocs de béton, brique enduite ou carreaux de plâtre."]
[]
[]
[null,null,null,"OU"]
[]
[null,null,null,null,"– lorque la taille moyenne de locaux est inférieure à 30 m² (bâtiments d’habitation, bureaux) :"]
[null,null,null,null,"• mur cloisonnement intérieur lourd, réalisé en :"]
[null,null,null,null,"• béton plein de 7 cm minimum,"]
[null,null,null,null,"• blocs de béton creux ou perforés de 10 cm minimum,"]
[null,null,null,null,"• brique pleine ou perforée de 10,5 cm minimum,"]
[null,null,null,null,"• autre brique de 15 cm minimum avec un enduit plâtre sur chaque face."]
[]
[null,null,null,"OU"]
[]
[null,null,null,null,"- ensemble de murs façade et pignon et de cloisons ayant au total 7 points d’inertie ou plus."]

{"sheet":"Mise à jour logiciel","index":34,"n_rows":123,"n_cols":3,"rows_kept":123,"cut":false,"hidden":true,"merged":[]}
["Date","Auteur","Modifications"]
["2016-10-27","AD","Prise en compte des production solaires (déduction des besoins)"]
[null,null,"Création du tableau recap final"]
[null,null,"Ajout des PAC 4,5 (mais vérouillé car non dispo)"]
["2016-11-07","AD","Ajout d'une possibilité de faire de l'ECS si prépa indépendant validé avec HPI et AWHP"]
["2017-01-16","AD","MAJ Tarif"]
["2017-03-09","CW","Passage deltaTCop GSHP Sol à 10 en attente de retrouver les données Labo … "]
["2017-05-19","AD","Fusion de l'outil chiffrage et dimensionnement"]
[null,null,"Possibilité d'importer les données de dimensionnement dans le chiffrage"]
["2017-09-25","AD","Modification des références de produits AWHP "]
[]
[]
[]
[]
[]
["2017-09-26","AD","correction chiffrage de l'appel du préparateur indépendant"]
["2017-11-02","AD","Ajout gamme Alezio compact dans dimensionnement  + Chiffrage"]
[null,null,"Changement Tarif 09/2017 avec gamme ALEZIO  COMPACT (dispo sur commun)"]
["2017-12-19","AD","MAJ Tarif Janvier 2018"]
["22/12/217","AD","Ajout des performances des unités ext AWHP d'après \"Tables AWHP\"  (Sur demande de Mathieu Dietrich) :"]
[]
[]
[]
[]
[]
[]
[null,null,"Changement du mode de calcul pour les PAC Air/Eau :"]
[null,null,"Sélection de la température de départ primaire du système ( = Temp max fournie par la PAC)"]
[null,null,"Calculs à partir des nouvelles puissances et COP \"Tables AWHP\" en fonction de Teb et Temp départ primaire"]
[null,null,"Changement de la préconisation des PAC d'après tableau dans l'onglet BdD PAC => Changements des tableaux dans \"ChoixPAC\" sauf pour géothermie"]
["2018-01-08","AD","Fin de la MAJ de la méthode de calcul pour ECS (par pallier de 40 à 55°C) en fonction de t° départ primaire"]
[null,null,"Ajout de l'onglet \"Remise\" (masqué sauf pour IA )"]
["2018-01-11","AD","Calcul de la préconisation PAC : vu avec Mathieu Dietrich"]
[null,null,"Remplacer le coeff de minoration de la puissance (comparer version finale avec cette méthode pour info)"]
[null,null,"Faire à partir du TRI (Coût d'exploitation - Coût matériel - MES - Coût d'installation forfaitaire air/eau ou eau / eau)"]
[null,null,"Comparer tous les TRI de la gamme et sélectionner le meilleur,,, long à faire pour les PAC non sélectionnées"]
[]
[null,null,"Avant : P PAC + P APPOINT = 120% déper"]
[null,null,"Maintenant : P PAC + P APPOINT = 100% déper"]
[]
["2018-01-29","AD","Sur graphique répartition des productions, indiquer le COP ave axe à droite du graphique"]
[null,null,"Création onglet préconisation"]
[null,null,"Ajout coût main d'œuvre + coût matériel + coût MES"]
["2018-02-02","AD","Fin de la MAJ de la préconisation "]
[null,null,"correction tarifs gaz et Electricité "]
[null,null,"Correction sélection abonnement gaz et elec"]
["2018-02-05","AD","Ajout de la sélection du type d'abonnement elec"]
[null,null,"Ajout de la sélection de la puissance de l'appoint et prise en compte dans le calcul (pour chauffage et ECS)"]
[null,null,"Sélection de la puissance de la résistance en fonction de la PAC choisie "]
[null,null,"Pour actuelle et hydraulique, on entre la puissance de la chaudière, l'onglet résultat vérifie si la puissance est suffisante (indique si ca l'est pas) et fait le calcul depuis la puissance entrée)"]
[null,null,"MAJ du graphique bilan de consommations => impossible de représenter la puissance PAC / déper (trop compliqué a expliquer… voir onglet Conso)"]
["2018-02-09","AD","Début des tests (mise de l'outil sur le commun)"]
["2018-04-04","AD","MAJ Tarif Avril 2018 "]
[null,null,"Remplacement gamme Alezio V200 par Alezio SV200 / MAJ chiffrage d'après note de diffusion pour les nouvelles options"]
[null,null,"Correction appels du tableau de caractéristiques PAC pour GSHP"]
["2018-04-12","AD","Ajout d'une sélection de température de service + aide à la sélection"]
[null,null,"Utile dans le cas où la température du réseau est supérieure à 55°C (comme circuit radiateur)"]
[null,null,"Utile dans le cas où la température du réseau est inférieure à la température de l'ECS ( Circuit ECS fait par PAC jusqu'à 55 °C mais circuit chauffage plancher chauffant à 40°C)"]
[null,null,"Changement de formules (onglet résultat : ligne 40 et 45  cellule  A4) + BdD bâtiment création liste pour Température de service+ ligne"]
[null,null,"Chiffrage : remplacement des supports pose au sol pour unité ext"]
[null,null,"EH112 devient EH879 pour tous les supports muraux d'unités ext"]
[null,null,"Limitation des liaisons frigo proposées en fonction de la puissance (avant elles étaient toutes proposées)"]
[null,null,"Liaisons frigo 5/8 pour PAC 8kW à 16 kW (27 pour HPI) et Liaisons frigo 1/2 pour PAC 4,5kW à 6 kW "]
["2018-05-04","AD","Correction puissance appoint onglet résultat BN36 et BL47"]
[null,null,"Alezio compact : correction ECS tout le temps avec prépa indépendant + restriction des appoints (uniquement elec)"]
[null,null,"Ajout cd'une case info T° bascuelement + visible"]
[null,null,"Changement part réelle de l'appoint onglet résultat  Ligne 49"]
["2018-05-24","AD","correction calcul de G : si ECS actuelle différent de chauffage actuelle, le calcul du G prend pas en compte l'ECS "]
["2018-06-27","AD","Correction préconisation => sélection à partir de puissance PAC = 80% des déperditions et plus à partir du TRI"]
[null,null,"Ajout d'un message d'alerte si la puissance totale à Teb n'est pas suffisante (pour appoint électrique)"]
[null,null,"Ajout des départs d'eau à 35°C et 60°C pour coller avec les données catalogues"]
["2018-07-02","AD","Actualisation des Puissances et COP en fonction de la température de départ calculée"]
[null,null,"Ajout des graphiques Loi d'eau + COP et puissance à différentes Températures de départ en fonction de la température extérieure"]
["2018-07-12","CW","Ajout du regimrad"]
["2018-07-17","AD","Correction préco pour GSHP (mise en ligne et bouton pour aller sur regimrad caché en attendant validation)"]
["2018-08-07","SF","Reprise du tool 17/07/2018 et passage en chappée avec toutes les modifs"]
[null,null,"Création d'une notice d'utilisation pour Chappée et De Dietrich"]
[null,null,"Ajout formules dans dimensionnement , a droite, pour modèle pac et type d'appoint"]
["2018-11-26","SF","Mise à jour de la préco + des calculs du nombre de jours dasn l'onglet résultat."]
[null,null,"Ajout d'un tableau récap à la fin du dimensionnement "]
["2018-11-29","SF","Ajout feuille Import CRM"]
[null,null,"Passage du tool en XLSM : ajout d'un bouton dans le chiffrage pour supprimer les quantités"]
["2019-01-21","SF","ajout tarif 2019"]
["2019-03-27","SF","Suppression des messages écrits à côté du chiffrage"]
[null,null,"Suppression filtre (ref: C100004417)"]
[null,null,"Ajout caelia 22 et 27 kW"]
[null,null,"Ajout sempra 16 kW"]
["2019-04-12","SF","Ajout du tarif avril 2019 "]
[null,null,"Restruturation du dimensionnement :"]
[null,null,"Ajout d'une partie avec : facteur de dimensionnement, et la température de service circuit chauffage peut etre manuelle ou automatiquement reporté (onglet radiateur)"]
[null,null,"Restructuration des caract. de l'installation tout centré et raisonnement logique"]
[null,null,"Changement avec facteur de dimensionnement dans onglet Préconisation"]
[null,null,"Changement dans résultat pour la température de service"]
["2019-04-18","SF","Dans la désignation du bâtiment (dimensionnement), changement des rendements "]
["2019-06-04","AD","Modif suite à la présentation au Blanc MESNIL"]
[null,null,"Bouton pour changer de page"]
[null,null,"ajout de logo"]
[null,null,"neuf ou réno"]
[null,null,"Tableau final remasterisé"]
[null,null,"Energie actuelle en bois buche ou en granulé"]
[null,null,"réorganisation"]
[null,null,"Correction d'un bug sur 2e préco lorsque puissance trop élevée"]
["2019-07-16","AD","Fin de modif générale (ajout de l'onglet DTU PAC, finalisation du chiffrage amélioré, ajout de l'hybride, neuf/ réno, boutons de navigation, logo, déperditions connues, bois bûches et granulés, suppresion T° départ PAC (simplifié ECS oui NON), type de régul hybride + réorganisation + tableau de résultats + simulation des aides"]
["2019-09-16","AD","Passage de l'outil chappée en DD"]
[null,null,"MAJ des gammes"]
[null,null,"Ajout de la strateo (chiffrage a effectuer lorsuqe références dispo)"]
[null,null,"MAJ chiffrage pour toutes les gammes"]
["2019-09-25","AD","Correction de bugs mineurs"]
[null,null,"Importation de chiffrage hybrdie fioul corrigé"]
[null,null,"Tableau récap en rénovation indique à nouveau les autres énergies."]
["2019-10-01","AD","Ajout de la cascade HPI pour dimensionnement et pour chiffrage"]
["2019-11-08","AD","Correction du décalage quand altitude est modififée "]
[null,null,"voir onglet résultat plage BB2 à BH16"]
[null,null,"Correction du nb de colonne dans la recherche des jours pour l'ecs"]
["2019-12-16","AD","Correction Macro chiffrage"]
[null,null,"Correction chiffrage propane"]
[null,null,"Correction photos"]
["2020-01-10","AD","MAJ des aides financières selon le nouveau Plan de Loi Finance PLF de janvier 2020."]
["2020-03-25","AD","MAJ TARIF AVRIL 2020"]
[null,null,"Ajout des HPI M"]
[null,null,"Rempacement des ALEZIO EVO par ALEZIO S / Alezio Compact par Alezio S COMPACT "]
[null,null,"Changement des ref pour les hybrides."]
[null,null,"Ajout des certains accessoires (bouteille de découplage et Soupape)"]