{"text_format":"1","workbook":"xlsx","n_sheets":7,"sheets":["OErtliNERGY","Coûts Energies","Communes","calculs réno","Mise à jour","Neuf","calculs neuf"],"not_rendered":{"charts":3,"images":2,"macros":1,"external_links":0,"defined_names":26,"comments":3,"pivot_tables":0},"unopened":[],"bounds":{"document_bytes":16777216,"sheet_cells":100000,"rows_first":2000,"rows_last":500,"rows_between":2000,"halvings":0,"cell_chars":16384,"cell_head_chars":4096},"cells_cut":0,"cells_raw":0,"read":"whole","date_system":"1900"}

{"sheet":"OErtliNERGY","index":0,"n_rows":119,"n_cols":10,"rows_kept":119,"cut":false,"hidden":false,"merged":[[1,3,1,9],[118,1,118,6],[2,2,8,5],[8,12,8,13]]}
[]
[null,null,null,"Bilans de consommation énergétique"]
[null,null,"Bilans de consommation énergétique\n                    - OErtliNERGY -"]
[]
[null,null,null,null,null,null,null,null,null,"Version 01/2021"]
[]
[]
[]
[null,null,null,null,null,null,null,null,"Version 07/2021"]
[]
[null,"Identification de l'étude "]
[]
[]
[]
["►","Rénovation",null,null,null,null,null,null,{"$f":"TODAY()","v":"2021-07-29"}]
[]
[null,"Données géographiques"]
[]
[]
[null,"Département de l'installation",null,"Commune",null,"Zone climatique"]
[null,"67 - Bas-Rhin",null,"MERTZWILLER",null,{"$f":"Communes!L12","v":"H1b"}]
[]
[null,"Altitude",null,"Température extérieure de base en °C"]
[null,169,null,{"$f":"Communes!L11","v":-15}]
[]
[null,"Caractéristiques du bâtiment"]
[]
[]
[]
[null,"Surface de la maison en m²",null,"Hauteur sous plafond en m",null,"Température de confort en °C"]
[null,120,null,2.5,null,19]
[]
[null,"Energie actuelle dans le bâtiment",null,"Rendement annuel du système de chauffage actuel",null,"ECS actuelle"]
[null,"Gaz naturel",null,"Rendement annuel = 80%",null,"Idem chauffage"]
[]
[null,"Deuxième énergie dans le bâtiment ? "]
[null,"OUI"]
[]
[null,"Quelle est cette deuxième énergie ? ",null,"Rendement annuel de la deuxième énergie"]
[null,"Electrique (clim…)",null,"Electrique"]
[]
[null,"Estimation des besoins en énergie par an (Chauffage + ECS)"]
[]
[null,"Nombre de personnes",null,"Consommation d'eau chaude"]
[null,4,null,"Normale (50 l/j à 55°C)"]
[]
[null,"Niveau d'isolation connu (G)"]
[null,"NON"]
[]
[null,"Consommation actuelle d'énergie",null,"Consommation de la deuxième énergie par an",null,"Consommation totale d'énergie par an"]
[null,2000,{"$f":"IF($B$37=\"NON\",\"\",\"+\")","v":"+"},150,"=",{"$f":"IF($B$37=\"OUI\",'calculs réno'!D178,IF($B$37=\"NON\",'calculs réno'!D172,\"\"))","v":2015}]
[null,{"$f":"VLOOKUP(B34,conso,2,FALSE)","v":"m3 de gaz naturel"},null,{"$f":"VLOOKUP(B40,conso2,2,FALSE)","v":"kWh électrique"},null,{"$f":"B52","v":"m3 de gaz naturel"}]
[null,null,null,null,null,"Conversion consommation 2ème énergie en consommation actuelle"]
[null,null,null,"Niveau d'isolation G estimé"]
[null,null,null,{"$f":"IFERROR('calculs réno'!H195,0)","v":0.82}]
[null,null,null,{"$f":"IF(B48=\"NON\",\"Valeur de G estimée à renseigner dans Niveau d'isolation (G)\",\"\")","v":"Valeur de G estimée à renseigner dans Niveau d'isolation (G)"}]
[]
[null,"Niveau d'isolation G",null,"Déperditions en kW"]
[null,0.82,null,{"$f":"'calculs réno'!C118","v":8.4}]
[]
[]
[null,"Récapitulatif de l'estimation des besoins Chauffage et ECS"]
[]
[null,"Besoins annuels total en kWh",null,"Besoins chauffage annuels en kWh",null,"Besoins ECS en kWh"]
[null,{"$f":"'calculs réno'!C122","v":16590.5},"=",{"$f":"'calculs réno'!C119","v":12398.4},"+",{"$f":"'calculs réno'!C121","v":4192.1000000000004}]
[]
[null,"Installation solaire"]
[]
[null,"Type d'installation solaire désirée",null,"Taux de couverture ECS en %",null,"Taux de couverture Chauffage en %"]
[null,"Aucune",null,60,null,20]
[]
[null,"Estimatif des coûts énergétiques annuels"]
[]
[]
[]
[]
[null,"Type d'Installation","Rendement du générateur sur PCI","Coût ECS\nen € TTC hors solaire\n(HC en élec)","Coût chauffage\nen € TTC hors solaire\n(1/3 HC - 2/3 HP)**",{"$f":"IF(B70=\"Aucune\",\"Coût total sans Solaire\nen € TTC\",\"Coût total avec Solaire\nen € TTC\")","v":"Coût total sans Solaire\nen € TTC"}]
[null,"Installation actuelle",{"$f":"'calculs réno'!E183","v":0.8},{"$f":"'calculs réno'!E132","v":441.91720833333335},{"$f":"'calculs réno'!F132","v":1408.7579999999996},{"$f":"IF($B$70=\"Aucune\",'calculs réno'!G132,IF($B$70=\"CESI\",'calculs réno'!H132,'calculs réno'!I132))","v":1850.6752083333329}]
[null,"Tout électrique",1,{"$f":"'calculs réno'!E133","v":563.41823999999997},{"$f":"'calculs réno'!F133","v":2121.5231999999996},{"$f":"IF($B$70=\"Aucune\",'calculs réno'!G133,IF($B$70=\"CESI\",'calculs réno'!H133,'calculs réno'!I133))","v":2684.9414399999996}]
[null,"PAC Air / Eau (Ap. Fioul)","COP de 3,5*",{"$f":"'calculs réno'!E134","v":563.41823999999997},{"$f":"'calculs réno'!F134","v":633.83519999999999},{"$f":"IF($B$70=\"Aucune\",'calculs réno'!G134,IF($B$70=\"CESI\",'calculs réno'!H134,'calculs réno'!I134))","v":1197.25344}]
[null,"PAC Sol-Eau / Eau","COP de 4*",{"$f":"'calculs réno'!E135","v":563.41823999999997},{"$f":"'calculs réno'!F135","v":560.92079999999999},{"$f":"IF($B$70=\"Aucune\",'calculs réno'!G135,IF($B$70=\"CESI\",'calculs réno'!H135,'calculs réno'!I135))","v":1124.3390399999998}]
[null,"Bois bûches",0.85,{"$f":"'calculs réno'!E136","v":172.61588235294118},{"$f":"'calculs réno'!F136","v":510.52235294117645},{"$f":"IF($B$70=\"Aucune\",'calculs réno'!G136,IF($B$70=\"CESI\",'calculs réno'!H136,'calculs réno'!I136))","v":683.13823529411764}]
[null,"Bois granulés",0.85,{"$f":"'calculs réno'!E137","v":286.46016666666668},{"$f":"'calculs réno'!F137","v":847.22400000000005},{"$f":"IF($B$70=\"Aucune\",'calculs réno'!G137,IF($B$70=\"CESI\",'calculs réno'!H137,'calculs réno'!I137))","v":1133.6841666666667}]
[null,"Gaz Condensation","109%*",{"$f":"'calculs réno'!E138","v":324.34290519877669},{"$f":"'calculs réno'!F138","v":1061.0245871559632},{"$f":"IF($B$70=\"Aucune\",'calculs réno'!G138,IF($B$70=\"CESI\",'calculs réno'!H138,'calculs réno'!I138))","v":1385.3674923547399}]
[null,"Gaz",0.93,{"$f":"'calculs réno'!E139","v":380.14383512544805},{"$f":"'calculs réno'!F139","v":1226.0593548387096},{"$f":"IF($B$70=\"Aucune\",'calculs réno'!G139,IF($B$70=\"CESI\",'calculs réno'!H139,'calculs réno'!I139))","v":1606.2031899641577}]
[null,"Fioul condensation","104%*",{"$f":"'calculs réno'!E140","v":293.85008653846154},{"$f":"'calculs réno'!F140","v":869.08015384615385},{"$f":"IF($B$70=\"Aucune\",'calculs réno'!G140,IF($B$70=\"CESI\",'calculs réno'!H140,'calculs réno'!I140))","v":1162.9302403846154}]
[null,"Fioul",0.93,{"$f":"'calculs réno'!E141","v":328.60654838709678},{"$f":"'calculs réno'!F141","v":971.87458064516113},{"$f":"IF($B$70=\"Aucune\",'calculs réno'!G141,IF($B$70=\"CESI\",'calculs réno'!H141,'calculs réno'!I141))","v":1300.481129032258}]
[null,"Propane condensation","107%*",{"$f":"'calculs réno'!E142","v":574.35687850467298},{"$f":"'calculs réno'!F142","v":1698.6966728971963},{"$f":"IF($B$70=\"Aucune\",'calculs réno'!G142,IF($B$70=\"CESI\",'calculs réno'!H142,'calculs réno'!I142))","v":2273.0535514018693}]
[null,"Propane",0.93,{"$f":"'calculs réno'!E143","v":660.81920430107539},{"$f":"'calculs réno'!F143","v":1954.4144516129029},{"$f":"IF($B$70=\"Aucune\",'calculs réno'!G143,IF($B$70=\"CESI\",'calculs réno'!H143,'calculs réno'!I143))","v":2615.2336559139785}]
[null,"*Rendements avec des émetteurs basse température  **Abonnement inclus"]
[]
[]
[]
[]
[]
[]
[]
[]
[]
[]
[]
[]
[]
[]
[]
[]
[]
[]
[]
[]
[]
[]
[]
[]
[]
[]
[]
[]
[null,"Les résultats de cette feuille de calcul sont donnés à titre indicatif. La responsabilité de Oertli ne peut en aucun cas être engagée sur le résultat ou tout autre utilisation."]

{"sheet":"Coûts Energies","index":1,"n_rows":83,"n_cols":9,"rows_kept":83,"cut":false,"hidden":false,"merged":[[65,2,65,3],[65,6,65,7],[2,2,2,8],[11,2,11,4],[11,6,11,8],[49,2,49,3]]}
[]
[]
[null,null,"Coûts des énergies"]
[]
[]
[]
[]
[null,null,null,null,null,null,null,null,"Version 07/2021"]
[]
[null,null,"Electricité"]
[]
[null,null,"Tarif de base",null,null,null,"Tarif HP/HC"]
[]
[null,null,"Electricité : Prix de 100 kWh en € TTC",null,"Au 01/2021",null,"Electricité : Prix de 100 kWh en € TTC",null,{"$f":"E14","v":"Au 01/2021"}]
[null,null,"3 kVA",15.57,15.57,null,"HP : Heures Pleines",17.98,17.98]
[null,null,"6 kVA",15.57,15.57,null,"HC : Heures Creuses",13.44,13.44]
[null,null,"9 kVA",15.97,15.97]
[null,null,"12 kVA",15.97,15.97]
[null,null,"15 kVA",15.97,15.97]
[null,null,"18 kVA",15.97,15.97]
[null,null,"24 kVA",15.97,15.97]
[null,null,"30 kVA",15.97,15.97]
[null,null,"36 kVA",15.97,15.97]
[]
[null,null,"Abonnement annuel en € TTC",null,{"$f":"E14","v":"Au 01/2021"},null,"Abonnement annuel en € TTC",null,{"$f":"E14","v":"Au 01/2021"}]
[null,null,"3 kVA",103.08,103.08,null,"6 kVA",139.19999999999999,139.19999999999999]
[null,null,"6 kVA",127.92,127.92,null,"9 kVA",172.08,172.08]
[null,null,"9 kVA",152.63999999999999,152.63999999999999,null,"12 kVA",203.16,203.16]
[null,null,"12 kVA",177.48,177.48,null,"15 kVA",232.56,232.56]
[null,null,"15 kVA",201.48,201.48,null,"18 kVA",259.56,259.56]
[null,null,"18 kVA",226.08,226.08,null,"24 kVA",320.64,320.64]
[null,null,"24 kVA",279.60000000000002,279.60000000000002,null,"30 kVA",354.12,354.12]
[null,null,"30 kVA",335.76,335.76,null,"36 kVA",401.52,401.52]
[null,null,"36 kVA",377.16,377.16]
[]
[null,null,"Gaz tarif réglementé"]
[]
[]
[]
[null,null,"Gaz : Prix de 100 kWh PCS en € TTC",null,{"$f":"E14","v":"Au 01/2021"},null,"Abonnement annuel en € TTC",null,{"$f":"E14","v":"Au 01/2021"}]
[null,null,"Tarif Base",7.59,7.59,null,"Tarif B1",101.76,101.76]
[null,null,"Tarif B0",7.59,7.59,null,"Tarif B0",101.76,101.76]
[null,null,"Tarif B1",5.12,5.12,null,"Tarif B1",248.64,248.64]
[null,null,"Tarif B2l",5.12,5.12,null,"Tarif B12l",248.64,248.64]
[]
[null,null,"Fioul"]
[]
[]
[]
[null,null,"Fioul : Prix de 100 kWh PCI en € TTC",null,{"$f":"E14","v":"Au 01/2021"}]
[null,null,"Fioul",7.29,7.29]
[]
[]
[null,null,"Propane"]
[]
[]
[]
[null,null,"Propane : Prix de 100 kWh PCI en € TTC",null,{"$f":"E14","v":"Au 01/2021"}]
[null,null,"Propane",14.66,14.66]
[]
[]
[null,null,"Bois"]
[]
[]
[]
[null,null,"Bois bûche : Prix du stère en € TTC",null,"Au 09/2020",null,"Granulé bois : Prix de la tonne en € TTC",null,"Au 09/2020"]
[null,null,"Bois",70,70,null,"Granulé bois",278.8,278.8]
[]
[]
[null,null,"Correspondance Energétique"]
[]
[null,null,"1 litre fioul",10,"kWh PCI",10.638297872340425,"kWh PCS"]
[null,null,"1 m3 gaz naturel",10,"kWh PCI",11.111111111111111,"kWh PCS"]
[null,null,"1 kg propane",12.8,"kWh PCI",13.913043478260869,"kWh PCS"]
[null,null,"1 kg Granulés",4.8,"kWh PCI"]
[null,null,"1 Stère de bûche",2000,"kWh PCI"]
[]
[]
[null,null,"Tarifs EDF elec : ","https://selectra.info/energie/fournisseurs/edf/tarifs"]
[null,null,null,"https://www.kelwatt.fr/fournisseurs/edf/prix/tarifs-2021"]
[]
[null,null,"Source tarif energies : ","http://developpement-durable.bsocom.fr/statistiques/ReportFolders/reportFolders.aspx"]
[null,null,null,"https://www.kelwatt.fr/prix/engie"]

{"sheet":"Communes","index":2,"n_rows":36613,"n_cols":32,"rows_kept":4500,"cut":true,"hidden":true,"merged":[[16,13,16,21],[29,10,30,11]],"bounds":{"rows_first":2000,"rows_last":500,"rows_between":2000,"halvings":0}}
["Index","Code Dép","Département","Formule pour liste commune :","Commune","Formule département","Zone","Altitude Moyenne","Formule altitude"]
[1,1,"AIN",{"$f":"IF($L$2=F2,1,0)","v":0},"AMBRONAY",{"$f":"B2&\" - \"&C2","v":"1 - AIN"},"G",309,{"$f":"IF(AND(H2>=0,H2<=200),$M$19,\nIF(AND(H2>=201,H2<=400),$M$20,\nIF(AND(H2>=401,H2<=600),$M$21,\nIF(AND(H2>=601,H2<=800),$M$22,\nIF(AND(H2>=801,H2<=1000),$M$23,\nIF(AND(H2>=1001,H2<=1200),$M$24,\nIF(AND(H2>=1201,H2<=1400),$M$25,\nIF(AND(H2>=1401,H2<=1600),$M$26,\nIF(AND(H2>=1601,H2<=1800),$M$27,\nIF(AND(H2>=1801,H2<=2000),$M$28,\nIF(AND(H2>=2001,H2<=2200),$M$29,\nIF(AND(H2>=2201,H2<=2400),$M$30,\nIF(AND(H2>=2401,H2<=2600),$M$31,\"erreur\")))))))))))))","v":"201 à 400 m"},null,"Données :",{"$f":"OErtliNERGY!B21","v":"67 - Bas-Rhin"},null,"Liens :","https://www.rothelec.fr/temperature-exterieure-de-base-zone-geographique",null,null,null,null,null,null,null,null,"Liste déroulante choix comune :",null,null,null,"Formule tri :","Liste finale dans l'ordre :"]
[2,1,"AIN",{"$f":"IF($L$2=F3,1+D2,0)","v":0},"LAGNIEU",{"$f":"B3&\" - \"&C3","v":"1 - AIN"},"G",265,{"$f":"IF(AND(H3>=0,H3<=200),$M$19,\nIF(AND(H3>=201,H3<=400),$M$20,\nIF(AND(H3>=401,H3<=600),$M$21,\nIF(AND(H3>=601,H3<=800),$M$22,\nIF(AND(H3>=801,H3<=1000),$M$23,\nIF(AND(H3>=1001,H3<=1200),$M$24,\nIF(AND(H3>=1201,H3<=1400),$M$25,\nIF(AND(H3>=1401,H3<=1600),$M$26,\nIF(AND(H3>=1601,H3<=1800),$M$27,\nIF(AND(H3>=1801,H3<=2000),$M$28,\nIF(AND(H3>=2001,H3<=2200),$M$29,\nIF(AND(H3>=2201,H3<=2400),$M$30,\nIF(AND(H3>=2401,H3<=2600),$M$31,\"erreur\")))))))))))))","v":"201 à 400 m"},null,null,{"$f":"OErtliNERGY!D21","v":"MERTZWILLER"},null,null,"https://www.data.gouv.fr/fr/datasets/correspondance-entre-les-codes-postaux-et-codes-insee-des-communes-francaises/",null,null,null,null,null,null,null,1,{"$f":"IFERROR(VLOOKUP(W3,$D$2:$F$36613,2,FALSE),\"\")","v":"DURNINGEN"},null,null,null,{"$f":"IF(X3=\"\",\"\",SUMPRODUCT((X$3:X$897<=X3)-(ISBLANK(X$3:X$897))))","v":472},{"$f":"IF(ISNA(MATCH(MIN(AB$3:AB$897)+ROW()-ROW(AC$3),AB$3:AB$897,0)),\"\",INDEX(X$3:X$897,MATCH(MIN(AB$3:AB$897)+ROW()-ROW(AC$3),AB$3:AB$897,0)))","v":"ACHENHEIM"},null,null,{"$f":"LOOKUP(\"zzzzz\",CHOOSE({1.2},\"\",INDEX($AC$2:$AC$897,SMALL(IF($AC$2:$AC$897<>\"\",ROWS($AC$2:$AC$897)),ROWS($AF$3:AF3)))))","v":""}]
[3,1,"AIN",{"$f":"IF($L$2=F4,1+D3,0)","v":0},"SAINT-ELOI","1 - AIN","G",284,"201 à 400 m",null,null,{"$f":"VLOOKUP(L2,F:G,2,FALSE)","v":"I"},null,null,"http://www.annuaire-des-mairies.com/",null,null,null,null,null,null,null,2,"ALTORF",null,null,null,{"$f":"IF(X4=\"\",\"\",SUMPRODUCT((X$3:X$897<=X4)-(ISBLANK(X$3:X$897))))","v":375},{"$f":"IF(ISNA(MATCH(MIN(AB$3:AB$897)+ROW()-ROW(AC$3),AB$3:AB$897,0)),\"\",INDEX(X$3:X$897,MATCH(MIN(AB$3:AB$897)+ROW()-ROW(AC$3),AB$3:AB$897,0)))","v":"ADAMSWILLER"}]
[4,1,"AIN",0,"POUGNY","1 - AIN","G",387,"201 à 400 m",null,null,{"$f":"VLOOKUP(L3,E:I,5,FALSE)","v":"0 à 200 m"},{"$f":"IF(AND(M6>=0,M6<=200),$M$19,\nIF(AND(M6>=201,M6<=400),$M$20,\nIF(AND(M6>=401,M6<=600),$M$21,\nIF(AND(M6>=601,M6<=800),$M$22,\nIF(AND(M6>=801,M6<=1000),$M$23,\nIF(AND(M6>=1001,M6<=1200),$M$24,\nIF(AND(M6>=1201,M6<=1400),$M$25,\nIF(AND(M6>=1401,M6<=1600),$M$26,\nIF(AND(M6>=1601,M6<=1800),$M$27,\nIF(AND(M6>=1801,M6<=2000),$M$28,\nIF(AND(M6>=2001,M6<=2200),$M$29,\nIF(AND(M6>=2201,M6<=2400),$M$30,\nIF(AND(M6>=2401,M6<=2600),$M$31,\"erreur\")))))))))))))","v":"0 à 200 m"},null,null,null,null,null,null,null,null,null,3,"ROSTEIG",null,null,null,{"$f":"IF(X5=\"\",\"\",SUMPRODUCT((X$3:X$897<=X5)-(ISBLANK(X$3:X$897))))","v":754},"ALBE"]
[5,1,"AIN",0,"VIRIGNIN","1 - AIN","G",275,"201 à 400 m",null,null,{"$f":"VLOOKUP(L3,E:H,4,FALSE)","v":169},{"$f":"OErtliNERGY!B24","v":169},null,null,"= formule",null,null,null,null,null,null,4,"HAGUENAU",null,null,null,{"$f":"IF(X6=\"\",\"\",SUMPRODUCT((X$3:X$897<=X6)-(ISBLANK(X$3:X$897))))","v":537},"ALLENWILLER"]
[6,1,"AIN",0,"FARAMANS","1 - AIN","G",283,"201 à 400 m",null,null,null,null,null,null,"= formule/donnée qui ne se déroule pas (change à chaque dép)",null,null,null,null,null,null,5,"WESTHOUSE-MARMOUTIER",null,null,null,{"$f":"IF(X7=\"\",\"\",SUMPRODUCT((X$3:X$897<=X7)-(ISBLANK(X$3:X$897))))","v":864},"ALTECKENDORF"]
[7,1,"AIN",0,"LOCHIEU","1 - AIN","G",920,"801 à 1000 m",null,"n° ligne :",{"$f":"IF($M$6<>$L$6,MATCH(M5,M19:M31,0),MATCH(L5,M19:M31,0))","v":1},null,null,null,"= si utilisateur choisi autre altitude que la recherche",null,null,null,null,null,null,6,"SINGRIST",null,null,null,{"$f":"IF(X8=\"\",\"\",SUMPRODUCT((X$3:X$897<=X8)-(ISBLANK(X$3:X$897))))","v":809},"ALTENHEIM"]
[8,1,"AIN",0,"IZERNORE","1 - AIN","G",535,"401 à 600 m",null,"n° colonne :",{"$f":"MATCH(L4,N18:V18,0)","v":9},null,null,null,"= colonne D formule différente pour 1ere ville du département",null,null,null,null,null,null,7,"GRIES",null,null,null,{"$f":"IF(X9=\"\",\"\",SUMPRODUCT((X$3:X$897<=X9)-(ISBLANK(X$3:X$897))))","v":529},"ALTORF"]
[9,1,"AIN",0,"ETREZ","1 - AIN","G",219,"201 à 400 m",null,null,null,null,null,null,null,null,null,null,null,null,null,8,"SCHOENENBOURG",null,null,null,{"$f":"IF(X10=\"\",\"\",SUMPRODUCT((X$3:X$897<=X10)-(ISBLANK(X$3:X$897))))","v":795},"ALTWILLER"]
[10,1,"AIN",0,"GIRON","1 - AIN","G",1040,"1001 à 1200 m",null,"Choix Text de base :",{"$f":"INDEX(N19:V31,L8,L9)","v":-15},null,null,null,null,null,null,null,null,null,null,9,"SAASENHEIM",null,null,null,{"$f":"IF(X11=\"\",\"\",SUMPRODUCT((X$3:X$897<=X11)-(ISBLANK(X$3:X$897))))","v":762},"ANDLAU"]
[11,1,"AIN",0,"LA BOISSE","1 - AIN","G",230,"201 à 400 m",null,"Zone climatique :",{"$f":"VLOOKUP(L2,'calculs réno'!E4:AN99,36,FALSE)","v":"H1b"},null,null,null,null,null,null,null,null,null,null,10,"DORLISHEIM",null,null,null,{"$f":"IF(X12=\"\",\"\",SUMPRODUCT((X$3:X$897<=X12)-(ISBLANK(X$3:X$897))))","v":464},"ARTOLSHEIM"]
[12,1,"AIN",0,"GEX","1 - AIN","G",949,"801 à 1000 m",null,null,null,null,null,null,null,null,null,null,null,null,null,11,"DOSSENHEIM-SUR-ZINSEL",null,null,null,{"$f":"IF(X13=\"\",\"\",SUMPRODUCT((X$3:X$897<=X13)-(ISBLANK(X$3:X$897))))","v":466},"ASCHBACH"]
[13,1,"AIN",0,"LENT","1 - AIN","G",268,"201 à 400 m",null,null,null,null,null,null,null,null,null,null,null,null,null,12,"DINGSHEIM",null,null,null,{"$f":"IF(X14=\"\",\"\",SUMPRODUCT((X$3:X$897<=X14)-(ISBLANK(X$3:X$897))))","v":460},"ASSWILLER"]
[14,1,"AIN",0,"SANDRANS","1 - AIN","G",275,"201 à 400 m",null,null,null,null,null,null,null,null,null,null,null,null,null,13,"WESTHOFFEN",null,null,null,{"$f":"IF(X15=\"\",\"\",SUMPRODUCT((X$3:X$897<=X15)-(ISBLANK(X$3:X$897))))","v":862},"AUENHEIM"]
[15,1,"AIN",0,"THOISSEY","1 - AIN","G",171,"0 à 200 m",null,null,null,null,{"$f":"COUNTIF($G$2:$G$36613,N$18)","v":614},2094,7375,10188,2630,2327,6462,2077,2845,14,"OBERBRONN",null,null,null,{"$f":"IF(X16=\"\",\"\",SUMPRODUCT((X$3:X$897<=X16)-(ISBLANK(X$3:X$897))))","v":688},"AVOLSHEIM"]
[16,1,"AIN",0,"CHAZEY-BONS","1 - AIN","G",282,"201 à 400 m",null,null,null,"Altitude","Zone",null,null,null,null,null,null,null,null,15,"WALDHAMBACH",null,null,null,{"$f":"IF(X17=\"\",\"\",SUMPRODUCT((X$3:X$897<=X17)-(ISBLANK(X$3:X$897))))","v":852},"BAERENDORF"]
[17,1,"AIN",0,"ARMIX","1 - AIN","G",831,"801 à 1000 m"," ",null,null,null,"A","B","C","D","E","F","G","H","I",16,"KILSTETT",null,null,null,{"$f":"IF(X18=\"\",\"\",SUMPRODUCT((X$3:X$897<=X18)-(ISBLANK(X$3:X$897))))","v":588},"BALBRONN"]
[18,1,"AIN",0,"SAINT-VULBAS","1 - AIN","G",206,"201 à 400 m",null,null,null,"0 à 200 m",-2,-4,-5,-7,-8,-9,-10,-12,-15,17,"HILSENHEIM",null,null,null,{"$f":"IF(X19=\"\",\"\",SUMPRODUCT((X$3:X$897<=X19)-(ISBLANK(X$3:X$897))))","v":552},"BALDENHEIM"]
[19,1,"AIN",0,"SAINT-LAURENT-SUR-SAONE","1 - AIN","G",171,"0 à 200 m",null,null,null,"201 à 400 m",-4,-5,-6,-8,-9,-10,-11,-13,-15,18,"SAINT-MARTIN",null,null,null,{"$f":"IF(X20=\"\",\"\",SUMPRODUCT((X$3:X$897<=X20)-(ISBLANK(X$3:X$897))))","v":766},"BAREMBACH"]
[20,1,"AIN",0,"BENONCES","1 - AIN","G",702,"601 à 800 m",null,null,null,"401 à 600 m",-6,-6,-7,-9,-11,-11,-13,-15,-19,19,"MUNDOLSHEIM",null,null,null,{"$f":"IF(X21=\"\",\"\",SUMPRODUCT((X$3:X$897<=X21)-(ISBLANK(X$3:X$897))))","v":661},"BARR"]
[21,1,"AIN",0,"MONTAGNAT","1 - AIN","G",248,"201 à 400 m",null,null,null,"601 à 800 m",-8,-7,-8,-11,-13,-12,-14,-17,-21,20,"BASSEMBERG",null,null,null,{"$f":"IF(X22=\"\",\"\",SUMPRODUCT((X$3:X$897<=X22)-(ISBLANK(X$3:X$897))))","v":388},"BASSEMBERG"]
[22,1,"AIN",0,"SAINT-JEAN-SUR-REYSSOUZE","1 - AIN","G",198,"0 à 200 m",null,null,null,"801 à 1000 m",-10,-8,-9,-13,-15,-13,-17,-19,-23,21,"BARR",null,null,null,{"$f":"IF(X23=\"\",\"\",SUMPRODUCT((X$3:X$897<=X23)-(ISBLANK(X$3:X$897))))","v":387},"BATZENDORF"]
[23,1,"AIN",0,"BEREZIAT","1 - AIN","G",201,"201 à 400 m",null,null,null,"1001 à 1200 m",-12,-9,-10,-14,-17,"-",-19,-23,-24,22,"HOCHFELDEN",null,null,null,{"$f":"IF(X24=\"\",\"\",SUMPRODUCT((X$3:X$897<=X24)-(ISBLANK(X$3:X$897))))","v":558},"BEINHEIM"]
[24,1,"AIN",0,"PUGIEU","1 - AIN","G",289,"201 à 400 m",null,null,null,"1201 à 1400 m",-14,-10,-11,-15,-19,"-",-21,-24,-25,23,"BATZENDORF",null,null,null,{"$f":"IF(X25=\"\",\"\",SUMPRODUCT((X$3:X$897<=X25)-(ISBLANK(X$3:X$897))))","v":389},"BELLEFOSSE"]
[25,1,"AIN",0,"VERSONNEX","1 - AIN","G",477,"401 à 600 m",null,null,null,"1401 à 1600 m",-16,"-",-12,"-",-21,"-",-23,"-","-",24,"ORSCHWILLER",null,null,null,{"$f":"IF(X26=\"\",\"\",SUMPRODUCT((X$3:X$897<=X26)-(ISBLANK(X$3:X$897))))","v":708},"BELMONT"]
[26,1,"AIN",0,"SAINT-GEORGES-SUR-RENON","1 - AIN","G",265,"201 à 400 m",null,null,null,"1601 à 1800 m",-18,"-",-13,"-",-23,"-",-24,"-","-",25,"BOUXWILLER",null,null,null,{"$f":"IF(X27=\"\",\"\",SUMPRODUCT((X$3:X$897<=X27)-(ISBLANK(X$3:X$897))))","v":426},"BENFELD"]
[27,1,"AIN",0,"JUJURIEUX","1 - AIN","G",363,"201 à 400 m",null,null,null,"1801 à 2000 m",-20,"-",-14,"-",-25,"-",-25,"-","-",26,"OTTERSTHAL",null,null,null,{"$f":"IF(X28=\"\",\"\",SUMPRODUCT((X$3:X$897<=X28)-(ISBLANK(X$3:X$897))))","v":712},"BERG"]
[28,1,"AIN",0,"CONZIEU","1 - AIN","G",444,"401 à 600 m",null,null,null,"2001 à 2200 m","-","-",-15,"-",-27,"-",-29,"-","-",27,"LIPSHEIM",null,null,null,{"$f":"IF(X29=\"\",\"\",SUMPRODUCT((X$3:X$897<=X29)-(ISBLANK(X$3:X$897))))","v":622},"BERGBIETEN"]
[29,1,"AIN",0,"PIRAJOUX","1 - AIN","G",211,"201 à 400 m",null,"ajout car n'était pas dispo sur le site",null,"2201 à 2400 m","-","-",-17,"-",-29,"-",-30,"-","-",28,"WOLXHEIM",null,null,null,{"$f":"IF(X30=\"\",\"\",SUMPRODUCT((X$3:X$897<=X30)-(ISBLANK(X$3:X$897))))","v":889},"BERNARDSWILLER"]
[30,1,"AIN",0,"EVOSGES","1 - AIN","G",831,"801 à 1000 m",null,null,null,"2401 à 2600 m","-","-",-19,"-",-30,"-",-30,"-","-",29,"ECKBOLSHEIM",null,null,null,{"$f":"IF(X31=\"\",\"\",SUMPRODUCT((X$3:X$897<=X31)-(ISBLANK(X$3:X$897))))","v":480},"BERNARDVILLE"]
[31,1,"AIN",0,"BEARD-GEOVREISSIAT","1 - AIN","G",533,"401 à 600 m",null,null,null,null,null,null,null,null,null,null,null,null,null,30,"URBEIS",null,null,null,{"$f":"IF(X32=\"\",\"\",SUMPRODUCT((X$3:X$897<=X32)-(ISBLANK(X$3:X$897))))","v":839},"BERNOLSHEIM"]
[32,1,"AIN",0,"NEUVILLE-LES-DAMES","1 - AIN","G",243,"201 à 400 m",null,null,null,null,null,null,null,null,null,null,null,null,null,31,"BETSCHDORF",null,null,null,{"$f":"IF(X33=\"\",\"\",SUMPRODUCT((X$3:X$897<=X33)-(ISBLANK(X$3:X$897))))","v":401},"BERSTETT"]
[33,1,"AIN",0,"SAINT-ANDRE-DE-CORCY","1 - AIN","G",291,"201 à 400 m",null,null,null,"Altitude","Coeff correction altitude",null,null,null,null,null,null,null,null,32,"BERG",null,null,null,{"$f":"IF(X34=\"\",\"\",SUMPRODUCT((X$3:X$897<=X34)-(ISBLANK(X$3:X$897))))","v":394},"BERSTHEIM"]
[34,1,"AIN",0,"CHAVANNES-SUR-REYSSOUZE","1 - AIN","G",198,"0 à 200 m",null,null,null,"0 à 200 m",1,null,null,null,null,null,null,null,null,33,"HARSKIRCHEN",null,null,null,{"$f":"IF(X35=\"\",\"\",SUMPRODUCT((X$3:X$897<=X35)-(ISBLANK(X$3:X$897))))","v":540},"BETSCHDORF"]
[35,1,"AIN",0,"RAMASSE","1 - AIN","G",394,"201 à 400 m",null,null,null,"201 à 400 m",1.01,null,null,null,null,null,null,null,null,34,"VILLE",null,null,null,{"$f":"IF(X36=\"\",\"\",SUMPRODUCT((X$3:X$897<=X36)-(ISBLANK(X$3:X$897))))","v":846},"BETTWILLER"]
[36,1,"AIN",0,"BANEINS","1 - AIN","G",242,"201 à 400 m",null,null,null,"401 à 600 m",1.03,null,null,null,null,null,null,null,null,35,"BOURGHEIM",null,null,null,{"$f":"IF(X37=\"\",\"\",SUMPRODUCT((X$3:X$897<=X37)-(ISBLANK(X$3:X$897))))","v":425},"BIBLISHEIM"]
[37,1,"AIN",0,"REYSSOUZE","1 - AIN","G",181,"0 à 200 m",null,null,null,"601 à 800 m",1.05,null,null,null,null,null,null,null,null,36,"KRIEGSHEIM",null,null,null,{"$f":"IF(X38=\"\",\"\",SUMPRODUCT((X$3:X$897<=X38)-(ISBLANK(X$3:X$897))))","v":600},"BIETLENHEIM"]
[38,1,"AIN",0,"CHALEINS","1 - AIN","G",234,"201 à 400 m",null,null,null,"801 à 1000 m",1.07,null,null,null,null,null,null,null,null,37,"MITTELSCHAEFFOLSHEIM",null,null,null,{"$f":"IF(X39=\"\",\"\",SUMPRODUCT((X$3:X$897<=X39)-(ISBLANK(X$3:X$897))))","v":650},"BILWISHEIM"]
[39,1,"AIN",0,"SAINT-MARCEL","1 - AIN","G",285,"201 à 400 m",null,null,null,"1001 à 1200 m",1.0900000000000001,null,null,null,null,null,null,null,null,38,"OERMINGEN",null,null,null,{"$f":"IF(X40=\"\",\"\",SUMPRODUCT((X$3:X$897<=X40)-(ISBLANK(X$3:X$897))))","v":702},"BINDERNHEIM"]
[40,1,"AIN",0,"SAINT-JEAN-DE-NIOST","1 - AIN","G",216,"201 à 400 m",null,null,null,"1201 à 1400 m",1.1100000000000001,null,null,null,null,null,null,null,null,39,"SCHIRRHOFFEN",null,null,null,{"$f":"IF(X41=\"\",\"\",SUMPRODUCT((X$3:X$897<=X41)-(ISBLANK(X$3:X$897))))","v":790},"BIRKENWALD"]
[41,1,"AIN",0,"SAINT-DIDIER-DE-FORMANS","1 - AIN","G",221,"201 à 400 m",null,null,null,"1401 à 1600 m",1.1299999999999999,null,null,null,null,null,null,null,null,40,"MACKENHEIM",null,null,null,{"$f":"IF(X42=\"\",\"\",SUMPRODUCT((X$3:X$897<=X42)-(ISBLANK(X$3:X$897))))","v":631},"BISCHHEIM"]
[42,1,"AIN",0,"SAINT-JEAN-LE-VIEUX","1 - AIN","G",292,"201 à 400 m",null,null,null,"1601 à 1800 m",1.1499999999999999,null,null,null,null,null,null,null,null,41,"WEISLINGEN",null,null,null,{"$f":"IF(X43=\"\",\"\",SUMPRODUCT((X$3:X$897<=X43)-(ISBLANK(X$3:X$897))))","v":859},"BISCHHOLTZ"]
[43,1,"AIN",0,"ECHENEVEX","1 - AIN","G",985,"801 à 1000 m",null,null,null,"1801 à 2000 m",1.17,null,null,null,null,null,null,null,null,42,"FURDENHEIM",null,null,null,{"$f":"IF(X44=\"\",\"\",SUMPRODUCT((X$3:X$897<=X44)-(ISBLANK(X$3:X$897))))","v":511},"BISCHOFFSHEIM"]
[44,1,"AIN",0,"CHEZERY-FORENS","1 - AIN","G",996,"801 à 1000 m",null,null,null,"2001 à 2200m",1.19,null,null,null,null,null,null,null,null,43,"SCHAFFHOUSE-PRES-SELTZ",null,null,null,{"$f":"IF(X45=\"\",\"\",SUMPRODUCT((X$3:X$897<=X45)-(ISBLANK(X$3:X$897))))","v":779},"BISCHWILLER"]
[45,1,"AIN",0,"SAINT-NIZIER-LE-DESERT","1 - AIN","G",281,"201 à 400 m",null,null,null,"2201 à 2400m",1.21,null,null,null,null,null,null,null,null,44,"SARRE-UNION",null,null,null,{"$f":"IF(X46=\"\",\"\",SUMPRODUCT((X$3:X$897<=X46)-(ISBLANK(X$3:X$897))))","v":774},"BISSERT"]
[46,1,"AIN",0,"BRENS","1 - AIN","G",252,"201 à 400 m",null,null,null,"2401 à 2600m",1.23,null,null,null,null,null,null,null,null,45,"PREUSCHDORF",null,null,null,{"$f":"IF(X47=\"\",\"\",SUMPRODUCT((X$3:X$897<=X47)-(ISBLANK(X$3:X$897))))","v":723},"BITSCHHOFFEN"]
[47,1,"AIN",0,"ARANDAS","1 - AIN","G",749,"601 à 800 m",null,null,null,null,null,null,null,null,null,null,null,null,null,46,"OBERROEDERN",null,null,null,{"$f":"IF(X48=\"\",\"\",SUMPRODUCT((X$3:X$897<=X48)-(ISBLANK(X$3:X$897))))","v":697},"BLAESHEIM"]
[48,1,"AIN",0,"SAINT-ALBAN","1 - AIN","G",521,"401 à 600 m",null,null,null,null,null,null,null,null,null,null,null,null,null,47,"LA BROQUE",null,null,null,{"$f":"IF(X49=\"\",\"\",SUMPRODUCT((X$3:X$897<=X49)-(ISBLANK(X$3:X$897))))","v":604},"BLANCHERUPT"]
[49,1,"AIN",0,"BOULIGNEUX","1 - AIN","G",282,"201 à 400 m",null,null,null,null,null,null,null,null,null,null,null,null,null,48,"MULHAUSEN",null,null,null,{"$f":"IF(X50=\"\",\"\",SUMPRODUCT((X$3:X$897<=X50)-(ISBLANK(X$3:X$897))))","v":659},"BLIENSCHWILLER"]
[50,1,"AIN",0,"CURTAFOND","1 - AIN","G",216,"201 à 400 m",null,null,null,null,null,null,null,null,null,null,null,null,null,49,"HEILIGENSTEIN",null,null,null,{"$f":"IF(X51=\"\",\"\",SUMPRODUCT((X$3:X$897<=X51)-(ISBLANK(X$3:X$897))))","v":546},"BOERSCH"]
[51,1,"AIN",0,"ARBIGNIEU","1 - AIN","G",289,"201 à 400 m",null,null,null,null,null,null,null,null,null,null,null,null,null,50,"GOUGENHEIM",null,null,null,{"$f":"IF(X52=\"\",\"\",SUMPRODUCT((X$3:X$897<=X52)-(ISBLANK(X$3:X$897))))","v":523},"BOESENBIESEN"]
[52,1,"AIN",0,"DOUVRES","1 - AIN","G",325,"201 à 400 m",null,null,null,null,null,null,null,null,null,null,null,null,null,51,"WALBOURG",null,null,null,{"$f":"IF(X53=\"\",\"\",SUMPRODUCT((X$3:X$897<=X53)-(ISBLANK(X$3:X$897))))","v":850},"BOLSENHEIM"]
[53,1,"AIN",0,"CORCELLES","1 - AIN","G",898,"801 à 1000 m",null,null,null,null,null,null,null,null,null,null,null,null,null,52,"MUTZIG",null,null,null,{"$f":"IF(X54=\"\",\"\",SUMPRODUCT((X$3:X$897<=X54)-(ISBLANK(X$3:X$897))))","v":665},"BOOFZHEIM"]
[54,1,"AIN",0,"CHATILLON-SUR-CHALARONNE","1 - AIN","G",246,"201 à 400 m",null,null,null,null,null,null,null,null,null,null,null,null,null,53,"ITTENHEIM",null,null,null,{"$f":"IF(X55=\"\",\"\",SUMPRODUCT((X$3:X$897<=X55)-(ISBLANK(X$3:X$897))))","v":578},"BOOTZHEIM"]
[55,1,"AIN",0,"JOURNANS","1 - AIN","G",356,"201 à 400 m",null,null,null,null,null,null,null,null,null,null,null,null,null,54,"BRUMATH",null,null,null,{"$f":"IF(X56=\"\",\"\",SUMPRODUCT((X$3:X$897<=X56)-(ISBLANK(X$3:X$897))))","v":430},"BOSSELSHAUSEN"]
[56,1,"AIN",0,"MERIGNAT","1 - AIN","G",452,"401 à 600 m",null,null,null,null,null,null,null,null,null,null,null,null,null,55,"BITSCHHOFFEN",null,null,null,{"$f":"IF(X57=\"\",\"\",SUMPRODUCT((X$3:X$897<=X57)-(ISBLANK(X$3:X$897))))","v":413},"BOSSENDORF"]
[57,1,"AIN",0,"CONFRANCON","1 - AIN","G",209,"201 à 400 m",null,null,null,null,null,null,null,null,null,null,null,null,null,56,"ZEHNACKER",null,null,null,{"$f":"IF(X58=\"\",\"\",SUMPRODUCT((X$3:X$897<=X58)-(ISBLANK(X$3:X$897))))","v":890},"BOURG-BRUCHE"]
[58,1,"AIN",0,"DAGNEUX","1 - AIN","G",220,"201 à 400 m",null,null,null,null,null,null,null,null,null,null,null,null,null,57,"KOGENHEIM",null,null,null,{"$f":"IF(X59=\"\",\"\",SUMPRODUCT((X$3:X$897<=X59)-(ISBLANK(X$3:X$897))))","v":596},"BOURGHEIM"]
[59,1,"AIN",0,"SAINT-MAURICE-DE-REMENS","1 - AIN","G",224,"201 à 400 m",null,null,null,null,null,null,null,null,null,null,null,null,null,58,"OBERNAI",null,null,null,{"$f":"IF(X60=\"\",\"\",SUMPRODUCT((X$3:X$897<=X60)-(ISBLANK(X$3:X$897))))","v":696},"BOUXWILLER"]
[60,1,"AIN",0,"OZAN","1 - AIN","G",187,"0 à 200 m",null,null,null,null,null,null,null,null,null,null,null,null,null,59,"HOLTZHEIM",null,null,null,{"$f":"IF(X61=\"\",\"\",SUMPRODUCT((X$3:X$897<=X61)-(ISBLANK(X$3:X$897))))","v":566},"BREITENAU"]
[61,1,"AIN",0,"PREMILLIEU","1 - AIN","G",885,"801 à 1000 m",null,null,null,null,null,null,null,null,null,null,null,null,null,60,"MARMOUTIER",null,null,null,{"$f":"IF(X62=\"\",\"\",SUMPRODUCT((X$3:X$897<=X62)-(ISBLANK(X$3:X$897))))","v":637},"BREITENBACH"]
[62,1,"AIN",0,"SAINT-JULIEN-SUR-REYSSOUZE","1 - AIN","G",196,"0 à 200 m",null,null,null,null,null,null,null,null,null,null,null,null,null,61,"BELMONT",null,null,null,{"$f":"IF(X63=\"\",\"\",SUMPRODUCT((X$3:X$897<=X63)-(ISBLANK(X$3:X$897))))","v":392},"BREUSCHWICKERSHEIM"]
[63,1,"AIN",0,"COLOMIEU","1 - AIN","G",362,"201 à 400 m",null,null,null,null,null,null,null,null,null,null,null,null,null,62,"GOTTESHEIM",null,null,null,{"$f":"IF(X64=\"\",\"\",SUMPRODUCT((X$3:X$897<=X64)-(ISBLANK(X$3:X$897))))","v":522},"BRUMATH"]
[64,1,"AIN",0,"SAINT-JEAN-SUR-VEYLE","1 - AIN","G",193,"0 à 200 m",null,null,null,null,null,null,null,null,null,null,null,null,null,63,"UTTWILLER",null,null,null,{"$f":"IF(X65=\"\",\"\",SUMPRODUCT((X$3:X$897<=X65)-(ISBLANK(X$3:X$897))))","v":843},"BUHL"]
[65,1,"AIN",0,"SAINT-TRIVIER-DE-COURTES","1 - AIN","G",206,"201 à 400 m",null,null,null,null,null,null,null,null,null,null,null,null,null,64,"SCHILTIGHEIM",null,null,null,{"$f":"IF(X66=\"\",\"\",SUMPRODUCT((X$3:X$897<=X66)-(ISBLANK(X$3:X$897))))","v":787},"BURBACH"]
[66,1,"AIN",0,"MEXIMIEUX",{"$f":"B67&\" - \"&C67","v":"1 - AIN"},"G",241,{"$f":"IF(AND(H67>=0,H67<=200),$M$19,\nIF(AND(H67>=201,H67<=400),$M$20,\nIF(AND(H67>=401,H67<=600),$M$21,\nIF(AND(H67>=601,H67<=800),$M$22,\nIF(AND(H67>=801,H67<=1000),$M$23,\nIF(AND(H67>=1001,H67<=1200),$M$24,\nIF(AND(H67>=1201,H67<=1400),$M$25,\nIF(AND(H67>=1401,H67<=1600),$M$26,\nIF(AND(H67>=1601,H67<=1800),$M$27,\nIF(AND(H67>=1801,H67<=2000),$M$28,\nIF(AND(H67>=2001,H67<=2200),$M$29,\nIF(AND(H67>=2201,H67<=2400),$M$30,\nIF(AND(H67>=2401,H67<=2600),$M$31,\"erreur\")))))))))))))","v":"201 à 400 m"},null,null,null,null,null,null,null,null,null,null,null,null,null,65,{"$f":"IFERROR(VLOOKUP(W67,$D$2:$F$36613,2,FALSE),\"\")","v":"BIETLENHEIM"},null,null,null,{"$f":"IF(X67=\"\",\"\",SUMPRODUCT((X$3:X$897<=X67)-(ISBLANK(X$3:X$897))))","v":404},"BUST"]
[67,1,"AIN",{"$f":"IF($L$2=F68,1+D67,0)","v":0},"ARBIGNY","1 - AIN","G",185,"0 à 200 m",null,null,null,null,null,null,null,null,null,null,null,null,null,66,"WASSELONNE",null,null,null,{"$f":"IF(X68=\"\",\"\",SUMPRODUCT((X$3:X$897<=X68)-(ISBLANK(X$3:X$897))))","v":857},{"$f":"IF(ISNA(MATCH(MIN(AB$3:AB$897)+ROW()-ROW(AC$3),AB$3:AB$897,0)),\"\",INDEX(X$3:X$897,MATCH(MIN(AB$3:AB$897)+ROW()-ROW(AC$3),AB$3:AB$897,0)))","v":"BUSWILLER"}]
[68,1,"AIN",0,"REYRIEUX","1 - AIN","G",237,"201 à 400 m",null,null,null,null,null,null,null,null,null,null,null,null,null,67,"OBERHOFFEN-SUR-MODER",null,null,null,{"$f":"IF(X69=\"\",\"\",SUMPRODUCT((X$3:X$897<=X69)-(ISBLANK(X$3:X$897))))","v":693},"BUTTEN"]
[69,1,"AIN",0,"CESSY","1 - AIN","G",525,"401 à 600 m",null,null,null,null,null,null,null,null,null,null,null,null,null,68,"MACKWILLER",null,null,null,{"$f":"IF(X70=\"\",\"\",SUMPRODUCT((X$3:X$897<=X70)-(ISBLANK(X$3:X$897))))","v":632},"CHATENOIS"]
[70,1,"AIN",0,"MIRIBEL","1 - AIN","G",260,"201 à 400 m",null,null,null,null,null,null,null,null,null,null,null,null,null,69,"BLIENSCHWILLER",null,null,null,{"$f":"IF(X71=\"\",\"\",SUMPRODUCT((X$3:X$897<=X71)-(ISBLANK(X$3:X$897))))","v":416},"CLEEBOURG"]
[71,1,"AIN",0,"VIEU-D'IZENAVE","1 - AIN","G",747,"601 à 800 m",null,null,null,null,null,null,null,null,null,null,null,null,null,70,"DAUBENSAND",null,null,null,{"$f":"IF(X72=\"\",\"\",SUMPRODUCT((X$3:X$897<=X72)-(ISBLANK(X$3:X$897))))","v":449},"CLIMBACH"]
[72,1,"AIN",0,"HOSTIAZ","1 - AIN","G",900,"801 à 1000 m",null,null,null,null,null,null,null,null,null,null,null,null,null,71,"AVOLSHEIM",null,null,null,{"$f":"IF(X73=\"\",\"\",SUMPRODUCT((X$3:X$897<=X73)-(ISBLANK(X$3:X$897))))","v":382},"COLROY-LA-ROCHE"]
[73,1,"AIN",0,"JASSERON","1 - AIN","G",297,"201 à 400 m",null,null,null,null,null,null,null,null,null,null,null,null,null,72,"DRUSENHEIM",null,null,null,{"$f":"IF(X74=\"\",\"\",SUMPRODUCT((X$3:X$897<=X74)-(ISBLANK(X$3:X$897))))","v":469},"COSSWILLER"]
[74,1,"AIN",0,"APREMONT","1 - AIN","G",927,"801 à 1000 m",null,null,null,null,null,null,null,null,null,null,null,null,null,73,"UHLWILLER",null,null,null,{"$f":"IF(X75=\"\",\"\",SUMPRODUCT((X$3:X$897<=X75)-(ISBLANK(X$3:X$897))))","v":837},"CRASTATT"]
[75,1,"AIN",0,"SAINT-MARTIN-DU-FRENE","1 - AIN","G",688,"601 à 800 m",null,null,null,null,null,null,null,null,null,null,null,null,null,74,"SAULXURES",null,null,null,{"$f":"IF(X76=\"\",\"\",SUMPRODUCT((X$3:X$897<=X76)-(ISBLANK(X$3:X$897))))","v":776},"CROETTWILLER"]
[76,1,"AIN",0,"DRUILLAT","1 - AIN","G",280,"201 à 400 m",null,null,null,null,null,null,null,null,null,null,null,null,null,75,"OSTHOUSE",null,null,null,{"$f":"IF(X77=\"\",\"\",SUMPRODUCT((X$3:X$897<=X77)-(ISBLANK(X$3:X$897))))","v":710},"DACHSTEIN"]
[77,1,"AIN",0,"CROTTET","1 - AIN","G",183,"0 à 200 m",null,null,null,null,null,null,null,null,null,null,null,null,null,76,"BURBACH",null,null,null,{"$f":"IF(X78=\"\",\"\",SUMPRODUCT((X$3:X$897<=X78)-(ISBLANK(X$3:X$897))))","v":432},"DAHLENHEIM"]
[78,1,"AIN",0,"TOSSIAT","1 - AIN","G",269,"201 à 400 m",null,null,null,null,null,null,null,null,null,null,null,null,null,77,"BUST",null,null,null,{"$f":"IF(X79=\"\",\"\",SUMPRODUCT((X$3:X$897<=X79)-(ISBLANK(X$3:X$897))))","v":433},"DALHUNDEN"]
[79,1,"AIN",0,"LA CHAPELLE-DU-CHATELARD","1 - AIN","G",266,"201 à 400 m",null,null,null,null,null,null,null,null,null,null,null,null,null,78,"ROTHAU",null,null,null,{"$f":"IF(X80=\"\",\"\",SUMPRODUCT((X$3:X$897<=X80)-(ISBLANK(X$3:X$897))))","v":755},"DAMBACH"]
[80,1,"AIN",0,"BELLIGNAT","1 - AIN","G",662,"601 à 800 m",null,null,null,null,null,null,null,null,null,null,null,null,null,79,"GOERLINGEN",null,null,null,{"$f":"IF(X81=\"\",\"\",SUMPRODUCT((X$3:X$897<=X81)-(ISBLANK(X$3:X$897))))","v":519},"DAMBACH-LA-VILLE"]
[81,1,"AIN",0,"SAINT-BENOIT","1 - AIN","G",284,"201 à 400 m",null,null,null,null,null,null,null,null,null,null,null,null,null,80,"NIEDERMODERN",null,null,null,{"$f":"IF(X82=\"\",\"\",SUMPRODUCT((X$3:X$897<=X82)-(ISBLANK(X$3:X$897))))","v":678},"DANGOLSHEIM"]
[82,1,"AIN",0,"BELIGNEUX","1 - AIN","G",223,"201 à 400 m",null,null,null,null,null,null,null,null,null,null,null,null,null,81,"DALHUNDEN",null,null,null,{"$f":"IF(X83=\"\",\"\",SUMPRODUCT((X$3:X$897<=X83)-(ISBLANK(X$3:X$897))))","v":445},"DAUBENSAND"]
[83,1,"AIN",0,"BOYEUX-SAINT-JEROME","1 - AIN","G",577,"401 à 600 m",null,null,null,null,null,null,null,null,null,null,null,null,null,82,"OBERHOFFEN-LES-WISSEMBOURG",null,null,null,{"$f":"IF(X84=\"\",\"\",SUMPRODUCT((X$3:X$897<=X84)-(ISBLANK(X$3:X$897))))","v":692},"DAUENDORF"]
[84,1,"AIN",0,"SERRIERES-SUR-AIN","1 - AIN","G",385,"201 à 400 m",null,null,null,null,null,null,null,null,null,null,null,null,null,83,"REXINGEN",null,null,null,{"$f":"IF(X85=\"\",\"\",SUMPRODUCT((X$3:X$897<=X85)-(ISBLANK(X$3:X$897))))","v":738},"DEHLINGEN"]
[85,1,"AIN",0,"ILLIAT","1 - AIN","G",227,"201 à 400 m",null,null,null,null,null,null,null,null,null,null,null,null,null,84,"ERSTEIN",null,null,null,{"$f":"IF(X86=\"\",\"\",SUMPRODUCT((X$3:X$897<=X86)-(ISBLANK(X$3:X$897))))","v":491},"DETTWILLER"]
[86,1,"AIN",0,"SAINT-MARTIN-LE-CHATEL","1 - AIN","G",214,"201 à 400 m",null,null,null,null,null,null,null,null,null,null,null,null,null,85,"BALDENHEIM",null,null,null,{"$f":"IF(X87=\"\",\"\",SUMPRODUCT((X$3:X$897<=X87)-(ISBLANK(X$3:X$897))))","v":385},"DIEBOLSHEIM"]
[87,1,"AIN",0,"VANDEINS","1 - AIN","G",220,"201 à 400 m",null,null,null,null,null,null,null,null,null,null,null,null,null,86,"OBERDORF-SPACHBACH",null,null,null,{"$f":"IF(X88=\"\",\"\",SUMPRODUCT((X$3:X$897<=X88)-(ISBLANK(X$3:X$897))))","v":689},"DIEDENDORF"]
[88,1,"AIN",0,"LEAZ","1 - AIN","G",635,"601 à 800 m",null,null,null,null,null,null,null,null,null,null,null,null,null,87,"HANDSCHUHEIM",null,null,null,{"$f":"IF(X89=\"\",\"\",SUMPRODUCT((X$3:X$897<=X89)-(ISBLANK(X$3:X$897))))","v":538},"DIEFFENBACH-AU-VAL"]
[89,1,"AIN",0,"TALISSIEU","1 - AIN","G",267,"201 à 400 m",null,null,null,null,null,null,null,null,null,null,null,null,null,88,"KESSELDORF",null,null,null,{"$f":"IF(X90=\"\",\"\",SUMPRODUCT((X$3:X$897<=X90)-(ISBLANK(X$3:X$897))))","v":586},"DIEFFENBACH-LES-WOERTH"]
[90,1,"AIN",0,"OYONNAX","1 - AIN","G",667,"601 à 800 m",null,null,null,null,null,null,null,null,null,null,null,null,null,89,"RINGELDORF",null,null,null,{"$f":"IF(X91=\"\",\"\",SUMPRODUCT((X$3:X$897<=X91)-(ISBLANK(X$3:X$897))))","v":743},"DIEFFENTHAL"]
[91,1,"AIN",0,"L'ABERGEMENT-DE-VAREY","1 - AIN","G",483,"401 à 600 m",null,null,null,null,null,null,null,null,null,null,null,null,null,90,"OBERLAUTERBACH",null,null,null,{"$f":"IF(X92=\"\",\"\",SUMPRODUCT((X$3:X$897<=X92)-(ISBLANK(X$3:X$897))))","v":694},"DIEMERINGEN"]
[92,1,"AIN",0,"ORNEX","1 - AIN","G",469,"401 à 600 m",null,null,null,null,null,null,null,null,null,null,null,null,null,91,"SALENTHAL",null,null,null,{"$f":"IF(X93=\"\",\"\",SUMPRODUCT((X$3:X$897<=X93)-(ISBLANK(X$3:X$897))))","v":771},"DIMBSTHAL"]
[93,1,"AIN",0,"GROSLEE","1 - AIN","G",424,"401 à 600 m",null,null,null,null,null,null,null,null,null,null,null,null,null,92,"NORDHEIM",null,null,null,{"$f":"IF(X94=\"\",\"\",SUMPRODUCT((X$3:X$897<=X94)-(ISBLANK(X$3:X$897))))","v":684},"DINGSHEIM"]
[94,1,"AIN",0,"CHATEAU-GAILLARD","1 - AIN","G",234,"201 à 400 m",null,null,null,null,null,null,null,null,null,null,null,null,null,93,"BOOTZHEIM",null,null,null,{"$f":"IF(X95=\"\",\"\",SUMPRODUCT((X$3:X$897<=X95)-(ISBLANK(X$3:X$897))))","v":421},"DINSHEIM-SUR-BRUCHE"]
[95,1,"AIN",0,"SULIGNAT","1 - AIN","G",247,"201 à 400 m",null,null,null,null,null,null,null,null,null,null,null,null,null,94,"THANVILLE",null,null,null,{"$f":"IF(X96=\"\",\"\",SUMPRODUCT((X$3:X$897<=X96)-(ISBLANK(X$3:X$897))))","v":830},"DOMFESSEL"]
[96,1,"AIN",0,"TORCIEU","1 - AIN","G",439,"401 à 600 m",null,null,null,null,null,null,null,null,null,null,null,null,null,95,"SCHWENHEIM",null,null,null,{"$f":"IF(X97=\"\",\"\",SUMPRODUCT((X$3:X$897<=X97)-(ISBLANK(X$3:X$897))))","v":798},"DONNENHEIM"]
[97,1,"AIN",0,"MONTREVEL-EN-BRESSE","1 - AIN","G",206,"201 à 400 m",null,null,null,null,null,null,null,null,null,null,null,null,null,96,"HOFFEN",null,null,null,{"$f":"IF(X98=\"\",\"\",SUMPRODUCT((X$3:X$897<=X98)-(ISBLANK(X$3:X$897))))","v":562},"DORLISHEIM"]
[98,1,"AIN",0,"THEZILLIEU","1 - AIN","G",897,"801 à 1000 m",null,null,null,null,null,null,null,null,null,null,null,null,null,97,"HATTEN",null,null,null,{"$f":"IF(X99=\"\",\"\",SUMPRODUCT((X$3:X$897<=X99)-(ISBLANK(X$3:X$897))))","v":541},"DOSSENHEIM-KOCHERSBERG"]
[99,1,"AIN",0,"BIRIEUX","1 - AIN","G",281,"201 à 400 m",null,null,null,null,null,null,null,null,null,null,null,null,null,98,"VOELLERDINGEN",null,null,null,{"$f":"IF(X100=\"\",\"\",SUMPRODUCT((X$3:X$897<=X100)-(ISBLANK(X$3:X$897))))","v":847},"DOSSENHEIM-SUR-ZINSEL"]
[100,1,"AIN",0,"CHEVRY","1 - AIN","G",496,"401 à 600 m",null,null,null,null,null,null,null,null,null,null,null,null,null,99,"UBERACH",null,null,null,{"$f":"IF(X101=\"\",\"\",SUMPRODUCT((X$3:X$897<=X101)-(ISBLANK(X$3:X$897))))","v":836},"DRACHENBRONN-BIRLENBACH"]
[101,1,"AIN",0,"TREVOUX","1 - AIN","G",188,"0 à 200 m",null,null,null,null,null,null,null,null,null,null,null,null,null,100,"STRASBOURG",null,null,null,{"$f":"IF(X102=\"\",\"\",SUMPRODUCT((X$3:X$897<=X102)-(ISBLANK(X$3:X$897))))","v":822},"DRULINGEN"]
[102,1,"AIN",0,"GUEREINS","1 - AIN","G",192,"0 à 200 m",null,null,null,null,null,null,null,null,null,null,null,null,null,101,"KINTZHEIM",null,null,null,{"$f":"IF(X103=\"\",\"\",SUMPRODUCT((X$3:X$897<=X103)-(ISBLANK(X$3:X$897))))","v":590},"DRUSENHEIM"]
[103,1,"AIN",0,"TOUSSIEUX","1 - AIN","G",255,"201 à 400 m",null,null,null,null,null,null,null,null,null,null,null,null,null,102,"SUNDHOUSE",null,null,null,{"$f":"IF(X104=\"\",\"\",SUMPRODUCT((X$3:X$897<=X104)-(ISBLANK(X$3:X$897))))","v":826},"DUNTZENHEIM"]
[104,1,"AIN",0,"SURJOUX","1 - AIN","G",397,"201 à 400 m",null,null,null,null,null,null,null,null,null,null,null,null,null,103,"NEUWILLER-LES-SAVERNE",null,null,null,{"$f":"IF(X105=\"\",\"\",SUMPRODUCT((X$3:X$897<=X105)-(ISBLANK(X$3:X$897))))","v":673},"DUPPIGHEIM"]
[105,1,"AIN",0,"CHAZEY-SUR-AIN","1 - AIN","G",223,"201 à 400 m",null,null,null,null,null,null,null,null,null,null,null,null,null,104,"DUNTZENHEIM",null,null,null,{"$f":"IF(X106=\"\",\"\",SUMPRODUCT((X$3:X$897<=X106)-(ISBLANK(X$3:X$897))))","v":470},"DURNINGEN"]
[106,1,"AIN",0,"L'ABERGEMENT-CLEMENCIAT","1 - AIN","G",242,"201 à 400 m",null,null,null,null,null,null,null,null,null,null,null,null,null,105,"HAEGEN",null,null,null,{"$f":"IF(X107=\"\",\"\",SUMPRODUCT((X$3:X$897<=X107)-(ISBLANK(X$3:X$897))))","v":536},"DURRENBACH"]
[107,1,"AIN",0,"SOUCLIN","1 - AIN","G",716,"601 à 800 m",null,null,null,null,null,null,null,null,null,null,null,null,null,106,"SALMBACH",null,null,null,{"$f":"IF(X108=\"\",\"\",SUMPRODUCT((X$3:X$897<=X108)-(ISBLANK(X$3:X$897))))","v":772},"DURSTEL"]
[108,1,"AIN",0,"DOMMARTIN","1 - AIN","G",200,"0 à 200 m",null,null,null,null,null,null,null,null,null,null,null,null,null,107,"FROESCHWILLER",null,null,null,{"$f":"IF(X109=\"\",\"\",SUMPRODUCT((X$3:X$897<=X109)-(ISBLANK(X$3:X$897))))","v":508},"DUTTLENHEIM"]
[109,1,"AIN",0,"CORMARANCHE-EN-BUGEY","1 - AIN","G",926,"801 à 1000 m",null,null,null,null,null,null,null,null,null,null,null,null,null,108,"PFULGRIESHEIM",null,null,null,{"$f":"IF(X110=\"\",\"\",SUMPRODUCT((X$3:X$897<=X110)-(ISBLANK(X$3:X$897))))","v":720},"EBERBACH-SELTZ"]
[110,1,"AIN",0,"PONCIN","1 - AIN","G",340,"201 à 400 m",null,null,null,null,null,null,null,null,null,null,null,null,null,109,"SURBOURG",null,null,null,{"$f":"IF(X111=\"\",\"\",SUMPRODUCT((X$3:X$897<=X111)-(ISBLANK(X$3:X$897))))","v":827},"EBERSHEIM"]
[111,1,"AIN",0,"BRENOD","1 - AIN","G",925,"801 à 1000 m",null,null,null,null,null,null,null,null,null,null,null,null,null,110,"ENGWILLER",null,null,null,{"$f":"IF(X112=\"\",\"\",SUMPRODUCT((X$3:X$897<=X112)-(ISBLANK(X$3:X$897))))","v":484},"EBERSMUNSTER"]
[112,1,"AIN",0,"VIRIEU-LE-PETIT","1 - AIN","G",893,"801 à 1000 m",null,null,null,null,null,null,null,null,null,null,null,null,null,111,"LANGENSOULTZBACH",null,null,null,{"$f":"IF(X113=\"\",\"\",SUMPRODUCT((X$3:X$897<=X113)-(ISBLANK(X$3:X$897))))","v":613},"ECKARTSWILLER"]
[113,1,"AIN",0,"VESCOURS","1 - AIN","G",207,"201 à 400 m",null,null,null,null,null,null,null,null,null,null,null,null,null,112,"LAUTERBOURG",null,null,null,{"$f":"IF(X114=\"\",\"\",SUMPRODUCT((X$3:X$897<=X114)-(ISBLANK(X$3:X$897))))","v":615},"ECKBOLSHEIM"]
[114,1,"AIN",0,"TREFFORT-CUISIAT","1 - AIN","G",317,"201 à 400 m",null,null,null,null,null,null,null,null,null,null,null,null,null,113,"BREITENAU",null,null,null,{"$f":"IF(X115=\"\",\"\",SUMPRODUCT((X$3:X$897<=X115)-(ISBLANK(X$3:X$897))))","v":427},"ECKWERSHEIM"]
[115,1,"AIN",0,"CHAVEYRIAT","1 - AIN","G",228,"201 à 400 m",null,null,null,null,null,null,null,null,null,null,null,null,null,114,"NIEDERSOULTZBACH",null,null,null,{"$f":"IF(X116=\"\",\"\",SUMPRODUCT((X$3:X$897<=X116)-(ISBLANK(X$3:X$897))))","v":682},"EICHHOFFEN"]
[116,1,"AIN",0,"VILLENEUVE","1 - AIN","G",265,"201 à 400 m",null,null,null,null,null,null,null,null,null,null,null,null,null,115,"ROMANSWILLER",null,null,null,{"$f":"IF(X117=\"\",\"\",SUMPRODUCT((X$3:X$897<=X117)-(ISBLANK(X$3:X$897))))","v":749},"ELSENHEIM"]
[117,1,"AIN",0,"SIMANDRE-SUR-SURAN","1 - AIN","G",371,"201 à 400 m",null,null,null,null,null,null,null,null,null,null,null,null,null,116,"SERMERSHEIM",null,null,null,{"$f":"IF(X118=\"\",\"\",SUMPRODUCT((X$3:X$897<=X118)-(ISBLANK(X$3:X$897))))","v":804},"ENGWILLER"]
[118,1,"AIN",0,"CERDON","1 - AIN","G",552,"401 à 600 m",null,null,null,null,null,null,null,null,null,null,null,null,null,117,"SAVERNE",null,null,null,{"$f":"IF(X119=\"\",\"\",SUMPRODUCT((X$3:X$897<=X119)-(ISBLANK(X$3:X$897))))","v":777},"ENTZHEIM"]
[119,1,"AIN",0,"LURCY","1 - AIN","G",201,"201 à 400 m",null,null,null,null,null,null,null,null,null,null,null,null,null,118,"OTTWILLER",null,null,null,{"$f":"IF(X120=\"\",\"\",SUMPRODUCT((X$3:X$897<=X120)-(ISBLANK(X$3:X$897))))","v":715},"EPFIG"]
[120,1,"AIN",0,"SAINT-ANDRE-DE-BAGE","1 - AIN","G",204,"201 à 400 m",null,null,null,null,null,null,null,null,null,null,null,null,null,119,"RUSS",null,null,null,{"$f":"IF(X121=\"\",\"\",SUMPRODUCT((X$3:X$897<=X121)-(ISBLANK(X$3:X$897))))","v":760},"ERCKARTSWILLER"]
[121,1,"AIN",0,"CHEVROUX","1 - AIN","G",196,"0 à 200 m",null,null,null,null,null,null,null,null,null,null,null,null,null,120,"NIEDERNAI",null,null,null,{"$f":"IF(X122=\"\",\"\",SUMPRODUCT((X$3:X$897<=X122)-(ISBLANK(X$3:X$897))))","v":679},"ERGERSHEIM"]
[122,1,"AIN",0,"CEIGNES","1 - AIN","G",684,"601 à 800 m",null,null,null,null,null,null,null,null,null,null,null,null,null,121,"ROPPENHEIM",null,null,null,{"$f":"IF(X123=\"\",\"\",SUMPRODUCT((X$3:X$897<=X123)-(ISBLANK(X$3:X$897))))","v":750},"ERNOLSHEIM-BRUCHE"]
[123,1,"AIN",0,"MANTENAY-MONTLIN","1 - AIN","G",206,"201 à 400 m",null,null,null,null,null,null,null,null,null,null,null,null,null,122,"BLAESHEIM",null,null,null,{"$f":"IF(X124=\"\",\"\",SUMPRODUCT((X$3:X$897<=X124)-(ISBLANK(X$3:X$897))))","v":414},"ERNOLSHEIM-LES-SAVERNE"]
[124,1,"AIN",0,"MONTHIEUX","1 - AIN","G",290,"201 à 400 m",null,null,null,null,null,null,null,null,null,null,null,null,null,123,"LITTENHEIM",null,null,null,{"$f":"IF(X125=\"\",\"\",SUMPRODUCT((X$3:X$897<=X125)-(ISBLANK(X$3:X$897))))","v":623},"ERSTEIN"]
[125,1,"AIN",0,"SAINT-ANDRE-SUR-VIEUX-JONC","1 - AIN","G",253,"201 à 400 m",null,null,null,null,null,null,null,null,null,null,null,null,null,124,"WALTENHEIM-SUR-ZORN",null,null,null,{"$f":"IF(X126=\"\",\"\",SUMPRODUCT((X$3:X$897<=X126)-(ISBLANK(X$3:X$897))))","v":854},"ESCHAU"]
[126,1,"AIN",0,"VAUX-EN-BUGEY","1 - AIN","G",390,"201 à 400 m",null,null,null,null,null,null,null,null,null,null,null,null,null,125,"NIEDERHASLACH",null,null,null,{"$f":"IF(X127=\"\",\"\",SUMPRODUCT((X$3:X$897<=X127)-(ISBLANK(X$3:X$897))))","v":675},"ESCHBACH"]
[127,1,"AIN",0,"ARTEMARE","1 - AIN","G",267,"201 à 400 m",null,null,null,null,null,null,null,null,null,null,null,null,null,126,"ROTTELSHEIM",null,null,null,{"$f":"IF(X128=\"\",\"\",SUMPRODUCT((X$3:X$897<=X128)-(ISBLANK(X$3:X$897))))","v":758},"ESCHBOURG"]
[128,1,"AIN",0,"MIONNAY","1 - AIN","G",289,"201 à 400 m",null,null,null,null,null,null,null,null,null,null,null,null,null,127,"ZITTERSHEIM",null,null,null,{"$f":"IF(X129=\"\",\"\",SUMPRODUCT((X$3:X$897<=X129)-(ISBLANK(X$3:X$897))))","v":894},"ESCHWILLER"]
[129,1,"AIN",0,"FLAXIEU","1 - AIN","G",252,"201 à 400 m",null,null,null,null,null,null,null,null,null,null,null,null,null,128,"FOUCHY",null,null,null,{"$f":"IF(X130=\"\",\"\",SUMPRODUCT((X$3:X$897<=X130)-(ISBLANK(X$3:X$897))))","v":504},"ETTENDORF"]
[130,1,"AIN",0,"SAINT-NIZIER-LE-BOUCHOUX",{"$f":"B131&\" - \"&C131","v":"1 - AIN"},"G",208,{"$f":"IF(AND(H131>=0,H131<=200),$M$19,\nIF(AND(H131>=201,H131<=400),$M$20,\nIF(AND(H131>=401,H131<=600),$M$21,\nIF(AND(H131>=601,H131<=800),$M$22,\nIF(AND(H131>=801,H131<=1000),$M$23,\nIF(AND(H131>=1001,H131<=1200),$M$24,\nIF(AND(H131>=1201,H131<=1400),$M$25,\nIF(AND(H131>=1401,H131<=1600),$M$26,\nIF(AND(H131>=1601,H131<=1800),$M$27,\nIF(AND(H131>=1801,H131<=2000),$M$28,\nIF(AND(H131>=2001,H131<=2200),$M$29,\nIF(AND(H131>=2201,H131<=2400),$M$30,\nIF(AND(H131>=2401,H131<=2600),$M$31,\"erreur\")))))))))))))","v":"201 à 400 m"},null,null,null,null,null,null,null,null,null,null,null,null,null,129,{"$f":"IFERROR(VLOOKUP(W131,$D$2:$F$36613,2,FALSE),\"\")","v":"FEGERSHEIM"},null,null,null,{"$f":"IF(X131=\"\",\"\",SUMPRODUCT((X$3:X$897<=X131)-(ISBLANK(X$3:X$897))))","v":498},"EYWILLER"]
[131,1,"AIN",{"$f":"IF($L$2=F132,1+D131,0)","v":0},"INJOUX-GENISSIAT","1 - AIN","G",791,"601 à 800 m",null,null,null,null,null,null,null,null,null,null,null,null,null,130,"WEITERSWILLER",null,null,null,{"$f":"IF(X132=\"\",\"\",SUMPRODUCT((X$3:X$897<=X132)-(ISBLANK(X$3:X$897))))","v":861},{"$f":"IF(ISNA(MATCH(MIN(AB$3:AB$897)+ROW()-ROW(AC$3),AB$3:AB$897,0)),\"\",INDEX(X$3:X$897,MATCH(MIN(AB$3:AB$897)+ROW()-ROW(AC$3),AB$3:AB$897,0)))","v":"FEGERSHEIM"}]
[132,1,"AIN",0,"AMBERIEU-EN-BUGEY","1 - AIN","G",379,"201 à 400 m",null,null,null,null,null,null,null,null,null,null,null,null,null,131,"MORSBRONN-LES-BAINS",null,null,null,{"$f":"IF(X133=\"\",\"\",SUMPRODUCT((X$3:X$897<=X133)-(ISBLANK(X$3:X$897))))","v":655},"FESSENHEIM-LE-BAS"]
[133,1,"AIN",0,"SERRIERES-DE-BRIORD","1 - AIN","G",250,"201 à 400 m",null,null,null,null,null,null,null,null,null,null,null,null,null,132,"GRESSWILLER",null,null,null,{"$f":"IF(X134=\"\",\"\",SUMPRODUCT((X$3:X$897<=X134)-(ISBLANK(X$3:X$897))))","v":528},"FLEXBOURG"]
[134,1,"AIN",0,"MARLIEUX","1 - AIN","G",273,"201 à 400 m",null,null,null,null,null,null,null,null,null,null,null,null,null,133,"NOTHALTEN",null,null,null,{"$f":"IF(X135=\"\",\"\",SUMPRODUCT((X$3:X$897<=X135)-(ISBLANK(X$3:X$897))))","v":686},"FORSTFELD"]
[135,1,"AIN",0,"MONTREAL-LA-CLUSE","1 - AIN","G",661,"601 à 800 m",null,null,null,null,null,null,null,null,null,null,null,null,null,134,"SOLBACH",null,null,null,{"$f":"IF(X136=\"\",\"\",SUMPRODUCT((X$3:X$897<=X136)-(ISBLANK(X$3:X$897))))","v":810},"FORSTHEIM"]
[136,1,"AIN",0,"VERNOUX","1 - AIN","G",203,"201 à 400 m",null,null,null,null,null,null,null,null,null,null,null,null,null,135,"COLROY-LA-ROCHE",null,null,null,{"$f":"IF(X137=\"\",\"\",SUMPRODUCT((X$3:X$897<=X137)-(ISBLANK(X$3:X$897))))","v":439},"FORT-LOUIS"]
[137,1,"AIN",0,"JAYAT","1 - AIN","G",199,"0 à 200 m",null,null,null,null,null,null,null,null,null,null,null,null,null,136,"SESSENHEIM",null,null,null,{"$f":"IF(X138=\"\",\"\",SUMPRODUCT((X$3:X$897<=X138)-(ISBLANK(X$3:X$897))))","v":805},"FOUCHY"]
[138,1,"AIN",0,"VALEINS","1 - AIN","G",253,"201 à 400 m",null,null,null,null,null,null,null,null,null,null,null,null,null,137,"LUPSTEIN",null,null,null,{"$f":"IF(X139=\"\",\"\",SUMPRODUCT((X$3:X$897<=X139)-(ISBLANK(X$3:X$897))))","v":629},"FOUDAY"]
[139,1,"AIN",0,"BAGE-LE-CHATEL","1 - AIN","G",202,"201 à 400 m",null,null,null,null,null,null,null,null,null,null,null,null,null,138,"MORSCHWILLER",null,null,null,{"$f":"IF(X140=\"\",\"\",SUMPRODUCT((X$3:X$897<=X140)-(ISBLANK(X$3:X$897))))","v":656},"FRIEDOLSHEIM"]
[140,1,"AIN",0,"BALAN","1 - AIN","G",194,"0 à 200 m",null,null,null,null,null,null,null,null,null,null,null,null,null,139,"PFALZWEYER",null,null,null,{"$f":"IF(X141=\"\",\"\",SUMPRODUCT((X$3:X$897<=X141)-(ISBLANK(X$3:X$897))))","v":718},"FRIESENHEIM"]
[141,1,"AIN",0,"AMBUTRIX","1 - AIN","G",274,"201 à 400 m",null,null,null,null,null,null,null,null,null,null,null,null,null,140,"RICHTOLSHEIM",null,null,null,{"$f":"IF(X142=\"\",\"\",SUMPRODUCT((X$3:X$897<=X142)-(ISBLANK(X$3:X$897))))","v":740},"FROESCHWILLER"]
[142,1,"AIN",0,"VIRIEU-LE-GRAND","1 - AIN","G",518,"401 à 600 m",null,null,null,null,null,null,null,null,null,null,null,null,null,141,"MUTZENHOUSE",null,null,null,{"$f":"IF(X143=\"\",\"\",SUMPRODUCT((X$3:X$897<=X143)-(ISBLANK(X$3:X$897))))","v":664},"FROHMUHL"]
[143,1,"AIN",0,"BEAUPONT","1 - AIN","G",205,"201 à 400 m",null,null,null,null,null,null,null,null,null,null,null,null,null,142,"BERNARDVILLE",null,null,null,{"$f":"IF(X144=\"\",\"\",SUMPRODUCT((X$3:X$897<=X144)-(ISBLANK(X$3:X$897))))","v":397},"FURCHHAUSEN"]
[144,1,"AIN",0,"ANDERT-ET-CONDON","1 - AIN","G",294,"201 à 400 m",null,null,null,null,null,null,null,null,null,null,null,null,null,143,"NIEDERSCHAEFFOLSHEIM",null,null,null,{"$f":"IF(X145=\"\",\"\",SUMPRODUCT((X$3:X$897<=X145)-(ISBLANK(X$3:X$897))))","v":681},"FURDENHEIM"]
[145,1,"AIN",0,"BUELLAS","1 - AIN","G",225,"201 à 400 m",null,null,null,null,null,null,null,null,null,null,null,null,null,144,"ROHRWILLER",null,null,null,{"$f":"IF(X146=\"\",\"\",SUMPRODUCT((X$3:X$897<=X146)-(ISBLANK(X$3:X$897))))","v":748},"GAMBSHEIM"]
[146,1,"AIN",0,"MURS-ET-GELIGNIEUX","1 - AIN","G",258,"201 à 400 m",null,null,null,null,null,null,null,null,null,null,null,null,null,145,"WINGEN",null,null,null,{"$f":"IF(X147=\"\",\"\",SUMPRODUCT((X$3:X$897<=X147)-(ISBLANK(X$3:X$897))))","v":873},"GEISPOLSHEIM"]
[147,1,"AIN",0,"LHUIS","1 - AIN","G",471,"401 à 600 m",null,null,null,null,null,null,null,null,null,null,null,null,null,146,"ASCHBACH",null,null,null,{"$f":"IF(X148=\"\",\"\",SUMPRODUCT((X$3:X$897<=X148)-(ISBLANK(X$3:X$897))))","v":379},"GEISWILLER"]
[148,1,"AIN",0,"SAINT-ANDRE-LE-BOUCHOUX","1 - AIN","G",268,"201 à 400 m",null,null,null,null,null,null,null,null,null,null,null,null,null,147,"TRIMBACH",null,null,null,{"$f":"IF(X149=\"\",\"\",SUMPRODUCT((X$3:X$897<=X149)-(ISBLANK(X$3:X$897))))","v":834},"GERSTHEIM"]
[149,1,"AIN",0,"SAINT-PAUL-DE-VARAX","1 - AIN","G",268,"201 à 400 m",null,null,null,null,null,null,null,null,null,null,null,null,null,148,"HUNSPACH",null,null,null,{"$f":"IF(X150=\"\",\"\",SUMPRODUCT((X$3:X$897<=X150)-(ISBLANK(X$3:X$897))))","v":567},"GERTWILLER"]
[150,1,"AIN",0,"FERNEY-VOLTAIRE","1 - AIN","G",422,"401 à 600 m",null,null,null,null,null,null,null,null,null,null,null,null,null,149,"NIEDERROEDERN",null,null,null,{"$f":"IF(X151=\"\",\"\",SUMPRODUCT((X$3:X$897<=X151)-(ISBLANK(X$3:X$897))))","v":680},"GEUDERTHEIM"]
[151,1,"AIN",0,"SAINT-SORLIN-EN-BUGEY","1 - AIN","G",376,"201 à 400 m",null,null,null,null,null,null,null,null,null,null,null,null,null,150,"SCHLEITHAL",null,null,null,{"$f":"IF(X152=\"\",\"\",SUMPRODUCT((X$3:X$897<=X152)-(ISBLANK(X$3:X$897))))","v":791},"GINGSHEIM"]
[152,1,"AIN",0,"AMBERIEUX-EN-DOMBES","1 - AIN","G",290,"201 à 400 m",null,null,null,null,null,null,null,null,null,null,null,null,null,151,"KEFFENACH",null,null,null,{"$f":"IF(X153=\"\",\"\",SUMPRODUCT((X$3:X$897<=X153)-(ISBLANK(X$3:X$897))))","v":583},"GOERLINGEN"]
[153,1,"AIN",0,"SEILLONNAZ","1 - AIN","G",530,"401 à 600 m",null,null,null,null,null,null,null,null,null,null,null,null,null,152,"DIEDENDORF",null,null,null,{"$f":"IF(X154=\"\",\"\",SUMPRODUCT((X$3:X$897<=X154)-(ISBLANK(X$3:X$897))))","v":454},"GOERSDORF"]
[154,1,"AIN",0,"PARVES","1 - AIN","G",486,"401 à 600 m",null,null,null,null,null,null,null,null,null,null,null,null,null,153,"REIPERTSWILLER",null,null,null,{"$f":"IF(X155=\"\",\"\",SUMPRODUCT((X$3:X$897<=X155)-(ISBLANK(X$3:X$897))))","v":735},"GOTTENHOUSE"]
[155,1,"AIN",0,"PONT-DE-VAUX","1 - AIN","G",175,"0 à 200 m",null,null,null,null,null,null,null,null,null,null,null,null,null,154,"LEMBACH",null,null,null,{"$f":"IF(X156=\"\",\"\",SUMPRODUCT((X$3:X$897<=X156)-(ISBLANK(X$3:X$897))))","v":617},"GOTTESHEIM"]
[156,1,"AIN",0,"MEILLONNAS","1 - AIN","G",289,"201 à 400 m",null,null,null,null,null,null,null,null,null,null,null,null,null,155,"HANGENBIETEN",null,null,null,{"$f":"IF(X157=\"\",\"\",SUMPRODUCT((X$3:X$897<=X157)-(ISBLANK(X$3:X$897))))","v":539},"GOUGENHEIM"]
[157,1,"AIN",0,"SAINT-ETIENNE-SUR-REYSSOUZE","1 - AIN","G",190,"0 à 200 m",null,null,null,null,null,null,null,null,null,null,null,null,null,156,"BOOFZHEIM",null,null,null,{"$f":"IF(X158=\"\",\"\",SUMPRODUCT((X$3:X$897<=X158)-(ISBLANK(X$3:X$897))))","v":420},"GOXWILLER"]
[158,1,"AIN",0,"ROSSILLON","1 - AIN","G",639,"601 à 800 m",null,null,null,null,null,null,null,null,null,null,null,null,null,157,"WINTZENBACH",null,null,null,{"$f":"IF(X159=\"\",\"\",SUMPRODUCT((X$3:X$897<=X159)-(ISBLANK(X$3:X$897))))","v":877},"GRANDFONTAINE"]
[159,1,"AIN",0,"CORBONOD","1 - AIN","G",781,"601 à 800 m",null,null,null,null,null,null,null,null,null,null,null,null,null,158,"BILWISHEIM",null,null,null,{"$f":"IF(X160=\"\",\"\",SUMPRODUCT((X$3:X$897<=X160)-(ISBLANK(X$3:X$897))))","v":405},"GRASSENDORF"]
[160,1,"AIN",0,"PORT","1 - AIN","G",636,"601 à 800 m",null,null,null,null,null,null,null,null,null,null,null,null,null,159,"MEISTRATZHEIM",null,null,null,{"$f":"IF(X161=\"\",\"\",SUMPRODUCT((X$3:X$897<=X161)-(ISBLANK(X$3:X$897))))","v":639},"GRENDELBRUCH"]
[161,1,"AIN",0,"BAGE-LA-VILLE","1 - AIN","G",201,"201 à 400 m",null,null,null,null,null,null,null,null,null,null,null,null,null,160,"OLWISHEIM",null,null,null,{"$f":"IF(X162=\"\",\"\",SUMPRODUCT((X$3:X$897<=X162)-(ISBLANK(X$3:X$897))))","v":707},"GRESSWILLER"]
[162,1,"AIN",0,"CRANS","1 - AIN","G",296,"201 à 400 m",null,null,null,null,null,null,null,null,null,null,null,null,null,161,"ENTZHEIM",null,null,null,{"$f":"IF(X163=\"\",\"\",SUMPRODUCT((X$3:X$897<=X163)-(ISBLANK(X$3:X$897))))","v":485},"GRIES"]
[163,1,"AIN",0,"BLYES","1 - AIN","G",212,"201 à 400 m",null,null,null,null,null,null,null,null,null,null,null,null,null,162,"SAINT-NABOR",null,null,null,{"$f":"IF(X164=\"\",\"\",SUMPRODUCT((X$3:X$897<=X164)-(ISBLANK(X$3:X$897))))","v":768},"GRIESHEIM-PRES-MOLSHEIM"]
[164,1,"AIN",0,"JASSANS-RIOTTIER","1 - AIN","G",202,"201 à 400 m",null,null,null,null,null,null,null,null,null,null,null,null,null,163,"DIEFFENTHAL",null,null,null,{"$f":"IF(X165=\"\",\"\",SUMPRODUCT((X$3:X$897<=X165)-(ISBLANK(X$3:X$897))))","v":457},"GRIESHEIM-SUR-SOUFFEL"]
[165,1,"AIN",0,"BOISSEY","1 - AIN","G",198,"0 à 200 m",null,null,null,null,null,null,null,null,null,null,null,null,null,164,"GRENDELBRUCH",null,null,null,{"$f":"IF(X166=\"\",\"\",SUMPRODUCT((X$3:X$897<=X166)-(ISBLANK(X$3:X$897))))","v":527},"GUMBRECHTSHOFFEN"]
[166,1,"AIN",0,"SAINT-GENIS-POUILLY","1 - AIN","G",452,"401 à 600 m",null,null,null,null,null,null,null,null,null,null,null,null,null,165,"SAINT-MAURICE",null,null,null,{"$f":"IF(X167=\"\",\"\",SUMPRODUCT((X$3:X$897<=X167)-(ISBLANK(X$3:X$897))))","v":767},"GUNDERSHOFFEN"]
[167,1,"AIN",0,"TRAMOYES","1 - AIN","G",285,"201 à 400 m",null,null,null,null,null,null,null,null,null,null,null,null,null,166,"LUTZELHOUSE",null,null,null,{"$f":"IF(X168=\"\",\"\",SUMPRODUCT((X$3:X$897<=X168)-(ISBLANK(X$3:X$897))))","v":630},"GUNGWILLER"]
[168,1,"AIN",0,"SAINT-BOIS","1 - AIN","G",416,"401 à 600 m",null,null,null,null,null,null,null,null,null,null,null,null,null,167,"MUNCHHAUSEN",null,null,null,{"$f":"IF(X169=\"\",\"\",SUMPRODUCT((X$3:X$897<=X169)-(ISBLANK(X$3:X$897))))","v":660},"GUNSTETT"]
[169,1,"AIN",0,"LEYSSARD","1 - AIN","G",619,"601 à 800 m",null,null,null,null,null,null,null,null,null,null,null,null,null,168,"BOURG-BRUCHE",null,null,null,{"$f":"IF(X170=\"\",\"\",SUMPRODUCT((X$3:X$897<=X170)-(ISBLANK(X$3:X$897))))","v":424},"HAEGEN"]
[170,1,"AIN",0,"SAINTE-JULIE","1 - AIN","G",224,"201 à 400 m",null,null,null,null,null,null,null,null,null,null,null,null,null,169,"BREITENBACH",null,null,null,{"$f":"IF(X171=\"\",\"\",SUMPRODUCT((X$3:X$897<=X171)-(ISBLANK(X$3:X$897))))","v":428},"HAGUENAU"]
[171,1,"AIN",0,"PIZAY","1 - AIN","G",279,"201 à 400 m",null,null,null,null,null,null,null,null,null,null,null,null,null,170,"WINTZENHEIM-KOCHERSBERG",null,null,null,{"$f":"IF(X172=\"\",\"\",SUMPRODUCT((X$3:X$897<=X172)-(ISBLANK(X$3:X$897))))","v":878},"HANDSCHUHEIM"]
[172,1,"AIN",0,"SAINT-ANDRE-D'HUIRIAT","1 - AIN","G",207,"201 à 400 m",null,null,null,null,null,null,null,null,null,null,null,null,null,171,"RAUWILLER",null,null,null,{"$f":"IF(X173=\"\",\"\",SUMPRODUCT((X$3:X$897<=X173)-(ISBLANK(X$3:X$897))))","v":730},"HANGENBIETEN"]
[173,1,"AIN",0,"OUTRIAZ","1 - AIN","G",806,"801 à 1000 m",null,null,null,null,null,null,null,null,null,null,null,null,null,172,"DOMFESSEL",null,null,null,{"$f":"IF(X174=\"\",\"\",SUMPRODUCT((X$3:X$897<=X174)-(ISBLANK(X$3:X$897))))","v":462},"HARSKIRCHEN"]
[174,1,"AIN",0,"BOZ","1 - AIN","G",186,"0 à 200 m",null,null,null,null,null,null,null,null,null,null,null,null,null,173,"KOLBSHEIM",null,null,null,{"$f":"IF(X175=\"\",\"\",SUMPRODUCT((X$3:X$897<=X175)-(ISBLANK(X$3:X$897))))","v":597},"HATTEN"]
[175,1,"AIN",0,"HOTONNES","1 - AIN","G",1036,"1001 à 1200 m",null,null,null,null,null,null,null,null,null,null,null,null,null,174,"INNENHEIM",null,null,null,{"$f":"IF(X176=\"\",\"\",SUMPRODUCT((X$3:X$897<=X176)-(ISBLANK(X$3:X$897))))","v":576},"HATTMATT"]
[176,1,"AIN",0,"SAINT-SULPICE","1 - AIN","G",207,"201 à 400 m",null,null,null,null,null,null,null,null,null,null,null,null,null,175,"BLANCHERUPT",null,null,null,{"$f":"IF(X177=\"\",\"\",SUMPRODUCT((X$3:X$897<=X177)-(ISBLANK(X$3:X$897))))","v":415},"HEGENEY"]
[177,1,"AIN",0,"SAINT-DENIS-EN-BUGEY","1 - AIN","G",250,"201 à 400 m",null,null,null,null,null,null,null,null,null,null,null,null,null,176,"WITTERNHEIM",null,null,null,{"$f":"IF(X178=\"\",\"\",SUMPRODUCT((X$3:X$897<=X178)-(ISBLANK(X$3:X$897))))","v":881},"HEIDOLSHEIM"]
[178,1,"AIN",0,"BELLEYDOUX","1 - AIN","G",953,"801 à 1000 m",null,null,null,null,null,null,null,null,null,null,null,null,null,177,"CLEEBOURG",null,null,null,{"$f":"IF(X179=\"\",\"\",SUMPRODUCT((X$3:X$897<=X179)-(ISBLANK(X$3:X$897))))","v":437},"HEILIGENBERG"]
[179,1,"AIN",0,"MONTAGNIEU","1 - AIN","G",379,"201 à 400 m",null,null,null,null,null,null,null,null,null,null,null,null,null,178,"DRULINGEN",null,null,null,{"$f":"IF(X180=\"\",\"\",SUMPRODUCT((X$3:X$897<=X180)-(ISBLANK(X$3:X$897))))","v":468},"HEILIGENSTEIN"]
[180,1,"AIN",0,"SAINT-DIDIER-D'AUSSIAT","1 - AIN","G",211,"201 à 400 m",null,null,null,null,null,null,null,null,null,null,null,null,null,179,"GUNSTETT",null,null,null,{"$f":"IF(X181=\"\",\"\",SUMPRODUCT((X$3:X$897<=X181)-(ISBLANK(X$3:X$897))))","v":535},"HENGWILLER"]
[181,1,"AIN",0,"BEY","1 - AIN","G",199,"0 à 200 m",null,null,null,null,null,null,null,null,null,null,null,null,null,180,"HUTTENHEIM",null,null,null,{"$f":"IF(X182=\"\",\"\",SUMPRODUCT((X$3:X$897<=X182)-(ISBLANK(X$3:X$897))))","v":570},"HERBITZHEIM"]
[182,1,"AIN",0,"LOYETTES","1 - AIN","G",197,"0 à 200 m",null,null,null,null,null,null,null,null,null,null,null,null,null,181,"DUPPIGHEIM",null,null,null,{"$f":"IF(X183=\"\",\"\",SUMPRODUCT((X$3:X$897<=X183)-(ISBLANK(X$3:X$897))))","v":471},"HERBSHEIM"]
[183,1,"AIN",0,"POLLIEU","1 - AIN","G",278,"201 à 400 m",null,null,null,null,null,null,null,null,null,null,null,null,null,182,"FRIESENHEIM",null,null,null,{"$f":"IF(X184=\"\",\"\",SUMPRODUCT((X$3:X$897<=X184)-(ISBLANK(X$3:X$897))))","v":507},"HERRLISHEIM"]
[184,1,"AIN",0,"CHATENAY","1 - AIN","G",291,"201 à 400 m",null,null,null,null,null,null,null,null,null,null,null,null,null,183,"ERNOLSHEIM-LES-SAVERNE",null,null,null,{"$f":"IF(X185=\"\",\"\",SUMPRODUCT((X$3:X$897<=X185)-(ISBLANK(X$3:X$897))))","v":490},"HESSENHEIM"]
[185,1,"AIN",0,"LA TRANCLIERE","1 - AIN","G",273,"201 à 400 m",null,null,null,null,null,null,null,null,null,null,null,null,null,184,"SEEBACH",null,null,null,{"$f":"IF(X186=\"\",\"\",SUMPRODUCT((X$3:X$897<=X186)-(ISBLANK(X$3:X$897))))","v":801},"HILSENHEIM"]
[186,1,"AIN",0,"SAINT-JEAN-DE-THURIGNEUX","1 - AIN","G",288,"201 à 400 m",null,null,null,null,null,null,null,null,null,null,null,null,null,185,"MAISONSGOUTTE",null,null,null,{"$f":"IF(X187=\"\",\"\",SUMPRODUCT((X$3:X$897<=X187)-(ISBLANK(X$3:X$897))))","v":634},"HINDISHEIM"]
[187,1,"AIN",0,"SAINT-REMY","1 - AIN","G",237,"201 à 400 m",null,null,null,null,null,null,null,null,null,null,null,null,null,186,"SOULTZ-LES-BAINS",null,null,null,{"$f":"IF(X188=\"\",\"\",SUMPRODUCT((X$3:X$897<=X188)-(ISBLANK(X$3:X$897))))","v":813},"HINSBOURG"]
[188,1,"AIN",0,"CONDAMINE","1 - AIN","G",640,"601 à 800 m",null,null,null,null,null,null,null,null,null,null,null,null,null,187,"SAINT-PIERRE-BOIS",null,null,null,{"$f":"IF(X189=\"\",\"\",SUMPRODUCT((X$3:X$897<=X189)-(ISBLANK(X$3:X$897))))","v":770},"HINSINGEN"]
[189,1,"AIN",0,"LALLEYRIAT","1 - AIN","G",901,"801 à 1000 m",null,null,null,null,null,null,null,null,null,null,null,null,null,188,"FESSENHEIM-LE-BAS",null,null,null,{"$f":"IF(X190=\"\",\"\",SUMPRODUCT((X$3:X$897<=X190)-(ISBLANK(X$3:X$897))))","v":499},"HIPSHEIM"]
[190,1,"AIN",0,"SERVAS","1 - AIN","G",262,"201 à 400 m",null,null,null,null,null,null,null,null,null,null,null,null,null,189,"ESCHAU",null,null,null,{"$f":"IF(X191=\"\",\"\",SUMPRODUCT((X$3:X$897<=X191)-(ISBLANK(X$3:X$897))))","v":492},"HIRSCHLAND"]
[191,1,"AIN",0,"DOMPIERRE-SUR-VEYLE","1 - AIN","G",284,"201 à 400 m",null,null,null,null,null,null,null,null,null,null,null,null,null,190,"DRACHENBRONN-BIRLENBACH",null,null,null,{"$f":"IF(X192=\"\",\"\",SUMPRODUCT((X$3:X$897<=X192)-(ISBLANK(X$3:X$897))))","v":467},"HOCHFELDEN"]
[192,1,"AIN",0,"PREVESSIN-MOENS","1 - AIN","G",458,"401 à 600 m",null,null,null,null,null,null,null,null,null,null,null,null,null,191,"DIMBSTHAL",null,null,null,{"$f":"IF(X193=\"\",\"\",SUMPRODUCT((X$3:X$897<=X193)-(ISBLANK(X$3:X$897))))","v":459},"HOCHSTETT"]
[193,1,"AIN",0,"DROM","1 - AIN","G",360,"201 à 400 m",null,null,null,null,null,null,null,null,null,null,null,null,null,192,"LOHR",null,null,null,{"$f":"IF(X194=\"\",\"\",SUMPRODUCT((X$3:X$897<=X194)-(ISBLANK(X$3:X$897))))","v":627},"HOENHEIM"]
[194,1,"AIN",0,"BELMONT-LUTHEZIEU",{"$f":"B195&\" - \"&C195","v":"1 - AIN"},"G",630,{"$f":"IF(AND(H195>=0,H195<=200),$M$19,\nIF(AND(H195>=201,H195<=400),$M$20,\nIF(AND(H195>=401,H195<=600),$M$21,\nIF(AND(H195>=601,H195<=800),$M$22,\nIF(AND(H195>=801,H195<=1000),$M$23,\nIF(AND(H195>=1001,H195<=1200),$M$24,\nIF(AND(H195>=1201,H195<=1400),$M$25,\nIF(AND(H195>=1401,H195<=1600),$M$26,\nIF(AND(H195>=1601,H195<=1800),$M$27,\nIF(AND(H195>=1801,H195<=2000),$M$28,\nIF(AND(H195>=2001,H195<=2200),$M$29,\nIF(AND(H195>=2201,H195<=2400),$M$30,\nIF(AND(H195>=2401,H195<=2600),$M$31,\"erreur\")))))))))))))","v":"601 à 800 m"},null,null,null,null,null,null,null,null,null,null,null,null,null,193,{"$f":"IFERROR(VLOOKUP(W195,$D$2:$F$36613,2,FALSE),\"\")","v":"SCHALKENDORF"},null,null,null,{"$f":"IF(X195=\"\",\"\",SUMPRODUCT((X$3:X$897<=X195)-(ISBLANK(X$3:X$897))))","v":781},"HOERDT"]
[195,1,"AIN",{"$f":"IF($L$2=F196,1+D195,0)","v":0},"SAINT-GENIS-SUR-MENTHON","1 - AIN","G",203,"201 à 400 m",null,null,null,null,null,null,null,null,null,null,null,null,null,194,"DIEFFENBACH-LES-WOERTH",null,null,null,{"$f":"IF(X196=\"\",\"\",SUMPRODUCT((X$3:X$897<=X196)-(ISBLANK(X$3:X$897))))","v":456},{"$f":"IF(ISNA(MATCH(MIN(AB$3:AB$897)+ROW()-ROW(AC$3),AB$3:AB$897,0)),\"\",INDEX(X$3:X$897,MATCH(MIN(AB$3:AB$897)+ROW()-ROW(AC$3),AB$3:AB$897,0)))","v":"HOFFEN"}]
[196,1,"AIN",0,"DOMSURE","1 - AIN","G",211,"201 à 400 m",null,null,null,null,null,null,null,null,null,null,null,null,null,195,"MEMMELSHOFFEN",null,null,null,{"$f":"IF(X197=\"\",\"\",SUMPRODUCT((X$3:X$897<=X197)-(ISBLANK(X$3:X$897))))","v":641},"HOHATZENHEIM"]
[197,1,"AIN",0,"BILLIAT","1 - AIN","G",774,"601 à 800 m",null,null,null,null,null,null,null,null,null,null,null,null,null,196,"LOCHWILLER",null,null,null,{"$f":"IF(X198=\"\",\"\",SUMPRODUCT((X$3:X$897<=X198)-(ISBLANK(X$3:X$897))))","v":626},"HOHENGOEFT"]
[198,1,"AIN",0,"NEUVILLE-SUR-AIN","1 - AIN","G",295,"201 à 400 m",null,null,null,null,null,null,null,null,null,null,null,null,null,197,"FURCHHAUSEN",null,null,null,{"$f":"IF(X199=\"\",\"\",SUMPRODUCT((X$3:X$897<=X199)-(ISBLANK(X$3:X$897))))","v":510},"HOHFRANKENHEIM"]
[199,1,"AIN",0,"LEYMENT","1 - AIN","G",247,"201 à 400 m",null,null,null,null,null,null,null,null,null,null,null,null,null,198,"FORSTHEIM",null,null,null,{"$f":"IF(X200=\"\",\"\",SUMPRODUCT((X$3:X$897<=X200)-(ISBLANK(X$3:X$897))))","v":502},"HOLTZHEIM"]
[200,1,"AIN",0,"MATAFELON-GRANGES","1 - AIN","G",445,"401 à 600 m",null,null,null,null,null,null,null,null,null,null,null,null,null,199,"SCHOENAU",null,null,null,{"$f":"IF(X201=\"\",\"\",SUMPRODUCT((X$3:X$897<=X201)-(ISBLANK(X$3:X$897))))","v":793},"HUNSPACH"]
[201,1,"AIN",0,"FAREINS","1 - AIN","G",199,"0 à 200 m",null,null,null,null,null,null,null,null,null,null,null,null,null,200,"WINDSTEIN",null,null,null,{"$f":"IF(X202=\"\",\"\",SUMPRODUCT((X$3:X$897<=X202)-(ISBLANK(X$3:X$897))))","v":872},"HURTIGHEIM"]
[202,1,"AIN",0,"GORREVOD","1 - AIN","G",186,"0 à 200 m",null,null,null,null,null,null,null,null,null,null,null,null,null,201,"ELSENHEIM",null,null,null,{"$f":"IF(X203=\"\",\"\",SUMPRODUCT((X$3:X$897<=X203)-(ISBLANK(X$3:X$897))))","v":483},"HUTTENDORF"]
[203,1,"AIN",0,"BIZIAT","1 - AIN","G",195,"0 à 200 m",null,null,null,null,null,null,null,null,null,null,null,null,null,202,"SILTZHEIM",null,null,null,{"$f":"IF(X204=\"\",\"\",SUMPRODUCT((X$3:X$897<=X204)-(ISBLANK(X$3:X$897))))","v":808},"HUTTENHEIM"]
[204,1,"AIN",0,"THIL","1 - AIN","G",178,"0 à 200 m",null,null,null,null,null,null,null,null,null,null,null,null,null,203,"ACHENHEIM",null,null,null,{"$f":"IF(X205=\"\",\"\",SUMPRODUCT((X$3:X$897<=X205)-(ISBLANK(X$3:X$897))))","v":369},"ICHTRATZHEIM"]
[205,1,"AIN",0,"SAINT-BERNARD","1 - AIN","G",181,"0 à 200 m",null,null,null,null,null,null,null,null,null,null,null,null,null,204,"BOERSCH",null,null,null,{"$f":"IF(X206=\"\",\"\",SUMPRODUCT((X$3:X$897<=X206)-(ISBLANK(X$3:X$897))))","v":417},"ILLKIRCH-GRAFFENSTADEN"]
[206,1,"AIN",0,"HAUTECOURT-ROMANECHE","1 - AIN","G",382,"201 à 400 m",null,null,null,null,null,null,null,null,null,null,null,null,null,205,"URMATT",null,null,null,{"$f":"IF(X207=\"\",\"\",SUMPRODUCT((X$3:X$897<=X207)-(ISBLANK(X$3:X$897))))","v":840},"INGENHEIM"]
[207,1,"AIN",0,"ARBENT","1 - AIN","G",709,"601 à 800 m",null,null,null,null,null,null,null,null,null,null,null,null,null,206,"WITTERSHEIM",null,null,null,{"$f":"IF(X208=\"\",\"\",SUMPRODUCT((X$3:X$897<=X208)-(ISBLANK(X$3:X$897))))","v":882},"INGOLSHEIM"]
[208,1,"AIN",0,"CEYZERIEU","1 - AIN","G",306,"201 à 400 m",null,null,null,null,null,null,null,null,null,null,null,null,null,207,"KLEINGOEFT",null,null,null,{"$f":"IF(X209=\"\",\"\",SUMPRODUCT((X$3:X$897<=X209)-(ISBLANK(X$3:X$897))))","v":594},"INGWILLER"]
[209,1,"AIN",0,"MONTCET","1 - AIN","G",217,"201 à 400 m",null,null,null,null,null,null,null,null,null,null,null,null,null,208,"FROHMUHL",null,null,null,{"$f":"IF(X210=\"\",\"\",SUMPRODUCT((X$3:X$897<=X210)-(ISBLANK(X$3:X$897))))","v":509},"INNENHEIM"]
[210,1,"AIN",0,"MASSIGNIEU-DE-RIVES","1 - AIN","G",286,"201 à 400 m",null,null,null,null,null,null,null,null,null,null,null,null,null,209,"BEINHEIM",null,null,null,{"$f":"IF(X211=\"\",\"\",SUMPRODUCT((X$3:X$897<=X211)-(ISBLANK(X$3:X$897))))","v":390},"ISSENHAUSEN"]
[211,1,"AIN",0,"BOHAS-MEYRIAT-RIGNAT","1 - AIN","G",339,"201 à 400 m",null,null,null,null,null,null,null,null,null,null,null,null,null,210,"LAMPERTSLOCH",null,null,null,{"$f":"IF(X212=\"\",\"\",SUMPRODUCT((X$3:X$897<=X212)-(ISBLANK(X$3:X$897))))","v":611},"ITTENHEIM"]
[212,1,"AIN",0,"SAINTE-CROIX","1 - AIN","G",275,"201 à 400 m",null,null,null,null,null,null,null,null,null,null,null,null,null,211,"MOMMENHEIM",null,null,null,{"$f":"IF(X213=\"\",\"\",SUMPRODUCT((X$3:X$897<=X213)-(ISBLANK(X$3:X$897))))","v":653},"ITTERSWILLER"]
[213,1,"AIN",0,"SAINT-BENIGNE","1 - AIN","G",190,"0 à 200 m",null,null,null,null,null,null,null,null,null,null,null,null,null,212,"SOUFFELWEYERSHEIM",null,null,null,{"$f":"IF(X214=\"\",\"\",SUMPRODUCT((X$3:X$897<=X214)-(ISBLANK(X$3:X$897))))","v":811},"JETTERSWILLER"]
[214,1,"AIN",0,"CHALEY","1 - AIN","G",591,"401 à 600 m",null,null,null,null,null,null,null,null,null,null,null,null,null,213,"GEISWILLER",null,null,null,{"$f":"IF(X215=\"\",\"\",SUMPRODUCT((X$3:X$897<=X215)-(ISBLANK(X$3:X$897))))","v":514},"KALTENHOUSE"]
[215,1,"AIN",0,"BELLEY","1 - AIN","G",278,"201 à 400 m",null,null,null,null,null,null,null,null,null,null,null,null,null,214,"DACHSTEIN",null,null,null,{"$f":"IF(X216=\"\",\"\",SUMPRODUCT((X$3:X$897<=X216)-(ISBLANK(X$3:X$897))))","v":443},"KAUFFENHEIM"]
[216,1,"AIN",0,"SAINT-TRIVIER-SUR-MOIGNANS","1 - AIN","G",266,"201 à 400 m",null,null,null,null,null,null,null,null,null,null,null,null,null,215,"BERGBIETEN",null,null,null,{"$f":"IF(X217=\"\",\"\",SUMPRODUCT((X$3:X$897<=X217)-(ISBLANK(X$3:X$897))))","v":395},"KEFFENACH"]
[217,1,"AIN",0,"MISERIEUX","1 - AIN","G",245,"201 à 400 m",null,null,null,null,null,null,null,null,null,null,null,null,null,216,"EBERSHEIM",null,null,null,{"$f":"IF(X218=\"\",\"\",SUMPRODUCT((X$3:X$897<=X218)-(ISBLANK(X$3:X$897))))","v":477},"KERTZFELD"]
[218,1,"AIN",0,"DORTAN","1 - AIN","G",478,"401 à 600 m",null,null,null,null,null,null,null,null,null,null,null,null,null,217,"VENDENHEIM",null,null,null,{"$f":"IF(X219=\"\",\"\",SUMPRODUCT((X$3:X$897<=X219)-(ISBLANK(X$3:X$897))))","v":845},"KESKASTEL"]
[219,1,"AIN",0,"CEYZERIAT","1 - AIN","G",322,"201 à 400 m",null,null,null,null,null,null,null,null,null,null,null,null,null,218,"BISCHHEIM",null,null,null,{"$f":"IF(X220=\"\",\"\",SUMPRODUCT((X$3:X$897<=X220)-(ISBLANK(X$3:X$897))))","v":408},"KESSELDORF"]
[220,1,"AIN",0,"SAUVERNY","1 - AIN","G",484,"401 à 600 m",null,null,null,null,null,null,null,null,null,null,null,null,null,219,"BAREMBACH",null,null,null,{"$f":"IF(X221=\"\",\"\",SUMPRODUCT((X$3:X$897<=X221)-(ISBLANK(X$3:X$897))))","v":386},"KIENHEIM"]
[221,1,"AIN",0,"LELEX","1 - AIN","G",1132,"1001 à 1200 m",null,null,null,null,null,null,null,null,null,null,null,null,null,220,"HEILIGENBERG",null,null,null,{"$f":"IF(X222=\"\",\"\",SUMPRODUCT((X$3:X$897<=X222)-(ISBLANK(X$3:X$897))))","v":545},"KILSTETT"]
[222,1,"AIN",0,"MONTRACOL","1 - AIN","G",236,"201 à 400 m",null,null,null,null,null,null,null,null,null,null,null,null,null,221,"MAENNOLSHEIM",null,null,null,{"$f":"IF(X223=\"\",\"\",SUMPRODUCT((X$3:X$897<=X223)-(ISBLANK(X$3:X$897))))","v":633},"KINDWILLER"]
[223,1,"AIN",0,"SAMOGNAT","1 - AIN","G",487,"401 à 600 m",null,null,null,null,null,null,null,null,null,null,null,null,null,222,"GRANDFONTAINE",null,null,null,{"$f":"IF(X224=\"\",\"\",SUMPRODUCT((X$3:X$897<=X224)-(ISBLANK(X$3:X$897))))","v":525},"KINTZHEIM"]
[224,1,"AIN",0,"PERREX","1 - AIN","G",197,"0 à 200 m",null,null,null,null,null,null,null,null,null,null,null,null,null,223,"OBERSCHAEFFOLSHEIM",null,null,null,{"$f":"IF(X225=\"\",\"\",SUMPRODUCT((X$3:X$897<=X225)-(ISBLANK(X$3:X$897))))","v":698},"KIRCHHEIM"]
[225,1,"AIN",0,"SAINTE-EUPHEMIE","1 - AIN","G",232,"201 à 400 m",null,null,null,null,null,null,null,null,null,null,null,null,null,224,"VALFF",null,null,null,{"$f":"IF(X226=\"\",\"\",SUMPRODUCT((X$3:X$897<=X226)-(ISBLANK(X$3:X$897))))","v":844},"KIRRBERG"]
[226,1,"AIN",0,"NIVOLLET-MONTGRIFFON","1 - AIN","G",673,"601 à 800 m",null,null,null,null,null,null,null,null,null,null,null,null,null,225,"HEGENEY",null,null,null,{"$f":"IF(X227=\"\",\"\",SUMPRODUCT((X$3:X$897<=X227)-(ISBLANK(X$3:X$897))))","v":543},"KIRRWILLER"]
[227,1,"AIN",0,"GRAND-CORENT","1 - AIN","G",505,"401 à 600 m",null,null,null,null,null,null,null,null,null,null,null,null,null,226,"BELLEFOSSE",null,null,null,{"$f":"IF(X228=\"\",\"\",SUMPRODUCT((X$3:X$897<=X228)-(ISBLANK(X$3:X$897))))","v":391},"KLEINGOEFT"]
[228,1,"AIN",0,"BOURG-EN-BRESSE","1 - AIN","G",239,"201 à 400 m",null,null,null,null,null,null,null,null,null,null,null,null,null,227,"NEEWILLER-PRES-LAUTERBOURG",null,null,null,{"$f":"IF(X229=\"\",\"\",SUMPRODUCT((X$3:X$897<=X229)-(ISBLANK(X$3:X$897))))","v":667},"KNOERSHEIM"]
[229,1,"AIN",0,"CONAND","1 - AIN","G",674,"601 à 800 m",null,null,null,null,null,null,null,null,null,null,null,null,null,228,"MELSHEIM",null,null,null,{"$f":"IF(X230=\"\",\"\",SUMPRODUCT((X$3:X$897<=X230)-(ISBLANK(X$3:X$897))))","v":640},"KOGENHEIM"]
[230,1,"AIN",0,"PRESSIAT","1 - AIN","G",369,"201 à 400 m",null,null,null,null,null,null,null,null,null,null,null,null,null,229,"ROTT",null,null,null,{"$f":"IF(X231=\"\",\"\",SUMPRODUCT((X$3:X$897<=X231)-(ISBLANK(X$3:X$897))))","v":757},"KOLBSHEIM"]
[231,1,"AIN",0,"BENY","1 - AIN","G",227,"201 à 400 m",null,null,null,null,null,null,null,null,null,null,null,null,null,230,"TRAENHEIM",null,null,null,{"$f":"IF(X232=\"\",\"\",SUMPRODUCT((X$3:X$897<=X232)-(ISBLANK(X$3:X$897))))","v":832},"KRAUTERGERSHEIM"]
[232,1,"AIN",0,"IZENAVE","1 - AIN","G",799,"601 à 800 m",null,null,null,null,null,null,null,null,null,null,null,null,null,231,"WEYER",null,null,null,{"$f":"IF(X233=\"\",\"\",SUMPRODUCT((X$3:X$897<=X233)-(ISBLANK(X$3:X$897))))","v":865},"KRAUTWILLER"]
[233,1,"AIN",0,"CHANOZ-CHATENAY","1 - AIN","G",234,"201 à 400 m",null,null,null,null,null,null,null,null,null,null,null,null,null,232,"PLOBSHEIM",null,null,null,{"$f":"IF(X234=\"\",\"\",SUMPRODUCT((X$3:X$897<=X234)-(ISBLANK(X$3:X$897))))","v":722},"KRIEGSHEIM"]
[234,1,"AIN",0,"LABALME","1 - AIN","G",709,"601 à 800 m",null,null,null,null,null,null,null,null,null,null,null,null,null,233,"SAND",null,null,null,{"$f":"IF(X235=\"\",\"\",SUMPRODUCT((X$3:X$897<=X235)-(ISBLANK(X$3:X$897))))","v":773},"KURTZENHOUSE"]
[235,1,"AIN",0,"CHATILLON-EN-MICHAILLE","1 - AIN","G",795,"601 à 800 m",null,null,null,null,null,null,null,null,null,null,null,null,null,234,"LA PETITE-PIERRE",null,null,null,{"$f":"IF(X236=\"\",\"\",SUMPRODUCT((X$3:X$897<=X236)-(ISBLANK(X$3:X$897))))","v":605},"KUTTOLSHEIM"]
[236,1,"AIN",0,"CHALAMONT","1 - AIN","G",292,"201 à 400 m",null,null,null,null,null,null,null,null,null,null,null,null,null,235,"RHINAU",null,null,null,{"$f":"IF(X237=\"\",\"\",SUMPRODUCT((X$3:X$897<=X237)-(ISBLANK(X$3:X$897))))","v":739},"KUTZENHAUSEN"]
[237,1,"AIN",0,"GENOUILLEUX","1 - AIN","G",201,"201 à 400 m",null,null,null,null,null,null,null,null,null,null,null,null,null,236,"HOENHEIM",null,null,null,{"$f":"IF(X238=\"\",\"\",SUMPRODUCT((X$3:X$897<=X238)-(ISBLANK(X$3:X$897))))","v":560},"LA BROQUE"]
[238,1,"AIN",0,"PEYZIEUX-SUR-SAONE","1 - AIN","G",226,"201 à 400 m",null,null,null,null,null,null,null,null,null,null,null,null,null,237,"SCHARRACHBERGHEIM-IRMSTETT",null,null,null,{"$f":"IF(X239=\"\",\"\",SUMPRODUCT((X$3:X$897<=X239)-(ISBLANK(X$3:X$897))))","v":782},"LA PETITE-PIERRE"]
[239,1,"AIN",0,"CONFORT","1 - AIN","G",858,"801 à 1000 m",null,null,null,null,null,null,null,null,null,null,null,null,null,238,"OBERHASLACH",null,null,null,{"$f":"IF(X240=\"\",\"\",SUMPRODUCT((X$3:X$897<=X240)-(ISBLANK(X$3:X$897))))","v":690},"LA VANCELLE"]
[240,1,"AIN",0,"LES NEYROLLES","1 - AIN","G",832,"801 à 1000 m",null,null,null,null,null,null,null,null,null,null,null,null,null,239,"LEUTENHEIM",null,null,null,{"$f":"IF(X241=\"\",\"\",SUMPRODUCT((X$3:X$897<=X241)-(ISBLANK(X$3:X$897))))","v":618},"LA WALCK"]
[241,1,"AIN",0,"VONNAS","1 - AIN","G",202,"201 à 400 m",null,null,null,null,null,null,null,null,null,null,null,null,null,240,"HIPSHEIM",null,null,null,{"$f":"IF(X242=\"\",\"\",SUMPRODUCT((X$3:X$897<=X242)-(ISBLANK(X$3:X$897))))","v":556},"LA WANTZENAU"]
[242,1,"AIN",0,"SAINT-CYR-SUR-MENTHON","1 - AIN","G",203,"201 à 400 m",null,null,null,null,null,null,null,null,null,null,null,null,null,241,"ROSENWILLER",null,null,null,{"$f":"IF(X243=\"\",\"\",SUMPRODUCT((X$3:X$897<=X243)-(ISBLANK(X$3:X$897))))","v":751},"LALAYE"]
[243,1,"AIN",0,"CHATILLON-LA-PALUD","1 - AIN","G",284,"201 à 400 m",null,null,null,null,null,null,null,null,null,null,null,null,null,242,"RINGENDORF",null,null,null,{"$f":"IF(X244=\"\",\"\",SUMPRODUCT((X$3:X$897<=X244)-(ISBLANK(X$3:X$897))))","v":744},"LAMPERTHEIM"]
[244,1,"AIN",0,"GROISSIAT","1 - AIN","G",616,"601 à 800 m",null,null,null,null,null,null,null,null,null,null,null,null,null,243,"RITTERSHOFFEN",null,null,null,{"$f":"IF(X245=\"\",\"\",SUMPRODUCT((X$3:X$897<=X245)-(ISBLANK(X$3:X$897))))","v":745},"LAMPERTSLOCH"]
[245,1,"AIN",0,"CHARNOZ-SUR-AIN","1 - AIN","G",221,"201 à 400 m",null,null,null,null,null,null,null,null,null,null,null,null,null,244,"GUNDERSHOFFEN",null,null,null,{"$f":"IF(X246=\"\",\"\",SUMPRODUCT((X$3:X$897<=X246)-(ISBLANK(X$3:X$897))))","v":533},"LANDERSHEIM"]
[246,1,"AIN",0,"CHAVANNES-SUR-SURAN","1 - AIN","G",413,"401 à 600 m",null,null,null,null,null,null,null,null,null,null,null,null,null,245,"REICHSTETT",null,null,null,{"$f":"IF(X247=\"\",\"\",SUMPRODUCT((X$3:X$897<=X247)-(ISBLANK(X$3:X$897))))","v":733},"LANGENSOULTZBACH"]
[247,1,"AIN",0,"BEAUREGARD","1 - AIN","G",205,"201 à 400 m",null,null,null,null,null,null,null,null,null,null,null,null,null,246,"OTTERSWILLER",null,null,null,{"$f":"IF(X248=\"\",\"\",SUMPRODUCT((X$3:X$897<=X248)-(ISBLANK(X$3:X$897))))","v":713},"LAUBACH"]
[248,1,"AIN",0,"MEZERIAT","1 - AIN","G",204,"201 à 400 m",null,null,null,null,null,null,null,null,null,null,null,null,null,247,"MERTZWILLER",null,null,null,{"$f":"IF(X249=\"\",\"\",SUMPRODUCT((X$3:X$897<=X249)-(ISBLANK(X$3:X$897))))","v":644},"LAUTERBOURG"]
[249,1,"AIN",0,"CROZET","1 - AIN","G",1016,"1001 à 1200 m",null,null,null,null,null,null,null,null,null,null,null,null,null,248,"BERSTETT",null,null,null,{"$f":"IF(X250=\"\",\"\",SUMPRODUCT((X$3:X$897<=X250)-(ISBLANK(X$3:X$897))))","v":399},"LE HOHWALD"]
[250,1,"AIN",0,"VILLETTE-SUR-AIN","1 - AIN","G",292,"201 à 400 m",null,null,null,null,null,null,null,null,null,null,null,null,null,249,"NIEDERHAUSBERGEN",null,null,null,{"$f":"IF(X251=\"\",\"\",SUMPRODUCT((X$3:X$897<=X251)-(ISBLANK(X$3:X$897))))","v":676},"LEMBACH"]
[251,1,"AIN",0,"CORVEISSIAT","1 - AIN","G",475,"401 à 600 m",null,null,null,null,null,null,null,null,null,null,null,null,null,250,"WIMMENAU",null,null,null,{"$f":"IF(X252=\"\",\"\",SUMPRODUCT((X$3:X$897<=X252)-(ISBLANK(X$3:X$897))))","v":871},"LEUTENHEIM"]
[252,1,"AIN",0,"MIJOUX","1 - AIN","G",1198,"1001 à 1200 m",null,null,null,null,null,null,null,null,null,null,null,null,null,251,"AUENHEIM",null,null,null,{"$f":"IF(X253=\"\",\"\",SUMPRODUCT((X$3:X$897<=X253)-(ISBLANK(X$3:X$897))))","v":381},"LICHTENBERG"]
[253,1,"AIN",0,"MONTCEAUX","1 - AIN","G",222,"201 à 400 m",null,null,null,null,null,null,null,null,null,null,null,null,null,252,"OBENHEIM",null,null,null,{"$f":"IF(X254=\"\",\"\",SUMPRODUCT((X$3:X$897<=X254)-(ISBLANK(X$3:X$897))))","v":687},"LIMERSHEIM"]
[254,1,"AIN",0,"THOIRY","1 - AIN","G",844,"801 à 1000 m",null,null,null,null,null,null,null,null,null,null,null,null,null,253,"MOTHERN",null,null,null,{"$f":"IF(X255=\"\",\"\",SUMPRODUCT((X$3:X$897<=X255)-(ISBLANK(X$3:X$897))))","v":657},"LINGOLSHEIM"]
[255,1,"AIN",0,"PERONNAS","1 - AIN","G",251,"201 à 400 m",null,null,null,null,null,null,null,null,null,null,null,null,null,254,"HOHENGOEFT",null,null,null,{"$f":"IF(X256=\"\",\"\",SUMPRODUCT((X$3:X$897<=X256)-(ISBLANK(X$3:X$897))))","v":564},"LIPSHEIM"]
[256,1,"AIN",0,"VERJON","1 - AIN","G",268,"201 à 400 m",null,null,null,null,null,null,null,null,null,null,null,null,null,255,"LINGOLSHEIM",null,null,null,{"$f":"IF(X257=\"\",\"\",SUMPRODUCT((X$3:X$897<=X257)-(ISBLANK(X$3:X$897))))","v":621},"LITTENHEIM"]
[257,1,"AIN",0,"CHALLES-LA-MONTAGNE","1 - AIN","G",519,"401 à 600 m",null,null,null,null,null,null,null,null,null,null,null,null,null,256,"SCHNERSHEIM",null,null,null,{"$f":"IF(X258=\"\",\"\",SUMPRODUCT((X$3:X$897<=X258)-(ISBLANK(X$3:X$897))))","v":792},"LIXHAUSEN"]
[258,1,"AIN",0,"SERGY",{"$f":"B259&\" - \"&C259","v":"1 - AIN"},"G",798,{"$f":"IF(AND(H259>=0,H259<=200),$M$19,\nIF(AND(H259>=201,H259<=400),$M$20,\nIF(AND(H259>=401,H259<=600),$M$21,\nIF(AND(H259>=601,H259<=800),$M$22,\nIF(AND(H259>=801,H259<=1000),$M$23,\nIF(AND(H259>=1001,H259<=1200),$M$24,\nIF(AND(H259>=1201,H259<=1400),$M$25,\nIF(AND(H259>=1401,H259<=1600),$M$26,\nIF(AND(H259>=1601,H259<=1800),$M$27,\nIF(AND(H259>=1801,H259<=2000),$M$28,\nIF(AND(H259>=2001,H259<=2200),$M$29,\nIF(AND(H259>=2201,H259<=2400),$M$30,\nIF(AND(H259>=2401,H259<=2600),$M$31,\"erreur\")))))))))))))","v":"601 à 800 m"},null,null,null,null,null,null,null,null,null,null,null,null,null,257,{"$f":"IFERROR(VLOOKUP(W259,$D$2:$F$36613,2,FALSE),\"\")","v":"FORT-LOUIS"},null,null,null,{"$f":"IF(X259=\"\",\"\",SUMPRODUCT((X$3:X$897<=X259)-(ISBLANK(X$3:X$897))))","v":503},"LOBSANN"]
[259,1,"AIN",{"$f":"IF($L$2=F260,1+D259,0)","v":0},"JOYEUX","1 - AIN","G",286,"201 à 400 m",null,null,null,null,null,null,null,null,null,null,null,null,null,258,"GAMBSHEIM",null,null,null,{"$f":"IF(X260=\"\",\"\",SUMPRODUCT((X$3:X$897<=X260)-(ISBLANK(X$3:X$897))))","v":512},{"$f":"IF(ISNA(MATCH(MIN(AB$3:AB$897)+ROW()-ROW(AC$3),AB$3:AB$897,0)),\"\",INDEX(X$3:X$897,MATCH(MIN(AB$3:AB$897)+ROW()-ROW(AC$3),AB$3:AB$897,0)))","v":"LOCHWILLER"}]
[260,1,"AIN",0,"CRAS-SUR-REYSSOUZE","1 - AIN","G",210,"201 à 400 m",null,null,null,null,null,null,null,null,null,null,null,null,null,259,"SOUFFLENHEIM",null,null,null,{"$f":"IF(X261=\"\",\"\",SUMPRODUCT((X$3:X$897<=X261)-(ISBLANK(X$3:X$897))))","v":812},"LOHR"]
[261,1,"AIN",0,"CHEIGNIEU-LA-BALME","1 - AIN","G",527,"401 à 600 m",null,null,null,null,null,null,null,null,null,null,null,null,null,260,"JETTERSWILLER",null,null,null,{"$f":"IF(X262=\"\",\"\",SUMPRODUCT((X$3:X$897<=X262)-(ISBLANK(X$3:X$897))))","v":580},"LORENTZEN"]
[262,1,"AIN",0,"GRILLY","1 - AIN","G",563,"401 à 600 m",null,null,null,null,null,null,null,null,null,null,null,null,null,261,"BOSSELSHAUSEN",null,null,null,{"$f":"IF(X263=\"\",\"\",SUMPRODUCT((X$3:X$897<=X263)-(ISBLANK(X$3:X$897))))","v":422},"LUPSTEIN"]
[263,1,"AIN",0,"ARS-SUR-FORMANS","1 - AIN","G",257,"201 à 400 m",null,null,null,null,null,null,null,null,null,null,null,null,null,262,"BOSSENDORF",null,null,null,{"$f":"IF(X264=\"\",\"\",SUMPRODUCT((X$3:X$897<=X264)-(ISBLANK(X$3:X$897))))","v":423},"LUTZELHOUSE"]
[264,1,"AIN",0,"VARAMBON","1 - AIN","G",292,"201 à 400 m",null,null,null,null,null,null,null,null,null,null,null,null,null,263,"EBERSMUNSTER",null,null,null,{"$f":"IF(X265=\"\",\"\",SUMPRODUCT((X$3:X$897<=X265)-(ISBLANK(X$3:X$897))))","v":478},"MACKENHEIM"]
[265,1,"AIN",0,"VIEU","1 - AIN","G",434,"401 à 600 m",null,null,null,null,null,null,null,null,null,null,null,null,null,264,"WOLFISHEIM",null,null,null,{"$f":"IF(X266=\"\",\"\",SUMPRODUCT((X$3:X$897<=X266)-(ISBLANK(X$3:X$897))))","v":886},"MACKWILLER"]
[266,1,"AIN",0,"VIRIAT","1 - AIN","G",230,"201 à 400 m",null,null,null,null,null,null,null,null,null,null,null,null,null,265,"HOCHSTETT",null,null,null,{"$f":"IF(X267=\"\",\"\",SUMPRODUCT((X$3:X$897<=X267)-(ISBLANK(X$3:X$897))))","v":559},"MAENNOLSHEIM"]
[267,1,"AIN",0,"SAINT-DIDIER-SUR-CHALARONNE","1 - AIN","G",182,"0 à 200 m",null,null,null,null,null,null,null,null,null,null,null,null,null,266,"LE HOHWALD",null,null,null,{"$f":"IF(X268=\"\",\"\",SUMPRODUCT((X$3:X$897<=X268)-(ISBLANK(X$3:X$897))))","v":616},"MAISONSGOUTTE"]
[268,1,"AIN",0,"MONTLUEL","1 - AIN","G",279,"201 à 400 m",null,null,null,null,null,null,null,null,null,null,null,null,null,267,"DOSSENHEIM-KOCHERSBERG",null,null,null,{"$f":"IF(X269=\"\",\"\",SUMPRODUCT((X$3:X$897<=X269)-(ISBLANK(X$3:X$897))))","v":465},"MARCKOLSHEIM"]
[269,1,"AIN",0,"FARGES","1 - AIN","G",774,"601 à 800 m",null,null,null,null,null,null,null,null,null,null,null,null,null,268,"WAHLENHEIM",null,null,null,{"$f":"IF(X270=\"\",\"\",SUMPRODUCT((X$3:X$897<=X270)-(ISBLANK(X$3:X$897))))","v":849},"MARLENHEIM"]
[270,1,"AIN",0,"PONT-D'AIN","1 - AIN","G",256,"201 à 400 m",null,null,null,null,null,null,null,null,null,null,null,null,null,269,"ROESCHWOOG",null,null,null,{"$f":"IF(X271=\"\",\"\",SUMPRODUCT((X$3:X$897<=X271)-(ISBLANK(X$3:X$897))))","v":746},"MARMOUTIER"]
[271,1,"AIN",0,"IZIEU","1 - AIN","G",459,"401 à 600 m",null,null,null,null,null,null,null,null,null,null,null,null,null,270,"PETERSBACH",null,null,null,{"$f":"IF(X272=\"\",\"\",SUMPRODUCT((X$3:X$897<=X272)-(ISBLANK(X$3:X$897))))","v":716},"MATZENHEIM"]
[272,1,"AIN",0,"ANGLEFORT","1 - AIN","G",706,"601 à 800 m",null,null,null,null,null,null,null,null,null,null,null,null,null,271,"GOERSDORF",null,null,null,{"$f":"IF(X273=\"\",\"\",SUMPRODUCT((X$3:X$897<=X273)-(ISBLANK(X$3:X$897))))","v":520},"MEISTRATZHEIM"]
[273,1,"AIN",0,"CHAMPFROMIER","1 - AIN","G",1049,"1001 à 1200 m",null,null,null,null,null,null,null,null,null,null,null,null,null,272,"GERTWILLER",null,null,null,{"$f":"IF(X274=\"\",\"\",SUMPRODUCT((X$3:X$897<=X274)-(ISBLANK(X$3:X$897))))","v":516},"MELSHEIM"]
[274,1,"AIN",0,"VESANCY","1 - AIN","G",962,"801 à 1000 m",null,null,null,null,null,null,null,null,null,null,null,null,null,273,"FLEXBOURG",null,null,null,{"$f":"IF(X275=\"\",\"\",SUMPRODUCT((X$3:X$897<=X275)-(ISBLANK(X$3:X$897))))","v":500},"MEMMELSHOFFEN"]
[275,1,"AIN",0,"FOISSIAT","1 - AIN","G",210,"201 à 400 m",null,null,null,null,null,null,null,null,null,null,null,null,null,274,"DUTTLENHEIM",null,null,null,{"$f":"IF(X276=\"\",\"\",SUMPRODUCT((X$3:X$897<=X276)-(ISBLANK(X$3:X$897))))","v":475},"MENCHHOFFEN"]
[276,1,"AIN",0,"MONTANGES","1 - AIN","G",712,"601 à 800 m",null,null,null,null,null,null,null,null,null,null,null,null,null,275,"WILWISHEIM",null,null,null,{"$f":"IF(X277=\"\",\"\",SUMPRODUCT((X$3:X$897<=X277)-(ISBLANK(X$3:X$897))))","v":870},"MERKWILLER-PECHELBRONN"]
[277,1,"AIN",0,"BETTANT","1 - AIN","G",326,"201 à 400 m",null,null,null,null,null,null,null,null,null,null,null,null,null,276,"DETTWILLER",null,null,null,{"$f":"IF(X278=\"\",\"\",SUMPRODUCT((X$3:X$897<=X278)-(ISBLANK(X$3:X$897))))","v":452},"MERTZWILLER"]
[278,1,"AIN",0,"VILLIEU-LOYES-MOLLON","1 - AIN","G",251,"201 à 400 m",null,null,null,null,null,null,null,null,null,null,null,null,null,277,"MATZENHEIM",null,null,null,{"$f":"IF(X279=\"\",\"\",SUMPRODUCT((X$3:X$897<=X279)-(ISBLANK(X$3:X$897))))","v":638},"MIETESHEIM"]
[279,1,"AIN",0,"CONTREVOZ","1 - AIN","G",472,"401 à 600 m",null,null,null,null,null,null,null,null,null,null,null,null,null,278,"DANGOLSHEIM",null,null,null,{"$f":"IF(X280=\"\",\"\",SUMPRODUCT((X$3:X$897<=X280)-(ISBLANK(X$3:X$897))))","v":448},"MINVERSHEIM"]
[280,1,"AIN",0,"BOLOZON","1 - AIN","G",388,"201 à 400 m",null,null,null,null,null,null,null,null,null,null,null,null,null,279,"ECKWERSHEIM",null,null,null,{"$f":"IF(X281=\"\",\"\",SUMPRODUCT((X$3:X$897<=X281)-(ISBLANK(X$3:X$897))))","v":481},"MITTELBERGHEIM"]
[281,1,"AIN",0,"MAGNIEU","1 - AIN","G",297,"201 à 400 m",null,null,null,null,null,null,null,null,null,null,null,null,null,280,"HURTIGHEIM",null,null,null,{"$f":"IF(X282=\"\",\"\",SUMPRODUCT((X$3:X$897<=X282)-(ISBLANK(X$3:X$897))))","v":568},"MITTELHAUSBERGEN"]
[282,1,"AIN",0,"PEYRIAT","1 - AIN","G",693,"601 à 800 m",null,null,null,null,null,null,null,null,null,null,null,null,null,281,"MITTELBERGHEIM",null,null,null,{"$f":"IF(X283=\"\",\"\",SUMPRODUCT((X$3:X$897<=X283)-(ISBLANK(X$3:X$897))))","v":647},"MITTELHAUSEN"]
[283,1,"AIN",0,"MALAFRETAZ","1 - AIN","G",203,"201 à 400 m",null,null,null,null,null,null,null,null,null,null,null,null,null,282,"LORENTZEN",null,null,null,{"$f":"IF(X284=\"\",\"\",SUMPRODUCT((X$3:X$897<=X284)-(ISBLANK(X$3:X$897))))","v":628},"MITTELSCHAEFFOLSHEIM"]
[284,1,"AIN",0,"CHAMPDOR","1 - AIN","G",918,"801 à 1000 m",null,null,null,null,null,null,null,null,null,null,null,null,null,283,"OHLUNGEN",null,null,null,{"$f":"IF(X285=\"\",\"\",SUMPRODUCT((X$3:X$897<=X285)-(ISBLANK(X$3:X$897))))","v":705},"MOLLKIRCH"]
[285,1,"AIN",0,"COLIGNY","1 - AIN","G",275,"201 à 400 m",null,null,null,null,null,null,null,null,null,null,null,null,null,284,"WOLSCHHEIM",null,null,null,{"$f":"IF(X286=\"\",\"\",SUMPRODUCT((X$3:X$897<=X286)-(ISBLANK(X$3:X$897))))","v":888},"MOLSHEIM"]
[286,1,"AIN",0,"NURIEUX-VOLOGNAT","1 - AIN","G",627,"601 à 800 m",null,null,null,null,null,null,null,null,null,null,null,null,null,285,"MARCKOLSHEIM",null,null,null,{"$f":"IF(X287=\"\",\"\",SUMPRODUCT((X$3:X$897<=X287)-(ISBLANK(X$3:X$897))))","v":635},"MOMMENHEIM"]
[287,1,"AIN",0,"SEGNY","1 - AIN","G",484,"401 à 600 m",null,null,null,null,null,null,null,null,null,null,null,null,null,286,"WESTHOUSE",null,null,null,{"$f":"IF(X288=\"\",\"\",SUMPRODUCT((X$3:X$897<=X288)-(ISBLANK(X$3:X$897))))","v":863},"MONSWILLER"]
[288,1,"AIN",0,"ATTIGNAT","1 - AIN","G",217,"201 à 400 m",null,null,null,null,null,null,null,null,null,null,null,null,null,287,"MUSSIG",null,null,null,{"$f":"IF(X289=\"\",\"\",SUMPRODUCT((X$3:X$897<=X289)-(ISBLANK(X$3:X$897))))","v":662},"MORSBRONN-LES-BAINS"]
[289,1,"AIN",0,"SAINT-JULIEN-SUR-VEYLE","1 - AIN","G",211,"201 à 400 m",null,null,null,null,null,null,null,null,null,null,null,null,null,288,"RATZWILLER",null,null,null,{"$f":"IF(X290=\"\",\"\",SUMPRODUCT((X$3:X$897<=X290)-(ISBLANK(X$3:X$897))))","v":729},"MORSCHWILLER"]
[290,1,"AIN",0,"CHEVILLARD","1 - AIN","G",833,"801 à 1000 m",null,null,null,null,null,null,null,null,null,null,null,null,null,289,"UHRWILLER",null,null,null,{"$f":"IF(X291=\"\",\"\",SUMPRODUCT((X$3:X$897<=X291)-(ISBLANK(X$3:X$897))))","v":838},"MOTHERN"]
[291,1,"AIN",0,"SAINT-MARTIN-DE-BAVEL","1 - AIN","G",346,"201 à 400 m",null,null,null,null,null,null,null,null,null,null,null,null,null,290,"RANRUPT",null,null,null,{"$f":"IF(X292=\"\",\"\",SUMPRODUCT((X$3:X$897<=X292)-(ISBLANK(X$3:X$897))))","v":728},"MUHLBACH-SUR-BRUCHE"]
[292,1,"AIN",0,"BOURG-SAINT-CHRISTOPHE","1 - AIN","G",256,"201 à 400 m",null,null,null,null,null,null,null,null,null,null,null,null,null,291,"EYWILLER",null,null,null,{"$f":"IF(X293=\"\",\"\",SUMPRODUCT((X$3:X$897<=X293)-(ISBLANK(X$3:X$897))))","v":497},"MULHAUSEN"]
[293,1,"AIN",0,"MESSIMY-SUR-SAONE","1 - AIN","G",184,"0 à 200 m",null,null,null,null,null,null,null,null,null,null,null,null,null,292,"HUTTENDORF",null,null,null,{"$f":"IF(X294=\"\",\"\",SUMPRODUCT((X$3:X$897<=X294)-(ISBLANK(X$3:X$897))))","v":569},"MUNCHHAUSEN"]
[294,1,"AIN",0,"FEILLENS","1 - AIN","G",179,"0 à 200 m",null,null,null,null,null,null,null,null,null,null,null,null,null,293,"INGENHEIM",null,null,null,{"$f":"IF(X295=\"\",\"\",SUMPRODUCT((X$3:X$897<=X295)-(ISBLANK(X$3:X$897))))","v":573},"MUNDOLSHEIM"]
[295,1,"AIN",0,"MANZIAT","1 - AIN","G",184,"0 à 200 m",null,null,null,null,null,null,null,null,null,null,null,null,null,294,"SPARSBACH",null,null,null,{"$f":"IF(X296=\"\",\"\",SUMPRODUCT((X$3:X$897<=X296)-(ISBLANK(X$3:X$897))))","v":815},"MUSSIG"]
[296,1,"AIN",0,"SAINT-JUST","1 - AIN","G",255,"201 à 400 m",null,null,null,null,null,null,null,null,null,null,null,null,null,295,"ROSSFELD",null,null,null,{"$f":"IF(X297=\"\",\"\",SUMPRODUCT((X$3:X$897<=X297)-(ISBLANK(X$3:X$897))))","v":753},"MUTTERSHOLTZ"]
[297,1,"AIN",0,"BRESSOLLES","1 - AIN","G",261,"201 à 400 m",null,null,null,null,null,null,null,null,null,null,null,null,null,296,"CLIMBACH",null,null,null,{"$f":"IF(X298=\"\",\"\",SUMPRODUCT((X$3:X$897<=X298)-(ISBLANK(X$3:X$897))))","v":438},"MUTZENHOUSE"]
[298,1,"AIN",0,"GRIEGES","1 - AIN","G",177,"0 à 200 m",null,null,null,null,null,null,null,null,null,null,null,null,null,297,"SAINT-JEAN-SAVERNE",null,null,null,{"$f":"IF(X299=\"\",\"\",SUMPRODUCT((X$3:X$897<=X299)-(ISBLANK(X$3:X$897))))","v":765},"MUTZIG"]
[299,1,"AIN",0,"MARSONNAS","1 - AIN","G",207,"201 à 400 m",null,null,null,null,null,null,null,null,null,null,null,null,null,298,"NEUGARTHEIM-ITTLENHEIM",null,null,null,{"$f":"IF(X300=\"\",\"\",SUMPRODUCT((X$3:X$897<=X300)-(ISBLANK(X$3:X$897))))","v":669},"NATZWILLER"]
[300,1,"AIN",0,"SAINT-GERMAIN-SUR-RENON","1 - AIN","G",270,"201 à 400 m",null,null,null,null,null,null,null,null,null,null,null,null,null,299,"SAINT-PIERRE",null,null,null,{"$f":"IF(X301=\"\",\"\",SUMPRODUCT((X$3:X$897<=X301)-(ISBLANK(X$3:X$897))))","v":769},"NEEWILLER-PRES-LAUTERBOURG"]
[301,1,"AIN",0,"SAINT-JEAN-DE-GONVILLE","1 - AIN","G",765,"601 à 800 m",null,null,null,null,null,null,null,null,null,null,null,null,null,300,"KRAUTWILLER",null,null,null,{"$f":"IF(X302=\"\",\"\",SUMPRODUCT((X$3:X$897<=X302)-(ISBLANK(X$3:X$897))))","v":599},"NEUBOIS"]
[302,1,"AIN",0,"SAINT-ETIENNE-SUR-CHALARONNE","1 - AIN","G",219,"201 à 400 m",null,null,null,null,null,null,null,null,null,null,null,null,null,301,"DAMBACH",null,null,null,{"$f":"IF(X303=\"\",\"\",SUMPRODUCT((X$3:X$897<=X303)-(ISBLANK(X$3:X$897))))","v":446},"NEUGARTHEIM-ITTLENHEIM"]
[303,1,"AIN",0,"VILLES","1 - AIN","G",898,"801 à 1000 m",null,null,null,null,null,null,null,null,null,null,null,null,null,302,"REICHSFELD",null,null,null,{"$f":"IF(X304=\"\",\"\",SUMPRODUCT((X$3:X$897<=X304)-(ISBLANK(X$3:X$897))))","v":731},"NEUHAEUSEL"]
[304,1,"AIN",0,"ORDONNAZ","1 - AIN","G",884,"801 à 1000 m",null,null,null,null,null,null,null,null,null,null,null,null,null,303,"MERKWILLER-PECHELBRONN",null,null,null,{"$f":"IF(X305=\"\",\"\",SUMPRODUCT((X$3:X$897<=X305)-(ISBLANK(X$3:X$897))))","v":643},"NEUVE-EGLISE"]
[305,1,"AIN",0,"CHAMPAGNE-EN-VALROMEY","1 - AIN","G",584,"401 à 600 m",null,null,null,null,null,null,null,null,null,null,null,null,null,304,"WISSEMBOURG",null,null,null,{"$f":"IF(X306=\"\",\"\",SUMPRODUCT((X$3:X$897<=X306)-(ISBLANK(X$3:X$897))))","v":880},"NEUVILLER-LA-ROCHE"]
[306,1,"AIN",0,"BRION","1 - AIN","G",486,"401 à 600 m",null,null,null,null,null,null,null,null,null,null,null,null,null,305,"ALTENHEIM",null,null,null,{"$f":"IF(X307=\"\",\"\",SUMPRODUCT((X$3:X$897<=X307)-(ISBLANK(X$3:X$897))))","v":374},"NEUWILLER-LES-SAVERNE"]
[307,1,"AIN",0,"MARIGNIEU","1 - AIN","G",375,"201 à 400 m",null,null,null,null,null,null,null,null,null,null,null,null,null,306,"SCHOPPERTEN",null,null,null,{"$f":"IF(X308=\"\",\"\",SUMPRODUCT((X$3:X$897<=X308)-(ISBLANK(X$3:X$897))))","v":796},"NIEDERBRONN-LES-BAINS"]
[308,1,"AIN",0,"PEROUGES","1 - AIN","G",227,"201 à 400 m",null,null,null,null,null,null,null,null,null,null,null,null,null,307,"COSSWILLER",null,null,null,{"$f":"IF(X309=\"\",\"\",SUMPRODUCT((X$3:X$897<=X309)-(ISBLANK(X$3:X$897))))","v":440},"NIEDERHASLACH"]
[309,1,"AIN",0,"GARNERANS","1 - AIN","G",186,"0 à 200 m",null,null,null,null,null,null,null,null,null,null,null,null,null,308,"DURRENBACH",null,null,null,{"$f":"IF(X310=\"\",\"\",SUMPRODUCT((X$3:X$897<=X310)-(ISBLANK(X$3:X$897))))","v":473},"NIEDERHAUSBERGEN"]
[310,1,"AIN",0,"CHAVORNAY","1 - AIN","G",671,"601 à 800 m",null,null,null,null,null,null,null,null,null,null,null,null,null,309,"WITTISHEIM",null,null,null,{"$f":"IF(X311=\"\",\"\",SUMPRODUCT((X$3:X$897<=X311)-(ISBLANK(X$3:X$897))))","v":883},"NIEDERLAUTERBACH"]
[311,1,"AIN",0,"PREMEYZEL","1 - AIN","G",367,"201 à 400 m",null,null,null,null,null,null,null,null,null,null,null,null,null,310,"BINDERNHEIM",null,null,null,{"$f":"IF(X312=\"\",\"\",SUMPRODUCT((X$3:X$897<=X312)-(ISBLANK(X$3:X$897))))","v":406},"NIEDERMODERN"]
[312,1,"AIN",0,"LE MONTELLIER","1 - AIN","G",283,"201 à 400 m",null,null,null,null,null,null,null,null,null,null,null,null,null,311,"KIRRBERG",null,null,null,{"$f":"IF(X313=\"\",\"\",SUMPRODUCT((X$3:X$897<=X313)-(ISBLANK(X$3:X$897))))","v":592},"NIEDERNAI"]
[313,1,"AIN",0,"SERMOYER","1 - AIN","G",185,"0 à 200 m",null,null,null,null,null,null,null,null,null,null,null,null,null,312,"HIRSCHLAND",null,null,null,{"$f":"IF(X314=\"\",\"\",SUMPRODUCT((X$3:X$897<=X314)-(ISBLANK(X$3:X$897))))","v":557},"NIEDERROEDERN"]
[314,1,"AIN",0,"POLLIAT","1 - AIN","G",217,"201 à 400 m",null,null,null,null,null,null,null,null,null,null,null,null,null,313,"ZELLWILLER",null,null,null,{"$f":"IF(X315=\"\",\"\",SUMPRODUCT((X$3:X$897<=X315)-(ISBLANK(X$3:X$897))))","v":892},"NIEDERSCHAEFFOLSHEIM"]
[315,1,"AIN",0,"BREGNIER-CORDON","1 - AIN","G",230,"201 à 400 m",null,null,null,null,null,null,null,null,null,null,null,null,null,314,"ESCHBOURG",null,null,null,{"$f":"IF(X316=\"\",\"\",SUMPRODUCT((X$3:X$897<=X316)-(ISBLANK(X$3:X$897))))","v":494},"NIEDERSOULTZBACH"]
[316,1,"AIN",0,"RELEVANT","1 - AIN","G",269,"201 à 400 m",null,null,null,null,null,null,null,null,null,null,null,null,null,315,"BUHL",null,null,null,{"$f":"IF(X317=\"\",\"\",SUMPRODUCT((X$3:X$897<=X317)-(ISBLANK(X$3:X$897))))","v":431},"NIEDERSTEINBACH"]
[317,1,"AIN",0,"CULOZ","1 - AIN","G",516,"401 à 600 m",null,null,null,null,null,null,null,null,null,null,null,null,null,316,"HOHFRANKENHEIM",null,null,null,{"$f":"IF(X318=\"\",\"\",SUMPRODUCT((X$3:X$897<=X318)-(ISBLANK(X$3:X$897))))","v":565},"NORDHEIM"]
[318,1,"AIN",0,"PARCIEUX","1 - AIN","G",211,"201 à 400 m",null,null,null,null,null,null,null,null,null,null,null,null,null,317,"HINSBOURG",null,null,null,{"$f":"IF(X319=\"\",\"\",SUMPRODUCT((X$3:X$897<=X319)-(ISBLANK(X$3:X$897))))","v":554},"NORDHOUSE"]
[319,1,"AIN",0,"VESINES","1 - AIN","G",171,"0 à 200 m",null,null,null,null,null,null,null,null,null,null,null,null,null,318,"OHNENHEIM",null,null,null,{"$f":"IF(X320=\"\",\"\",SUMPRODUCT((X$3:X$897<=X320)-(ISBLANK(X$3:X$897))))","v":706},"NOTHALTEN"]
[320,1,"AIN",0,"LAVOURS","1 - AIN","G",230,"201 à 400 m",null,null,null,null,null,null,null,null,null,null,null,null,null,319,"FOUDAY",null,null,null,{"$f":"IF(X321=\"\",\"\",SUMPRODUCT((X$3:X$897<=X321)-(ISBLANK(X$3:X$897))))","v":505},"OBENHEIM"]
[321,1,"AIN",0,"SAINT-DENIS-LES-BOURG","1 - AIN","G",228,"201 à 400 m",null,null,null,null,null,null,null,null,null,null,null,null,null,320,"MARLENHEIM",null,null,null,{"$f":"IF(X322=\"\",\"\",SUMPRODUCT((X$3:X$897<=X322)-(ISBLANK(X$3:X$897))))","v":636},"OBERBRONN"]
[322,1,"AIN",0,"NEYRON",{"$f":"B323&\" - \"&C323","v":"1 - AIN"},"G",241,{"$f":"IF(AND(H323>=0,H323<=200),$M$19,\nIF(AND(H323>=201,H323<=400),$M$20,\nIF(AND(H323>=401,H323<=600),$M$21,\nIF(AND(H323>=601,H323<=800),$M$22,\nIF(AND(H323>=801,H323<=1000),$M$23,\nIF(AND(H323>=1001,H323<=1200),$M$24,\nIF(AND(H323>=1201,H323<=1400),$M$25,\nIF(AND(H323>=1401,H323<=1600),$M$26,\nIF(AND(H323>=1601,H323<=1800),$M$27,\nIF(AND(H323>=1801,H323<=2000),$M$28,\nIF(AND(H323>=2001,H323<=2200),$M$29,\nIF(AND(H323>=2201,H323<=2400),$M$30,\nIF(AND(H323>=2401,H323<=2600),$M$31,\"erreur\")))))))))))))","v":"201 à 400 m"},null,null,null,null,null,null,null,null,null,null,null,null,null,321,{"$f":"IFERROR(VLOOKUP(W323,$D$2:$F$36613,2,FALSE),\"\")","v":"FORSTFELD"},null,null,null,{"$f":"IF(X323=\"\",\"\",SUMPRODUCT((X$3:X$897<=X323)-(ISBLANK(X$3:X$897))))","v":501},"OBERDORF-SPACHBACH"]
[323,1,"AIN",{"$f":"IF($L$2=F324,1+D323,0)","v":0},"DOMPIERRE-SUR-CHALARONNE","1 - AIN","G",227,"201 à 400 m",null,null,null,null,null,null,null,null,null,null,null,null,null,322,"ALTWILLER",null,null,null,{"$f":"IF(X324=\"\",\"\",SUMPRODUCT((X$3:X$897<=X324)-(ISBLANK(X$3:X$897))))","v":376},{"$f":"IF(ISNA(MATCH(MIN(AB$3:AB$897)+ROW()-ROW(AC$3),AB$3:AB$897,0)),\"\",INDEX(X$3:X$897,MATCH(MIN(AB$3:AB$897)+ROW()-ROW(AC$3),AB$3:AB$897,0)))","v":"OBERHASLACH"}]
[324,1,"AIN",0,"ECHALLON","1 - AIN","G",832,"801 à 1000 m",null,null,null,null,null,null,null,null,null,null,null,null,null,323,"ECKARTSWILLER",null,null,null,{"$f":"IF(X325=\"\",\"\",SUMPRODUCT((X$3:X$897<=X325)-(ISBLANK(X$3:X$897))))","v":479},"OBERHAUSBERGEN"]
[325,1,"AIN",0,"LESCHEROUX","1 - AIN","G",210,"201 à 400 m",null,null,null,null,null,null,null,null,null,null,null,null,null,324,"ERCKARTSWILLER",null,null,null,{"$f":"IF(X326=\"\",\"\",SUMPRODUCT((X$3:X$897<=X326)-(ISBLANK(X$3:X$897))))","v":487},"OBERHOFFEN-LES-WISSEMBOURG"]
[326,1,"AIN",0,"CHANEINS","1 - AIN","G",251,"201 à 400 m",null,null,null,null,null,null,null,null,null,null,null,null,null,325,"BOESENBIESEN",null,null,null,{"$f":"IF(X327=\"\",\"\",SUMPRODUCT((X$3:X$897<=X327)-(ISBLANK(X$3:X$897))))","v":418},"OBERHOFFEN-SUR-MODER"]
[327,1,"AIN",0,"ASNIERES-SUR-SAONE","1 - AIN","G",172,"0 à 200 m",null,null,null,null,null,null,null,null,null,null,null,null,null,326,"WISCHES",null,null,null,{"$f":"IF(X328=\"\",\"\",SUMPRODUCT((X$3:X$897<=X328)-(ISBLANK(X$3:X$897))))","v":879},"OBERLAUTERBACH"]
[328,1,"AIN",0,"SAINTE-OLIVE","1 - AIN","G",289,"201 à 400 m",null,null,null,null,null,null,null,null,null,null,null,null,null,327,"LA VANCELLE",null,null,null,{"$f":"IF(X329=\"\",\"\",SUMPRODUCT((X$3:X$897<=X329)-(ISBLANK(X$3:X$897))))","v":606},"OBERMODERN-ZUTZENDORF"]
[329,1,"AIN",0,"LE PLANTAY","1 - AIN","G",278,"201 à 400 m",null,null,null,null,null,null,null,null,null,null,null,null,null,328,"SCHAEFFERSHEIM",null,null,null,{"$f":"IF(X330=\"\",\"\",SUMPRODUCT((X$3:X$897<=X330)-(ISBLANK(X$3:X$897))))","v":778},"OBERNAI"]
[330,1,"AIN",0,"AMBLEON","1 - AIN","G",589,"401 à 600 m",null,null,null,null,null,null,null,null,null,null,null,null,null,329,"SAINT-BLAISE-LA-ROCHE",null,null,null,{"$f":"IF(X331=\"\",\"\",SUMPRODUCT((X$3:X$897<=X331)-(ISBLANK(X$3:X$897))))","v":764},"OBERROEDERN"]
[331,1,"AIN",0,"POUILLAT","1 - AIN","G",464,"401 à 600 m",null,null,null,null,null,null,null,null,null,null,null,null,null,330,"VOLKSBERG",null,null,null,{"$f":"IF(X332=\"\",\"\",SUMPRODUCT((X$3:X$897<=X332)-(ISBLANK(X$3:X$897))))","v":848},"OBERSCHAEFFOLSHEIM"]
[332,1,"AIN",0,"SONTHONNAX-LA-MONTAGNE","1 - AIN","G",638,"601 à 800 m",null,null,null,null,null,null,null,null,null,null,null,null,null,331,"BAERENDORF",null,null,null,{"$f":"IF(X333=\"\",\"\",SUMPRODUCT((X$3:X$897<=X333)-(ISBLANK(X$3:X$897))))","v":383},"OBERSOULTZBACH"]
[333,1,"AIN",0,"NIEVROZ","1 - AIN","G",183,"0 à 200 m",null,null,null,null,null,null,null,null,null,null,null,null,null,332,"FRIEDOLSHEIM",null,null,null,{"$f":"IF(X334=\"\",\"\",SUMPRODUCT((X$3:X$897<=X334)-(ISBLANK(X$3:X$897))))","v":506},"OBERSTEINBACH"]
[334,1,"AIN",0,"PLAGNE","1 - AIN","G",787,"601 à 800 m",null,null,null,null,null,null,null,null,null,null,null,null,null,333,"WEITBRUCH",null,null,null,{"$f":"IF(X335=\"\",\"\",SUMPRODUCT((X$3:X$897<=X335)-(ISBLANK(X$3:X$897))))","v":860},"ODRATZHEIM"]
[335,1,"AIN",0,"VILLEREVERSURE","1 - AIN","G",322,"201 à 400 m",null,null,null,null,null,null,null,null,null,null,null,null,null,334,"STUTZHEIM-OFFENHEIM",null,null,null,{"$f":"IF(X336=\"\",\"\",SUMPRODUCT((X$3:X$897<=X336)-(ISBLANK(X$3:X$897))))","v":825},"OERMINGEN"]
[336,1,"AIN",0,"SAINT-GERMAIN-LES-PAROISSES","1 - AIN","G",467,"401 à 600 m",null,null,null,null,null,null,null,null,null,null,null,null,null,335,"SARREWERDEN",null,null,null,{"$f":"IF(X337=\"\",\"\",SUMPRODUCT((X$3:X$897<=X337)-(ISBLANK(X$3:X$897))))","v":775},"OFFENDORF"]
[337,1,"AIN",0,"LA BURBANCHE","1 - AIN","G",546,"401 à 600 m",null,null,null,null,null,null,null,null,null,null,null,null,null,336,"RIMSDORF",null,null,null,{"$f":"IF(X338=\"\",\"\",SUMPRODUCT((X$3:X$897<=X338)-(ISBLANK(X$3:X$897))))","v":742},"OFFWILLER"]
[338,1,"AIN",0,"REVONNAS","1 - AIN","G",358,"201 à 400 m",null,null,null,null,null,null,null,null,null,null,null,null,null,337,"BOLSENHEIM",null,null,null,{"$f":"IF(X339=\"\",\"\",SUMPRODUCT((X$3:X$897<=X339)-(ISBLANK(X$3:X$897))))","v":419},"OHLUNGEN"]
[339,1,"AIN",0,"CRUZILLES-LES-MEPILLAT","1 - AIN","G",208,"201 à 400 m",null,null,null,null,null,null,null,null,null,null,null,null,null,338,"DAUENDORF",null,null,null,{"$f":"IF(X340=\"\",\"\",SUMPRODUCT((X$3:X$897<=X340)-(ISBLANK(X$3:X$897))))","v":450},"OHNENHEIM"]
[340,1,"AIN",0,"REPLONGES","1 - AIN","G",179,"0 à 200 m",null,null,null,null,null,null,null,null,null,null,null,null,null,339,"KRAUTERGERSHEIM",null,null,null,{"$f":"IF(X341=\"\",\"\",SUMPRODUCT((X$3:X$897<=X341)-(ISBLANK(X$3:X$897))))","v":598},"OLWISHEIM"]
[341,1,"AIN",0,"COURMANGOUX","1 - AIN","G",297,"201 à 400 m",null,null,null,null,null,null,null,null,null,null,null,null,null,340,"MIETESHEIM",null,null,null,{"$f":"IF(X342=\"\",\"\",SUMPRODUCT((X$3:X$897<=X342)-(ISBLANK(X$3:X$897))))","v":645},"ORSCHWILLER"]
[342,1,"AIN",0,"CUZIEU","1 - AIN","G",358,"201 à 400 m",null,null,null,null,null,null,null,null,null,null,null,null,null,341,"GRIESHEIM-SUR-SOUFFEL",null,null,null,{"$f":"IF(X343=\"\",\"\",SUMPRODUCT((X$3:X$897<=X343)-(ISBLANK(X$3:X$897))))","v":531},"OSTHOFFEN"]
[343,1,"AIN",0,"HAUTEVILLE-LOMPNES","1 - AIN","G",872,"801 à 1000 m",null,null,null,null,null,null,null,null,null,null,null,null,null,342,"LIMERSHEIM",null,null,null,{"$f":"IF(X344=\"\",\"\",SUMPRODUCT((X$3:X$897<=X344)-(ISBLANK(X$3:X$897))))","v":620},"OSTHOUSE"]
[344,1,"AIN",0,"CIVRIEUX","1 - AIN","G",286,"201 à 400 m",null,null,null,null,null,null,null,null,null,null,null,null,null,343,"DINSHEIM-SUR-BRUCHE",null,null,null,{"$f":"IF(X345=\"\",\"\",SUMPRODUCT((X$3:X$897<=X345)-(ISBLANK(X$3:X$897))))","v":461},"OSTWALD"]
[345,1,"AIN",0,"CURCIAT-DONGALON","1 - AIN","G",200,"0 à 200 m",null,null,null,null,null,null,null,null,null,null,null,null,null,344,"SCHWINDRATZHEIM",null,null,null,{"$f":"IF(X346=\"\",\"\",SUMPRODUCT((X$3:X$897<=X346)-(ISBLANK(X$3:X$897))))","v":799},"OTTERSTHAL"]
[346,1,"AIN",0,"FRANS","1 - AIN","G",240,"201 à 400 m",null,null,null,null,null,null,null,null,null,null,null,null,null,345,"WICKERSHEIM-WILSHAUSEN",null,null,null,{"$f":"IF(X347=\"\",\"\",SUMPRODUCT((X$3:X$897<=X347)-(ISBLANK(X$3:X$897))))","v":867},"OTTERSWILLER"]
[347,1,"AIN",0,"GERMAGNAT","1 - AIN","G",428,"401 à 600 m",null,null,null,null,null,null,null,null,null,null,null,null,null,346,"LIXHAUSEN",null,null,null,{"$f":"IF(X348=\"\",\"\",SUMPRODUCT((X$3:X$897<=X348)-(ISBLANK(X$3:X$897))))","v":624},"OTTROTT"]
[348,1,"AIN",0,"PEYRIEU","1 - AIN","G",307,"201 à 400 m",null,null,null,null,null,null,null,null,null,null,null,null,null,347,"NIEDERLAUTERBACH",null,null,null,{"$f":"IF(X349=\"\",\"\",SUMPRODUCT((X$3:X$897<=X349)-(ISBLANK(X$3:X$897))))","v":677},"OTTWILLER"]
[349,1,"AIN",0,"SONGIEU","1 - AIN","G",874,"801 à 1000 m",null,null,null,null,null,null,null,null,null,null,null,null,null,348,"STUNDWILLER",null,null,null,{"$f":"IF(X350=\"\",\"\",SUMPRODUCT((X$3:X$897<=X350)-(ISBLANK(X$3:X$897))))","v":824},"PETERSBACH"]
[350,1,"AIN",0,"DIVONNE-LES-BAINS","1 - AIN","G",810,"801 à 1000 m",null,null,null,null,null,null,null,null,null,null,null,null,null,349,"BERNARDSWILLER",null,null,null,{"$f":"IF(X351=\"\",\"\",SUMPRODUCT((X$3:X$897<=X351)-(ISBLANK(X$3:X$897))))","v":396},"PFAFFENHOFFEN"]
[351,1,"AIN",0,"MONTMERLE-SUR-SAONE","1 - AIN","G",185,"0 à 200 m",null,null,null,null,null,null,null,null,null,null,null,null,null,350,"KAUFFENHEIM",null,null,null,{"$f":"IF(X352=\"\",\"\",SUMPRODUCT((X$3:X$897<=X352)-(ISBLANK(X$3:X$897))))","v":582},"PFALZWEYER"]
[352,1,"AIN",0,"RIGNIEUX-LE-FRANC","1 - AIN","G",285,"201 à 400 m",null,null,null,null,null,null,null,null,null,null,null,null,null,351,"EBERBACH-SELTZ",null,null,null,{"$f":"IF(X353=\"\",\"\",SUMPRODUCT((X$3:X$897<=X353)-(ISBLANK(X$3:X$897))))","v":476},"PFETTISHEIM"]
[353,1,"AIN",0,"MARBOZ","1 - AIN","G",217,"201 à 400 m",null,null,null,null,null,null,null,null,null,null,null,null,null,352,"ZEINHEIM",null,null,null,{"$f":"IF(X354=\"\",\"\",SUMPRODUCT((X$3:X$897<=X354)-(ISBLANK(X$3:X$897))))","v":891},"PFULGRIESHEIM"]
[354,1,"AIN",0,"FRANCHELEINS","1 - AIN","G",231,"201 à 400 m",null,null,null,null,null,null,null,null,null,null,null,null,null,353,"WINTERSHOUSE",null,null,null,{"$f":"IF(X355=\"\",\"\",SUMPRODUCT((X$3:X$897<=X355)-(ISBLANK(X$3:X$897))))","v":876},"PLAINE"]
[355,1,"AIN",0,"ONCIEU","1 - AIN","G",546,"401 à 600 m",null,null,null,null,null,null,null,null,null,null,null,null,null,354,"DAMBACH-LA-VILLE",null,null,null,{"$f":"IF(X356=\"\",\"\",SUMPRODUCT((X$3:X$897<=X356)-(ISBLANK(X$3:X$897))))","v":447},"PLOBSHEIM"]
[356,1,"AIN",0,"CORLIER","1 - AIN","G",784,"601 à 800 m",null,null,null,null,null,null,null,null,null,null,null,null,null,355,"MONSWILLER",null,null,null,{"$f":"IF(X357=\"\",\"\",SUMPRODUCT((X$3:X$897<=X357)-(ISBLANK(X$3:X$897))))","v":654},"PREUSCHDORF"]
[357,1,"AIN",0,"LHOPITAL","1 - AIN","G",705,"601 à 800 m",null,null,null,null,null,null,null,null,null,null,null,null,null,356,"SCHWOBSHEIM",null,null,null,{"$f":"IF(X358=\"\",\"\",SUMPRODUCT((X$3:X$897<=X358)-(ISBLANK(X$3:X$897))))","v":800},"PRINTZHEIM"]
[358,1,"AIN",0,"SAINT-MARTIN-DU-MONT","1 - AIN","G",318,"201 à 400 m",null,null,null,null,null,null,null,null,null,null,null,null,null,357,"WOERTH",null,null,null,{"$f":"IF(X359=\"\",\"\",SUMPRODUCT((X$3:X$897<=X359)-(ISBLANK(X$3:X$897))))","v":885},"PUBERG"]
[359,1,"AIN",0,"MARCHAMP","1 - AIN","G",676,"601 à 800 m",null,null,null,null,null,null,null,null,null,null,null,null,null,358,"THAL-DRULINGEN",null,null,null,{"$f":"IF(X360=\"\",\"\",SUMPRODUCT((X$3:X$897<=X360)-(ISBLANK(X$3:X$897))))","v":828},"QUATZENHEIM"]
[360,1,"AIN",0,"VERSAILLEUX","1 - AIN","G",283,"201 à 400 m",null,null,null,null,null,null,null,null,null,null,null,null,null,359,"SELESTAT",null,null,null,{"$f":"IF(X361=\"\",\"\",SUMPRODUCT((X$3:X$897<=X361)-(ISBLANK(X$3:X$897))))","v":802},"RANGEN"]
[361,1,"AIN",0,"CERTINES","1 - AIN","G",254,"201 à 400 m",null,null,null,null,null,null,null,null,null,null,null,null,null,360,"BUSWILLER",null,null,null,{"$f":"IF(X362=\"\",\"\",SUMPRODUCT((X$3:X$897<=X362)-(ISBLANK(X$3:X$897))))","v":434},"RANRUPT"]
[362,1,"AIN",0,"BEYNOST","1 - AIN","G",237,"201 à 400 m",null,null,null,null,null,null,null,null,null,null,null,null,null,361,"RIEDSELTZ",null,null,null,{"$f":"IF(X363=\"\",\"\",SUMPRODUCT((X$3:X$897<=X363)-(ISBLANK(X$3:X$897))))","v":741},"RATZWILLER"]
[363,1,"AIN",0,"SAINT-ETIENNE-DU-BOIS","1 - AIN","G",241,"201 à 400 m",null,null,null,null,null,null,null,null,null,null,null,null,null,362,"WANGENBOURG-ENGENTHAL",null,null,null,{"$f":"IF(X364=\"\",\"\",SUMPRODUCT((X$3:X$897<=X364)-(ISBLANK(X$3:X$897))))","v":856},"RAUWILLER"]
[364,1,"AIN",0,"GEOVREISSET","1 - AIN","G",669,"601 à 800 m",null,null,null,null,null,null,null,null,null,null,null,null,null,363,"SIEWILLER",null,null,null,{"$f":"IF(X365=\"\",\"\",SUMPRODUCT((X$3:X$897<=X365)-(ISBLANK(X$3:X$897))))","v":807},"REICHSFELD"]
[365,1,"AIN",0,"NATTAGES","1 - AIN","G",382,"201 à 400 m",null,null,null,null,null,null,null,null,null,null,null,null,null,364,"EICHHOFFEN",null,null,null,{"$f":"IF(X366=\"\",\"\",SUMPRODUCT((X$3:X$897<=X366)-(ISBLANK(X$3:X$897))))","v":482},"REICHSHOFFEN"]
[366,1,"AIN",0,"TENAY","1 - AIN","G",594,"401 à 600 m",null,null,null,null,null,null,null,null,null,null,null,null,null,365,"KESKASTEL",null,null,null,{"$f":"IF(X367=\"\",\"\",SUMPRODUCT((X$3:X$897<=X367)-(ISBLANK(X$3:X$897))))","v":585},"REICHSTETT"]
[367,1,"AIN",0,"SAINT-CHAMP","1 - AIN","G",355,"201 à 400 m",null,null,null,null,null,null,null,null,null,null,null,null,null,366,"HESSENHEIM",null,null,null,{"$f":"IF(X368=\"\",\"\",SUMPRODUCT((X$3:X$897<=X368)-(ISBLANK(X$3:X$897))))","v":551},"REINHARDSMUNSTER"]
[368,1,"AIN",0,"ARGIS","1 - AIN","G",517,"401 à 600 m",null,null,null,null,null,null,null,null,null,null,null,null,null,367,"ZINSWILLER",null,null,null,{"$f":"IF(X369=\"\",\"\",SUMPRODUCT((X$3:X$897<=X369)-(ISBLANK(X$3:X$897))))","v":893},"REIPERTSWILLER"]
[369,1,"AIN",0,"VILLEBOIS","1 - AIN","G",510,"401 à 600 m",null,null,null,null,null,null,null,null,null,null,null,null,null,368,"NEUVILLER-LA-ROCHE",null,null,null,{"$f":"IF(X370=\"\",\"\",SUMPRODUCT((X$3:X$897<=X370)-(ISBLANK(X$3:X$897))))","v":672},"RETSCHWILLER"]
[370,1,"AIN",0,"MARTIGNAT","1 - AIN","G",689,"601 à 800 m",null,null,null,null,null,null,null,null,null,null,null,null,null,369,"ERGERSHEIM",null,null,null,{"$f":"IF(X371=\"\",\"\",SUMPRODUCT((X$3:X$897<=X371)-(ISBLANK(X$3:X$897))))","v":488},"REUTENBOURG"]
[371,1,"AIN",0,"LE GRAND-ABERGEMENT","1 - AIN","G",1076,"1001 à 1200 m",null,null,null,null,null,null,null,null,null,null,null,null,null,370,"GEISPOLSHEIM",null,null,null,{"$f":"IF(X372=\"\",\"\",SUMPRODUCT((X$3:X$897<=X372)-(ISBLANK(X$3:X$897))))","v":513},"REXINGEN"]
[372,1,"AIN",0,"BELLEGARDE-SUR-VALSERINE","1 - AIN","G",554,"401 à 600 m",null,null,null,null,null,null,null,null,null,null,null,null,null,371,"SOULTZ-SOUS-FORETS",null,null,null,{"$f":"IF(X373=\"\",\"\",SUMPRODUCT((X$3:X$897<=X373)-(ISBLANK(X$3:X$897))))","v":814},"RHINAU"]
[373,1,"AIN",0,"LAIZ","1 - AIN","G",186,"0 à 200 m",null,null,null,null,null,null,null,null,null,null,null,null,null,372,"STEINBOURG",null,null,null,{"$f":"IF(X374=\"\",\"\",SUMPRODUCT((X$3:X$897<=X374)-(ISBLANK(X$3:X$897))))","v":818},"RICHTOLSHEIM"]
[374,1,"AIN",0,"LE POIZAT","1 - AIN","G",894,"801 à 1000 m",null,null,null,null,null,null,null,null,null,null,null,null,null,373,"GOTTENHOUSE",null,null,null,{"$f":"IF(X375=\"\",\"\",SUMPRODUCT((X$3:X$897<=X375)-(ISBLANK(X$3:X$897))))","v":521},"RIEDSELTZ"]
[375,1,"AIN",0,"PONT-DE-VEYLE","1 - AIN","G",175,"0 à 200 m",null,null,null,null,null,null,null,null,null,null,null,null,null,374,"LICHTENBERG",null,null,null,{"$f":"IF(X376=\"\",\"\",SUMPRODUCT((X$3:X$897<=X376)-(ISBLANK(X$3:X$897))))","v":619},"RIMSDORF"]
[376,1,"AIN",0,"VILLEMOTIER","1 - AIN","G",221,"201 à 400 m",null,null,null,null,null,null,null,null,null,null,null,null,null,375,"BERNOLSHEIM",null,null,null,{"$f":"IF(X377=\"\",\"\",SUMPRODUCT((X$3:X$897<=X377)-(ISBLANK(X$3:X$897))))","v":398},"RINGELDORF"]
[377,1,"AIN",0,"CONDEISSIAT","1 - AIN","G",252,"201 à 400 m",null,null,null,null,null,null,null,null,null,null,null,null,null,376,"GRASSENDORF",null,null,null,{"$f":"IF(X378=\"\",\"\",SUMPRODUCT((X$3:X$897<=X378)-(ISBLANK(X$3:X$897))))","v":526},"RINGENDORF"]
[378,1,"AIN",0,"CIZE","1 - AIN","G",363,"201 à 400 m",null,null,null,null,null,null,null,null,null,null,null,null,null,377,"THAL-MARMOUTIER",null,null,null,{"$f":"IF(X379=\"\",\"\",SUMPRODUCT((X$3:X$897<=X379)-(ISBLANK(X$3:X$897))))","v":829},"RITTERSHOFFEN"]
[379,1,"AIN",0,"CRESSIN-ROCHEFORT","1 - AIN","G",280,"201 à 400 m",null,null,null,null,null,null,null,null,null,null,null,null,null,378,"ILLKIRCH-GRAFFENSTADEN",null,null,null,{"$f":"IF(X380=\"\",\"\",SUMPRODUCT((X$3:X$897<=X380)-(ISBLANK(X$3:X$897))))","v":572},"ROESCHWOOG"]
[380,1,"AIN",0,"ROMANS","1 - AIN","G",260,"201 à 400 m",null,null,null,null,null,null,null,null,null,null,null,null,null,379,"MITTELHAUSBERGEN",null,null,null,{"$f":"IF(X381=\"\",\"\",SUMPRODUCT((X$3:X$897<=X381)-(ISBLANK(X$3:X$897))))","v":648},"ROHR"]
[381,1,"AIN",0,"COURTES","1 - AIN","G",208,"201 à 400 m",null,null,null,null,null,null,null,null,null,null,null,null,null,380,"OTTROTT",null,null,null,{"$f":"IF(X382=\"\",\"\",SUMPRODUCT((X$3:X$897<=X382)-(ISBLANK(X$3:X$897))))","v":714},"ROHRWILLER"]
[382,1,"AIN",0,"LANCRANS","1 - AIN","G",766,"601 à 800 m",null,null,null,null,null,null,null,null,null,null,null,null,null,381,"KERTZFELD",null,null,null,{"$f":"IF(X383=\"\",\"\",SUMPRODUCT((X$3:X$897<=X383)-(ISBLANK(X$3:X$897))))","v":584},"ROMANSWILLER"]
[383,1,"AIN",0,"CORMORANCHE-SUR-SAONE","1 - AIN","G",178,"0 à 200 m",null,null,null,null,null,null,null,null,null,null,null,null,null,382,"DURSTEL",null,null,null,{"$f":"IF(X384=\"\",\"\",SUMPRODUCT((X$3:X$897<=X384)-(ISBLANK(X$3:X$897))))","v":474},"ROPPENHEIM"]
[384,1,"AIN",0,"RUFFIEU","1 - AIN","G",889,"801 à 1000 m",null,null,null,null,null,null,null,null,null,null,null,null,null,383,"WEYERSHEIM",null,null,null,{"$f":"IF(X385=\"\",\"\",SUMPRODUCT((X$3:X$897<=X385)-(ISBLANK(X$3:X$897))))","v":866},"ROSENWILLER"]
[385,1,"AIN",0,"CHARIX","1 - AIN","G",856,"801 à 1000 m",null,null,null,null,null,null,null,null,null,null,null,null,null,384,"WALDERSBACH",null,null,null,{"$f":"IF(X386=\"\",\"\",SUMPRODUCT((X$3:X$897<=X386)-(ISBLANK(X$3:X$897))))","v":851},"ROSHEIM"]
[386,1,"AIN",0,"CHANAY",{"$f":"B387&\" - \"&C387","v":"1 - AIN"},"G",742,{"$f":"IF(AND(H387>=0,H387<=200),$M$19,\nIF(AND(H387>=201,H387<=400),$M$20,\nIF(AND(H387>=401,H387<=600),$M$21,\nIF(AND(H387>=601,H387<=800),$M$22,\nIF(AND(H387>=801,H387<=1000),$M$23,\nIF(AND(H387>=1001,H387<=1200),$M$24,\nIF(AND(H387>=1201,H387<=1400),$M$25,\nIF(AND(H387>=1401,H387<=1600),$M$26,\nIF(AND(H387>=1601,H387<=1800),$M$27,\nIF(AND(H387>=1801,H387<=2000),$M$28,\nIF(AND(H387>=2001,H387<=2200),$M$29,\nIF(AND(H387>=2201,H387<=2400),$M$30,\nIF(AND(H387>=2401,H387<=2600),$M$31,\"erreur\")))))))))))))","v":"601 à 800 m"},null,null,null,null,null,null,null,null,null,null,null,null,null,385,{"$f":"IFERROR(VLOOKUP(W387,$D$2:$F$36613,2,FALSE),\"\")","v":"CROETTWILLER"},null,null,null,{"$f":"IF(X387=\"\",\"\",SUMPRODUCT((X$3:X$897<=X387)-(ISBLANK(X$3:X$897))))","v":442},"ROSSFELD"]
[387,1,"AIN",{"$f":"IF($L$2=F388,1+D387,0)","v":0},"BEON","1 - AIN","G",510,"401 à 600 m",null,null,null,null,null,null,null,null,null,null,null,null,null,386,"SAESSOLSHEIM",null,null,null,{"$f":"IF(X388=\"\",\"\",SUMPRODUCT((X$3:X$897<=X388)-(ISBLANK(X$3:X$897))))","v":763},{"$f":"IF(ISNA(MATCH(MIN(AB$3:AB$897)+ROW()-ROW(AC$3),AB$3:AB$897,0)),\"\",INDEX(X$3:X$897,MATCH(MIN(AB$3:AB$897)+ROW()-ROW(AC$3),AB$3:AB$897,0)))","v":"ROSTEIG"}]
[388,1,"AIN",0,"SALAVRE","1 - AIN","G",315,"201 à 400 m",null,null,null,null,null,null,null,null,null,null,null,null,null,387,"NIEDERSTEINBACH",null,null,null,{"$f":"IF(X389=\"\",\"\",SUMPRODUCT((X$3:X$897<=X389)-(ISBLANK(X$3:X$897))))","v":683},"ROTHAU"]
[389,1,"AIN",0,"LAPEYROUSE","1 - AIN","G",284,"201 à 400 m",null,null,null,null,null,null,null,null,null,null,null,null,null,388,"ALLENWILLER",null,null,null,{"$f":"IF(X390=\"\",\"\",SUMPRODUCT((X$3:X$897<=X390)-(ISBLANK(X$3:X$897))))","v":372},"ROTHBACH"]
[390,1,"AIN",0,"SAINT-MAURICE-DE-BEYNOST","1 - AIN","G",230,"201 à 400 m",null,null,null,null,null,null,null,null,null,null,null,null,null,389,"SAALES",null,null,null,{"$f":"IF(X391=\"\",\"\",SUMPRODUCT((X$3:X$897<=X391)-(ISBLANK(X$3:X$897))))","v":761},"ROTT"]
[391,1,"AIN",0,"RANCE","1 - AIN","G",277,"201 à 400 m",null,null,null,null,null,null,null,null,null,null,null,null,null,390,"KALTENHOUSE",null,null,null,{"$f":"IF(X392=\"\",\"\",SUMPRODUCT((X$3:X$897<=X392)-(ISBLANK(X$3:X$897))))","v":581},"ROTTELSHEIM"]
[392,1,"AIN",0,"MOGNENEINS","1 - AIN","G",206,"201 à 400 m",null,null,null,null,null,null,null,null,null,null,null,null,null,391,"PFETTISHEIM",null,null,null,{"$f":"IF(X393=\"\",\"\",SUMPRODUCT((X$3:X$897<=X393)-(ISBLANK(X$3:X$897))))","v":719},"ROUNTZENHEIM"]
[393,1,"AIN",0,"LOMPNIEU","1 - AIN","G",790,"601 à 800 m",null,null,null,null,null,null,null,null,null,null,null,null,null,392,"KIRCHHEIM",null,null,null,{"$f":"IF(X394=\"\",\"\",SUMPRODUCT((X$3:X$897<=X394)-(ISBLANK(X$3:X$897))))","v":591},"RUSS"]
[394,1,"AIN",0,"CLEYZIEU","1 - AIN","G",658,"601 à 800 m",null,null,null,null,null,null,null,null,null,null,null,null,null,393,"QUATZENHEIM",null,null,null,{"$f":"IF(X395=\"\",\"\",SUMPRODUCT((X$3:X$897<=X395)-(ISBLANK(X$3:X$897))))","v":726},"SAALES"]
[395,1,"AIN",0,"ARANC","1 - AIN","G",795,"601 à 800 m",null,null,null,null,null,null,null,null,null,null,null,null,null,394,"KNOERSHEIM",null,null,null,{"$f":"IF(X396=\"\",\"\",SUMPRODUCT((X$3:X$897<=X396)-(ISBLANK(X$3:X$897))))","v":595},"SAASENHEIM"]
[396,1,"AIN",0,"MASSIEUX","1 - AIN","G",207,"201 à 400 m",null,null,null,null,null,null,null,null,null,null,null,null,null,395,"BISCHWILLER",null,null,null,{"$f":"IF(X397=\"\",\"\",SUMPRODUCT((X$3:X$897<=X397)-(ISBLANK(X$3:X$897))))","v":411},"SAESSOLSHEIM"]
[397,1,"AIN",0,"SEYSSEL","1 - AIN","G",292,"201 à 400 m",null,null,null,null,null,null,null,null,null,null,null,null,null,396,"NATZWILLER",null,null,null,{"$f":"IF(X398=\"\",\"\",SUMPRODUCT((X$3:X$897<=X398)-(ISBLANK(X$3:X$897))))","v":666},"SAINT-BLAISE-LA-ROCHE"]
[398,1,"AIN",0,"BRENAZ","1 - AIN","G",984,"801 à 1000 m",null,null,null,null,null,null,null,null,null,null,null,null,null,397,"NEUHAEUSEL",null,null,null,{"$f":"IF(X399=\"\",\"\",SUMPRODUCT((X$3:X$897<=X399)-(ISBLANK(X$3:X$897))))","v":670},"SAINT-JEAN-SAVERNE"]
[399,1,"AIN",0,"MAILLAT","1 - AIN","G",605,"601 à 800 m",null,null,null,null,null,null,null,null,null,null,null,null,null,398,"KURTZENHOUSE",null,null,null,{"$f":"IF(X400=\"\",\"\",SUMPRODUCT((X$3:X$897<=X400)-(ISBLANK(X$3:X$897))))","v":601},"SAINT-MARTIN"]
[400,1,"AIN",0,"VONGNES","1 - AIN","G",345,"201 à 400 m",null,null,null,null,null,null,null,null,null,null,null,null,null,399,"ROUNTZENHEIM",null,null,null,{"$f":"IF(X401=\"\",\"\",SUMPRODUCT((X$3:X$897<=X401)-(ISBLANK(X$3:X$897))))","v":759},"SAINT-MAURICE"]
[401,1,"AIN",0,"SUTRIEU","1 - AIN","G",696,"601 à 800 m",null,null,null,null,null,null,null,null,null,null,null,null,null,400,"ZOEBERSDORF",null,null,null,{"$f":"IF(X402=\"\",\"\",SUMPRODUCT((X$3:X$897<=X402)-(ISBLANK(X$3:X$897))))","v":895},"SAINT-NABOR"]
[402,1,"AIN",0,"INNIMOND","1 - AIN","G",958,"801 à 1000 m",null,null,null,null,null,null,null,null,null,null,null,null,null,401,"NEUBOIS",null,null,null,{"$f":"IF(X403=\"\",\"\",SUMPRODUCT((X$3:X$897<=X403)-(ISBLANK(X$3:X$897))))","v":668},"SAINT-PIERRE"]
[403,1,"AIN",0,"LOMPNAS","1 - AIN","G",747,"601 à 800 m",null,null,null,null,null,null,null,null,null,null,null,null,null,402,"ALBE",null,null,null,{"$f":"IF(X404=\"\",\"\",SUMPRODUCT((X$3:X$897<=X404)-(ISBLANK(X$3:X$897))))","v":371},"SAINT-PIERRE-BOIS"]
[404,1,"AIN",0,"PERON","1 - AIN","G",750,"601 à 800 m",null,null,null,null,null,null,null,null,null,null,null,null,null,403,"GOXWILLER",null,null,null,{"$f":"IF(X405=\"\",\"\",SUMPRODUCT((X$3:X$897<=X405)-(ISBLANK(X$3:X$897))))","v":524},"SALENTHAL"]
[405,1,"AIN",0,"BRIORD","1 - AIN","G",290,"201 à 400 m",null,null,null,null,null,null,null,null,null,null,null,null,null,404,"ASSWILLER",null,null,null,{"$f":"IF(X406=\"\",\"\",SUMPRODUCT((X$3:X$897<=X406)-(ISBLANK(X$3:X$897))))","v":380},"SALMBACH"]
[406,1,"AIN",0,"SAULT-BRENAZ","1 - AIN","G",300,"201 à 400 m",null,null,null,null,null,null,null,null,null,null,null,null,null,405,"OSTHOFFEN",null,null,null,{"$f":"IF(X407=\"\",\"\",SUMPRODUCT((X$3:X$897<=X407)-(ISBLANK(X$3:X$897))))","v":709},"SAND"]
[407,1,"AIN",0,"SAINT-RAMBERT-EN-BUGEY","1 - AIN","G",553,"401 à 600 m",null,null,null,null,null,null,null,null,null,null,null,null,null,406,"OBERHAUSBERGEN",null,null,null,{"$f":"IF(X408=\"\",\"\",SUMPRODUCT((X$3:X$897<=X408)-(ISBLANK(X$3:X$897))))","v":691},"SARRE-UNION"]
[408,1,"AIN",0,"SAVIGNEUX","1 - AIN","G",270,"201 à 400 m",null,null,null,null,null,null,null,null,null,null,null,null,null,407,"BIRKENWALD",null,null,null,{"$f":"IF(X409=\"\",\"\",SUMPRODUCT((X$3:X$897<=X409)-(ISBLANK(X$3:X$897))))","v":407},"SARREWERDEN"]
[409,1,"AIN",0,"LANTENAY","1 - AIN","G",782,"601 à 800 m",null,null,null,null,null,null,null,null,null,null,null,null,null,408,"PRINTZHEIM",null,null,null,{"$f":"IF(X410=\"\",\"\",SUMPRODUCT((X$3:X$897<=X410)-(ISBLANK(X$3:X$897))))","v":724},"SAULXURES"]
[410,1,"AIN",0,"SAINT-GERMAIN-DE-JOUX","1 - AIN","G",706,"601 à 800 m",null,null,null,null,null,null,null,null,null,null,null,null,null,409,"GERSTHEIM",null,null,null,{"$f":"IF(X411=\"\",\"\",SUMPRODUCT((X$3:X$897<=X411)-(ISBLANK(X$3:X$897))))","v":515},"SAVERNE"]
[411,1,"AIN",0,"CHALLEX","1 - AIN","G",442,"401 à 600 m",null,null,null,null,null,null,null,null,null,null,null,null,null,410,"MITTELHAUSEN",null,null,null,{"$f":"IF(X412=\"\",\"\",SUMPRODUCT((X$3:X$897<=X412)-(ISBLANK(X$3:X$897))))","v":649},"SCHAEFFERSHEIM"]
[412,1,"AIN",0,"VILLARS-LES-DOMBES","1 - AIN","G",279,"201 à 400 m",null,null,null,null,null,null,null,null,null,null,null,null,null,411,"RANGEN",null,null,null,{"$f":"IF(X413=\"\",\"\",SUMPRODUCT((X$3:X$897<=X413)-(ISBLANK(X$3:X$897))))","v":727},"SCHAFFHOUSE-PRES-SELTZ"]
[413,1,"AIN",0,"SERVIGNAT","1 - AIN","G",194,"0 à 200 m",null,null,null,null,null,null,null,null,null,null,null,null,null,412,"ANDLAU",null,null,null,{"$f":"IF(X414=\"\",\"\",SUMPRODUCT((X$3:X$897<=X414)-(ISBLANK(X$3:X$897))))","v":377},"SCHAFFHOUSE-SUR-ZORN"]
[414,1,"AIN",0,"SAINT-MAURICE-DE-GOURDANS","1 - AIN","G",203,"201 à 400 m",null,null,null,null,null,null,null,null,null,null,null,null,null,413,"REUTENBOURG",null,null,null,{"$f":"IF(X415=\"\",\"\",SUMPRODUCT((X$3:X$897<=X415)-(ISBLANK(X$3:X$897))))","v":737},"SCHALKENDORF"]
[415,1,"AIN",0,"COLLONGES","1 - AIN","G",738,"601 à 800 m",null,null,null,null,null,null,null,null,null,null,null,null,null,414,"KINDWILLER",null,null,null,{"$f":"IF(X416=\"\",\"\",SUMPRODUCT((X$3:X$897<=X416)-(ISBLANK(X$3:X$897))))","v":589},"SCHARRACHBERGHEIM-IRMSTETT"]
[416,1,"AIN",0,"CORMOZ","1 - AIN","G",205,"201 à 400 m",null,null,null,null,null,null,null,null,null,null,null,null,null,415,"BREUSCHWICKERSHEIM",null,null,null,{"$f":"IF(X417=\"\",\"\",SUMPRODUCT((X$3:X$897<=X417)-(ISBLANK(X$3:X$897))))","v":429},"SCHEIBENHARD"]
[417,1,"AIN",0,"LE PETIT-ABERGEMENT","1 - AIN","G",976,"801 à 1000 m",null,null,null,null,null,null,null,null,null,null,null,null,null,416,"REINHARDSMUNSTER",null,null,null,{"$f":"IF(X418=\"\",\"\",SUMPRODUCT((X$3:X$897<=X418)-(ISBLANK(X$3:X$897))))","v":734},"SCHERLENHEIM"]
[418,1,"AIN",0,"NANTUA","1 - AIN","G",720,"601 à 800 m",null,null,null,null,null,null,null,null,null,null,null,null,null,417,"BETTWILLER",null,null,null,{"$f":"IF(X419=\"\",\"\",SUMPRODUCT((X$3:X$897<=X419)-(ISBLANK(X$3:X$897))))","v":402},"SCHERWILLER"]
[419,1,"AIN",0,"PRIAY","1 - AIN","G",284,"201 à 400 m",null,null,null,null,null,null,null,null,null,null,null,null,null,418,"DIEBOLSHEIM",null,null,null,{"$f":"IF(X420=\"\",\"\",SUMPRODUCT((X$3:X$897<=X420)-(ISBLANK(X$3:X$897))))","v":453},"SCHILLERSDORF"]
[420,2,"AISNE",{"$f":"IF($L$2=F421,1,0)","v":0},"VASSENY","2 - AISNE","D",66,"0 à 200 m",null,null,null,null,null,null,null,null,null,null,null,null,null,419,"WINGERSHEIM",null,null,null,{"$f":"IF(X421=\"\",\"\",SUMPRODUCT((X$3:X$897<=X421)-(ISBLANK(X$3:X$897))))","v":875},"SCHILTIGHEIM"]
[421,2,"AISNE",{"$f":"IF($L$2=F422,1+D421,0)","v":0},"COURCELLES-SUR-VESLE","2 - AISNE","D",127,"0 à 200 m",null,null,null,null,null,null,null,null,null,null,null,null,null,420,"SCHERWILLER",null,null,null,{"$f":"IF(X422=\"\",\"\",SUMPRODUCT((X$3:X$897<=X422)-(ISBLANK(X$3:X$897))))","v":785},"SCHIRMECK"]
[422,2,"AISNE",{"$f":"IF($L$2=F423,1+D422,0)","v":0},"BIEUXY","2 - AISNE","D",126,"0 à 200 m",null,null,null,null,null,null,null,null,null,null,null,null,null,421,"ALTECKENDORF",null,null,null,{"$f":"IF(X423=\"\",\"\",SUMPRODUCT((X$3:X$897<=X423)-(ISBLANK(X$3:X$897))))","v":373},"SCHIRRHEIN"]
[423,2,"AISNE",0,"COUVRELLES","2 - AISNE","D",128,"0 à 200 m",null,null,null,null,null,null,null,null,null,null,null,null,null,422,"WANGEN",null,null,null,{"$f":"IF(X424=\"\",\"\",SUMPRODUCT((X$3:X$897<=X424)-(ISBLANK(X$3:X$897))))","v":855},"SCHIRRHOFFEN"]
[424,2,"AISNE",0,"GERGNY","2 - AISNE","D",177,"0 à 200 m",null,null,null,null,null,null,null,null,null,null,null,null,null,423,"ROSHEIM",null,null,null,{"$f":"IF(X425=\"\",\"\",SUMPRODUCT((X$3:X$897<=X425)-(ISBLANK(X$3:X$897))))","v":752},"SCHLEITHAL"]
[425,2,"AISNE",0,"SAINT-CLEMENT","2 - AISNE","D",180,"0 à 200 m",null,null,null,null,null,null,null,null,null,null,null,null,null,424,"EPFIG",null,null,null,{"$f":"IF(X426=\"\",\"\",SUMPRODUCT((X$3:X$897<=X426)-(ISBLANK(X$3:X$897))))","v":486},"SCHNERSHEIM"]
[426,2,"AISNE",0,"NAMPTEUIL-SOUS-MURET","2 - AISNE","D",124,"0 à 200 m",null,null,null,null,null,null,null,null,null,null,null,null,null,425,"WALDOLWISHEIM",null,null,null,{"$f":"IF(X427=\"\",\"\",SUMPRODUCT((X$3:X$897<=X427)-(ISBLANK(X$3:X$897))))","v":853},"SCHOENAU"]
[427,2,"AISNE",0,"BONNEIL","2 - AISNE","D",139,"0 à 200 m",null,null,null,null,null,null,null,null,null,null,null,null,null,426,"MOLLKIRCH",null,null,null,{"$f":"IF(X428=\"\",\"\",SUMPRODUCT((X$3:X$897<=X428)-(ISBLANK(X$3:X$897))))","v":651},"SCHOENBOURG"]
[428,2,"AISNE",0,"GLENNES","2 - AISNE","D",147,"0 à 200 m",null,null,null,null,null,null,null,null,null,null,null,null,null,427,"KUTTOLSHEIM",null,null,null,{"$f":"IF(X429=\"\",\"\",SUMPRODUCT((X$3:X$897<=X429)-(ISBLANK(X$3:X$897))))","v":602},"SCHOENENBOURG"]
[429,2,"AISNE",0,"COYOLLES","2 - AISNE","D",126,"0 à 200 m",null,null,null,null,null,null,null,null,null,null,null,null,null,428,"ARTOLSHEIM",null,null,null,{"$f":"IF(X430=\"\",\"\",SUMPRODUCT((X$3:X$897<=X430)-(ISBLANK(X$3:X$897))))","v":378},"SCHOPPERTEN"]
[430,2,"AISNE",0,"AIZY-JOUY","2 - AISNE","D",144,"0 à 200 m",null,null,null,null,null,null,null,null,null,null,null,null,null,429,"PLAINE",null,null,null,{"$f":"IF(X431=\"\",\"\",SUMPRODUCT((X$3:X$897<=X431)-(ISBLANK(X$3:X$897))))","v":721},"SCHWEIGHOUSE-SUR-MODER"]
[431,2,"AISNE",0,"LAVAQUERESSE","2 - AISNE","D",159,"0 à 200 m",null,null,null,null,null,null,null,null,null,null,null,null,null,430,"SCHWEIGHOUSE-SUR-MODER",null,null,null,{"$f":"IF(X432=\"\",\"\",SUMPRODUCT((X$3:X$897<=X432)-(ISBLANK(X$3:X$897))))","v":797},"SCHWENHEIM"]
[432,2,"AISNE",0,"CERSEUIL","2 - AISNE","D",125,"0 à 200 m",null,null,null,null,null,null,null,null,null,null,null,null,null,431,"ERNOLSHEIM-BRUCHE",null,null,null,{"$f":"IF(X433=\"\",\"\",SUMPRODUCT((X$3:X$897<=X433)-(ISBLANK(X$3:X$897))))","v":489},"SCHWINDRATZHEIM"]
[433,2,"AISNE",0,"ESSIGNY-LE-PETIT","2 - AISNE","D",104,"0 à 200 m",null,null,null,null,null,null,null,null,null,null,null,null,null,432,"DEHLINGEN",null,null,null,{"$f":"IF(X434=\"\",\"\",SUMPRODUCT((X$3:X$897<=X434)-(ISBLANK(X$3:X$897))))","v":451},"SCHWOBSHEIM"]
[434,2,"AISNE",0,"BIEVRES","2 - AISNE","D",110,"0 à 200 m",null,null,null,null,null,null,null,null,null,null,null,null,null,433,"TRUCHTERSHEIM",null,null,null,{"$f":"IF(X435=\"\",\"\",SUMPRODUCT((X$3:X$897<=X435)-(ISBLANK(X$3:X$897))))","v":835},"SEEBACH"]
[435,2,"AISNE",0,"ARCHON","2 - AISNE","D",193,"0 à 200 m",null,null,null,null,null,null,null,null,null,null,null,null,null,434,"NORDHOUSE",null,null,null,{"$f":"IF(X436=\"\",\"\",SUMPRODUCT((X$3:X$897<=X436)-(ISBLANK(X$3:X$897))))","v":685},"SELESTAT"]
[436,2,"AISNE",0,"URVILLERS","2 - AISNE","D",103,"0 à 200 m",null,null,null,null,null,null,null,null,null,null,null,null,null,435,"SCHOENBOURG",null,null,null,{"$f":"IF(X437=\"\",\"\",SUMPRODUCT((X$3:X$897<=X437)-(ISBLANK(X$3:X$897))))","v":794},"SELTZ"]
[437,2,"AISNE",0,"VILLERS-AGRON-AIGUIZY","2 - AISNE","D",164,"0 à 200 m",null,null,null,null,null,null,null,null,null,null,null,null,null,436,"SCHIRMECK",null,null,null,{"$f":"IF(X438=\"\",\"\",SUMPRODUCT((X$3:X$897<=X438)-(ISBLANK(X$3:X$897))))","v":788},"SERMERSHEIM"]
[438,2,"AISNE",0,"BEZU-SAINT-GERMAIN","2 - AISNE","D",183,"0 à 200 m",null,null,null,null,null,null,null,null,null,null,null,null,null,437,"KUTZENHAUSEN",null,null,null,{"$f":"IF(X439=\"\",\"\",SUMPRODUCT((X$3:X$897<=X439)-(ISBLANK(X$3:X$897))))","v":603},"SESSENHEIM"]
[439,2,"AISNE",0,"CHEVRESIS-MONCEAU","2 - AISNE","D",92,"0 à 200 m",null,null,null,null,null,null,null,null,null,null,null,null,null,438,"STATTMATTEN",null,null,null,{"$f":"IF(X440=\"\",\"\",SUMPRODUCT((X$3:X$897<=X440)-(ISBLANK(X$3:X$897))))","v":816},"SIEGEN"]
[440,2,"AISNE",0,"MONCEAU-LE-NEUF-ET-FAUCOUZY","2 - AISNE","D",95,"0 à 200 m",null,null,null,null,null,null,null,null,null,null,null,null,null,439,"WINGEN-SUR-MODER",null,null,null,{"$f":"IF(X441=\"\",\"\",SUMPRODUCT((X$3:X$897<=X441)-(ISBLANK(X$3:X$897))))","v":874},"SIEWILLER"]
[441,2,"AISNE",0,"CONDE-SUR-AISNE","2 - AISNE","D",102,"0 à 200 m",null,null,null,null,null,null,null,null,null,null,null,null,null,440,"OBERMODERN-ZUTZENDORF",null,null,null,{"$f":"IF(X442=\"\",\"\",SUMPRODUCT((X$3:X$897<=X442)-(ISBLANK(X$3:X$897))))","v":695},"SILTZHEIM"]
[442,2,"AISNE",0,"MARCHAIS-EN-BRIE","2 - AISNE","D",191,"0 à 200 m",null,null,null,null,null,null,null,null,null,null,null,null,null,441,"BENFELD",null,null,null,{"$f":"IF(X443=\"\",\"\",SUMPRODUCT((X$3:X$897<=X443)-(ISBLANK(X$3:X$897))))","v":393},"SINGRIST"]
[443,2,"AISNE",0,"CHAUDARDES","2 - AISNE","D",62,"0 à 200 m",null,null,null,null,null,null,null,null,null,null,null,null,null,442,"GEUDERTHEIM",null,null,null,{"$f":"IF(X444=\"\",\"\",SUMPRODUCT((X$3:X$897<=X444)-(ISBLANK(X$3:X$897))))","v":517},"SOLBACH"]
[444,2,"AISNE",0,"SAINTE-GENEVIEVE","2 - AISNE","D",170,"0 à 200 m",null,null,null,null,null,null,null,null,null,null,null,null,null,443,"SCHILLERSDORF",null,null,null,{"$f":"IF(X445=\"\",\"\",SUMPRODUCT((X$3:X$897<=X445)-(ISBLANK(X$3:X$897))))","v":786},"SOUFFELWEYERSHEIM"]
[445,2,"AISNE",0,"VERDILLY","2 - AISNE","D",183,"0 à 200 m",null,null,null,null,null,null,null,null,null,null,null,null,null,444,"HEIDOLSHEIM",null,null,null,{"$f":"IF(X446=\"\",\"\",SUMPRODUCT((X$3:X$897<=X446)-(ISBLANK(X$3:X$897))))","v":544},"SOUFFLENHEIM"]
[446,2,"AISNE",0,"ARTONGES","2 - AISNE","D",185,"0 à 200 m",null,null,null,null,null,null,null,null,null,null,null,null,null,445,"OSTWALD",null,null,null,{"$f":"IF(X447=\"\",\"\",SUMPRODUCT((X$3:X$897<=X447)-(ISBLANK(X$3:X$897))))","v":711},"SOULTZ-LES-BAINS"]
[447,2,"AISNE",0,"VILLERS-HELON","2 - AISNE","D",150,"0 à 200 m",null,null,null,null,null,null,null,null,null,null,null,null,null,446,"BIBLISHEIM",null,null,null,{"$f":"IF(X448=\"\",\"\",SUMPRODUCT((X$3:X$897<=X448)-(ISBLANK(X$3:X$897))))","v":403},"SOULTZ-SOUS-FORETS"]
[448,2,"AISNE",0,"HOLNON","2 - AISNE","D",115,"0 à 200 m",null,null,null,null,null,null,null,null,null,null,null,null,null,447,"MUTTERSHOLTZ",null,null,null,{"$f":"IF(X449=\"\",\"\",SUMPRODUCT((X$3:X$897<=X449)-(ISBLANK(X$3:X$897))))","v":663},"SPARSBACH"]
[449,2,"AISNE",0,"CESSIERES","2 - AISNE","D",109,"0 à 200 m",null,null,null,null,null,null,null,null,null,null,null,null,null,448,"ADAMSWILLER",null,null,null,{"$f":"IF(X450=\"\",\"\",SUMPRODUCT((X$3:X$897<=X450)-(ISBLANK(X$3:X$897))))","v":370},"STATTMATTEN"]
[450,2,"AISNE",0,"SERMOISE",{"$f":"B451&\" - \"&C451","v":"2 - AISNE"},"D",84,{"$f":"IF(AND(H451>=0,H451<=200),$M$19,\nIF(AND(H451>=201,H451<=400),$M$20,\nIF(AND(H451>=401,H451<=600),$M$21,\nIF(AND(H451>=601,H451<=800),$M$22,\nIF(AND(H451>=801,H451<=1000),$M$23,\nIF(AND(H451>=1001,H451<=1200),$M$24,\nIF(AND(H451>=1201,H451<=1400),$M$25,\nIF(AND(H451>=1401,H451<=1600),$M$26,\nIF(AND(H451>=1601,H451<=1800),$M$27,\nIF(AND(H451>=1801,H451<=2000),$M$28,\nIF(AND(H451>=2001,H451<=2200),$M$29,\nIF(AND(H451>=2201,H451<=2400),$M$30,\nIF(AND(H451>=2401,H451<=2600),$M$31,\"erreur\")))))))))))))","v":"0 à 200 m"},null,null,null,null,null,null,null,null,null,null,null,null,null,449,{"$f":"IFERROR(VLOOKUP(W451,$D$2:$F$36613,2,FALSE),\"\")","v":"WOLFSKIRCHEN"},null,null,null,{"$f":"IF(X451=\"\",\"\",SUMPRODUCT((X$3:X$897<=X451)-(ISBLANK(X$3:X$897))))","v":887},"STEIGE"]
[451,2,"AISNE",0,"PARFONDRU","2 - AISNE","D",90,"0 à 200 m",null,null,null,null,null,null,null,null,null,null,null,null,null,450,"BERSTHEIM",null,null,null,{"$f":"IF(X452=\"\",\"\",SUMPRODUCT((X$3:X$897<=X452)-(ISBLANK(X$3:X$897))))","v":400},{"$f":"IF(ISNA(MATCH(MIN(AB$3:AB$897)+ROW()-ROW(AC$3),AB$3:AB$897,0)),\"\",INDEX(X$3:X$897,MATCH(MIN(AB$3:AB$897)+ROW()-ROW(AC$3),AB$3:AB$897,0)))","v":"STEINBOURG"}]
[452,2,"AISNE",0,"CLERMONT-LES-FERMES","2 - AISNE","D",130,"0 à 200 m",null,null,null,null,null,null,null,null,null,null,null,null,null,451,"SCHAFFHOUSE-SUR-ZORN",null,null,null,{"$f":"IF(X453=\"\",\"\",SUMPRODUCT((X$3:X$897<=X453)-(ISBLANK(X$3:X$897))))","v":780},"STEINSELTZ"]
[453,2,"AISNE",0,"MONTIGNY-LENGRAIN","2 - AISNE","D",110,"0 à 200 m",null,null,null,null,null,null,null,null,null,null,null,null,null,452,"CHATENOIS",null,null,null,{"$f":"IF(X454=\"\",\"\",SUMPRODUCT((X$3:X$897<=X454)-(ISBLANK(X$3:X$897))))","v":436},"STILL"]
[454,2,"AISNE",0,"CONTESCOURT","2 - AISNE","D",88,"0 à 200 m",null,null,null,null,null,null,null,null,null,null,null,null,null,453,"HINSINGEN",null,null,null,{"$f":"IF(X455=\"\",\"\",SUMPRODUCT((X$3:X$897<=X455)-(ISBLANK(X$3:X$897))))","v":555},"STOTZHEIM"]
[455,2,"AISNE",0,"LANISCOURT","2 - AISNE","D",95,"0 à 200 m",null,null,null,null,null,null,null,null,null,null,null,null,null,454,"DIEFFENBACH-AU-VAL",null,null,null,{"$f":"IF(X456=\"\",\"\",SUMPRODUCT((X$3:X$897<=X456)-(ISBLANK(X$3:X$897))))","v":455},"STRASBOURG"]
[456,2,"AISNE",0,"AUDIGNICOURT","2 - AISNE","D",126,"0 à 200 m",null,null,null,null,null,null,null,null,null,null,null,null,null,455,"OFFWILLER",null,null,null,{"$f":"IF(X457=\"\",\"\",SUMPRODUCT((X$3:X$897<=X457)-(ISBLANK(X$3:X$897))))","v":704},"STRUTH"]
[457,2,"AISNE",0,"DHUIZEL","2 - AISNE","D",151,"0 à 200 m",null,null,null,null,null,null,null,null,null,null,null,null,null,456,"ETTENDORF",null,null,null,{"$f":"IF(X458=\"\",\"\",SUMPRODUCT((X$3:X$897<=X458)-(ISBLANK(X$3:X$897))))","v":496},"STUNDWILLER"]
[458,2,"AISNE",0,"BERRIEUX","2 - AISNE","D",95,"0 à 200 m",null,null,null,null,null,null,null,null,null,null,null,null,null,457,"ROHR",null,null,null,{"$f":"IF(X459=\"\",\"\",SUMPRODUCT((X$3:X$897<=X459)-(ISBLANK(X$3:X$897))))","v":747},"STUTZHEIM-OFFENHEIM"]
[459,2,"AISNE",0,"PREMONT","2 - AISNE","D",139,"0 à 200 m",null,null,null,null,null,null,null,null,null,null,null,null,null,458,"BALBRONN",null,null,null,{"$f":"IF(X460=\"\",\"\",SUMPRODUCT((X$3:X$897<=X460)-(ISBLANK(X$3:X$897))))","v":384},"SUNDHOUSE"]
[460,2,"AISNE",0,"NANTEUIL-LA-FOSSE","2 - AISNE","D",112,"0 à 200 m",null,null,null,null,null,null,null,null,null,null,null,null,null,459,"LOBSANN",null,null,null,{"$f":"IF(X461=\"\",\"\",SUMPRODUCT((X$3:X$897<=X461)-(ISBLANK(X$3:X$897))))","v":625},"SURBOURG"]
[461,2,"AISNE",0,"BEAUMONT-EN-BEINE","2 - AISNE","D",97,"0 à 200 m",null,null,null,null,null,null,null,null,null,null,null,null,null,460,"BISSERT",null,null,null,{"$f":"IF(X462=\"\",\"\",SUMPRODUCT((X$3:X$897<=X462)-(ISBLANK(X$3:X$897))))","v":412},"THAL-DRULINGEN"]
[462,2,"AISNE",0,"MONTIGNY-L'ALLIER","2 - AISNE","D",109,"0 à 200 m",null,null,null,null,null,null,null,null,null,null,null,null,null,461,"BUTTEN",null,null,null,{"$f":"IF(X463=\"\",\"\",SUMPRODUCT((X$3:X$897<=X463)-(ISBLANK(X$3:X$897))))","v":435},"THAL-MARMOUTIER"]
[463,2,"AISNE",0,"MORTIERS","2 - AISNE","D",77,"0 à 200 m",null,null,null,null,null,null,null,null,null,null,null,null,null,462,"INGOLSHEIM",null,null,null,{"$f":"IF(X464=\"\",\"\",SUMPRODUCT((X$3:X$897<=X464)-(ISBLANK(X$3:X$897))))","v":574},"THANVILLE"]
[464,2,"AISNE",0,"JUSSY","2 - AISNE","D",73,"0 à 200 m",null,null,null,null,null,null,null,null,null,null,null,null,null,463,"DAHLENHEIM",null,null,null,{"$f":"IF(X465=\"\",\"\",SUMPRODUCT((X$3:X$897<=X465)-(ISBLANK(X$3:X$897))))","v":444},"TIEFFENBACH"]
[465,2,"AISNE",0,"SISSONNE","2 - AISNE","D",92,"0 à 200 m",null,null,null,null,null,null,null,null,null,null,null,null,null,464,"SCHEIBENHARD",null,null,null,{"$f":"IF(X466=\"\",\"\",SUMPRODUCT((X$3:X$897<=X466)-(ISBLANK(X$3:X$897))))","v":783},"TRAENHEIM"]
[466,2,"AISNE",0,"ESSISES","2 - AISNE","D",172,"0 à 200 m",null,null,null,null,null,null,null,null,null,null,null,null,null,465,"HENGWILLER",null,null,null,{"$f":"IF(X467=\"\",\"\",SUMPRODUCT((X$3:X$897<=X467)-(ISBLANK(X$3:X$897))))","v":547},"TRIEMBACH-AU-VAL"]
[467,2,"AISNE",0,"BONCOURT","2 - AISNE","D",114,"0 à 200 m",null,null,null,null,null,null,null,null,null,null,null,null,null,466,"KIRRWILLER",null,null,null,{"$f":"IF(X468=\"\",\"\",SUMPRODUCT((X$3:X$897<=X468)-(ISBLANK(X$3:X$897))))","v":593},"TRIMBACH"]
[468,2,"AISNE",0,"NEUFLIEUX","2 - AISNE","D",72,"0 à 200 m",null,null,null,null,null,null,null,null,null,null,null,null,null,467,"LANDERSHEIM",null,null,null,{"$f":"IF(X469=\"\",\"\",SUMPRODUCT((X$3:X$897<=X469)-(ISBLANK(X$3:X$897))))","v":612},"TRUCHTERSHEIM"]
[469,2,"AISNE",0,"BERTHENICOURT","2 - AISNE","D",84,"0 à 200 m",null,null,null,null,null,null,null,null,null,null,null,null,null,468,"HOERDT",null,null,null,{"$f":"IF(X470=\"\",\"\",SUMPRODUCT((X$3:X$897<=X470)-(ISBLANK(X$3:X$897))))","v":561},"UBERACH"]
[470,2,"AISNE",0,"PONTRU","2 - AISNE","D",105,"0 à 200 m",null,null,null,null,null,null,null,null,null,null,null,null,null,469,"GUNGWILLER",null,null,null,{"$f":"IF(X471=\"\",\"\",SUMPRODUCT((X$3:X$897<=X471)-(ISBLANK(X$3:X$897))))","v":534},"UHLWILLER"]
[471,2,"AISNE",0,"CASTRES","2 - AISNE","D",88,"0 à 200 m",null,null,null,null,null,null,null,null,null,null,null,null,null,470,"GRIESHEIM-PRES-MOLSHEIM",null,null,null,{"$f":"IF(X472=\"\",\"\",SUMPRODUCT((X$3:X$897<=X472)-(ISBLANK(X$3:X$897))))","v":530},"UHRWILLER"]
[472,2,"AISNE",0,"VAILLY-SUR-AISNE","2 - AISNE","D",92,"0 à 200 m",null,null,null,null,null,null,null,null,null,null,null,null,null,471,"DIEMERINGEN",null,null,null,{"$f":"IF(X473=\"\",\"\",SUMPRODUCT((X$3:X$897<=X473)-(ISBLANK(X$3:X$897))))","v":458},"URBEIS"]
[473,2,"AISNE",0,"FONTENOY","2 - AISNE","D",80,"0 à 200 m",null,null,null,null,null,null,null,null,null,null,null,null,null,472,"NEUVE-EGLISE",null,null,null,{"$f":"IF(X474=\"\",\"\",SUMPRODUCT((X$3:X$897<=X474)-(ISBLANK(X$3:X$897))))","v":671},"URMATT"]
[474,2,"AISNE",0,"LESGES","2 - AISNE","D",132,"0 à 200 m",null,null,null,null,null,null,null,null,null,null,null,null,null,473,"LALAYE",null,null,null,{"$f":"IF(X475=\"\",\"\",SUMPRODUCT((X$3:X$897<=X475)-(ISBLANK(X$3:X$897))))","v":609},"UTTENHEIM"]
[475,2,"AISNE",0,"LAVAL-EN-LAONNOIS","2 - AISNE","D",91,"0 à 200 m",null,null,null,null,null,null,null,null,null,null,null,null,null,474,"HOHATZENHEIM",null,null,null,{"$f":"IF(X476=\"\",\"\",SUMPRODUCT((X$3:X$897<=X476)-(ISBLANK(X$3:X$897))))","v":563},"UTTENHOFFEN"]
[476,2,"AISNE",0,"BERNY-RIVIERE","2 - AISNE","D",82,"0 à 200 m",null,null,null,null,null,null,null,null,null,null,null,null,null,475,"SCHERLENHEIM",null,null,null,{"$f":"IF(X477=\"\",\"\",SUMPRODUCT((X$3:X$897<=X477)-(ISBLANK(X$3:X$897))))","v":784},"UTTWILLER"]
[477,2,"AISNE",0,"OISY","2 - AISNE","D",149,"0 à 200 m",null,null,null,null,null,null,null,null,null,null,null,null,null,476,"STILL",null,null,null,{"$f":"IF(X478=\"\",\"\",SUMPRODUCT((X$3:X$897<=X478)-(ISBLANK(X$3:X$897))))","v":820},"VALFF"]
[478,2,"AISNE",0,"LEURY","2 - AISNE","D",142,"0 à 200 m",null,null,null,null,null,null,null,null,null,null,null,null,null,477,"REICHSHOFFEN",null,null,null,{"$f":"IF(X479=\"\",\"\",SUMPRODUCT((X$3:X$897<=X479)-(ISBLANK(X$3:X$897))))","v":732},"VENDENHEIM"]
[479,2,"AISNE",0,"BRANCOURT-LE-GRAND","2 - AISNE","D",138,"0 à 200 m",null,null,null,null,null,null,null,null,null,null,null,null,null,478,"STRUTH",null,null,null,{"$f":"IF(X480=\"\",\"\",SUMPRODUCT((X$3:X$897<=X480)-(ISBLANK(X$3:X$897))))","v":823},"VILLE"]
[480,2,"AISNE",0,"DERCY","2 - AISNE","D",88,"0 à 200 m",null,null,null,null,null,null,null,null,null,null,null,null,null,479,"STEIGE",null,null,null,{"$f":"IF(X481=\"\",\"\",SUMPRODUCT((X$3:X$897<=X481)-(ISBLANK(X$3:X$897))))","v":817},"VOELLERDINGEN"]
[481,2,"AISNE",0,"CRUPILLY","2 - AISNE","D",171,"0 à 200 m",null,null,null,null,null,null,null,null,null,null,null,null,null,480,"GINGSHEIM",null,null,null,{"$f":"IF(X482=\"\",\"\",SUMPRODUCT((X$3:X$897<=X482)-(ISBLANK(X$3:X$897))))","v":518},"VOLKSBERG"]
[482,2,"AISNE",0,"PUISIEUX-ET-CLANLIEU","2 - AISNE","D",135,"0 à 200 m",null,null,null,null,null,null,null,null,null,null,null,null,null,481,"HINDISHEIM",null,null,null,{"$f":"IF(X483=\"\",\"\",SUMPRODUCT((X$3:X$897<=X483)-(ISBLANK(X$3:X$897))))","v":553},"WAHLENHEIM"]
[483,2,"AISNE",0,"BARENTON-BUGNY","2 - AISNE","D",75,"0 à 200 m",null,null,null,null,null,null,null,null,null,null,null,null,null,482,"SELTZ",null,null,null,{"$f":"IF(X484=\"\",\"\",SUMPRODUCT((X$3:X$897<=X484)-(ISBLANK(X$3:X$897))))","v":803},"WALBOURG"]
[484,2,"AISNE",0,"PAARS","2 - AISNE","D",94,"0 à 200 m",null,null,null,null,null,null,null,null,null,null,null,null,null,483,"OBERSTEINBACH",null,null,null,{"$f":"IF(X485=\"\",\"\",SUMPRODUCT((X$3:X$897<=X485)-(ISBLANK(X$3:X$897))))","v":700},"WALDERSBACH"]
[485,2,"AISNE",0,"RIBEAUVILLE","2 - AISNE","D",153,"0 à 200 m",null,null,null,null,null,null,null,null,null,null,null,null,null,484,"CRASTATT",null,null,null,{"$f":"IF(X486=\"\",\"\",SUMPRODUCT((X$3:X$897<=X486)-(ISBLANK(X$3:X$897))))","v":441},"WALDHAMBACH"]
[486,2,"AISNE",{"$f":"IF($L$2=F487,1+D486,0)","v":0},"MISSY-LES-PIERREPONT","2 - AISNE","D",75,"0 à 200 m",null,null,null,null,null,null,null,null,null,null,null,null,null,485,"SIEGEN",null,null,null,{"$f":"IF(X487=\"\",\"\",SUMPRODUCT((X$3:X$897<=X487)-(ISBLANK(X$3:X$897))))","v":806},"WALDOLWISHEIM"]
[487,2,"AISNE",0,"CHAUNY","2 - AISNE","D",57,"0 à 200 m",null,null,null,null,null,null,null,null,null,null,null,null,null,486,"MINVERSHEIM",null,null,null,{"$f":"IF(X488=\"\",\"\",SUMPRODUCT((X$3:X$897<=X488)-(ISBLANK(X$3:X$897))))","v":646},"WALTENHEIM-SUR-ZORN"]
[488,2,"AISNE",0,"MONTLEVON","2 - AISNE","D",186,"0 à 200 m",null,null,null,null,null,null,null,null,null,null,null,null,null,487,"HERRLISHEIM",null,null,null,{"$f":"IF(X489=\"\",\"\",SUMPRODUCT((X$3:X$897<=X489)-(ISBLANK(X$3:X$897))))","v":550},"WANGEN"]
[489,2,"AISNE",0,"VILLERET","2 - AISNE","D",131,"0 à 200 m",null,null,null,null,null,null,null,null,null,null,null,null,null,488,"STEINSELTZ",null,null,null,{"$f":"IF(X490=\"\",\"\",SUMPRODUCT((X$3:X$897<=X490)-(ISBLANK(X$3:X$897))))","v":819},"WANGENBOURG-ENGENTHAL"]
[490,2,"AISNE",0,"MURET-ET-CROUTTES","2 - AISNE","D",123,"0 à 200 m",null,null,null,null,null,null,null,null,null,null,null,null,null,489,"WEINBOURG",null,null,null,{"$f":"IF(X491=\"\",\"\",SUMPRODUCT((X$3:X$897<=X491)-(ISBLANK(X$3:X$897))))","v":858},"WASSELONNE"]
[491,2,"AISNE",0,"AUGY","2 - AISNE","D",85,"0 à 200 m",null,null,null,null,null,null,null,null,null,null,null,null,null,490,"ICHTRATZHEIM",null,null,null,{"$f":"IF(X492=\"\",\"\",SUMPRODUCT((X$3:X$897<=X492)-(ISBLANK(X$3:X$897))))","v":571},"WEINBOURG"]
[492,2,"AISNE",0,"SAINT-SIMON","2 - AISNE","D",74,"0 à 200 m",null,null,null,null,null,null,null,null,null,null,null,null,null,491,"RETSCHWILLER",null,null,null,{"$f":"IF(X493=\"\",\"\",SUMPRODUCT((X$3:X$897<=X493)-(ISBLANK(X$3:X$897))))","v":736},"WEISLINGEN"]
[493,2,"AISNE",0,"LY-FONTAINE","2 - AISNE","D",85,"0 à 200 m",null,null,null,null,null,null,null,null,null,null,null,null,null,492,"UTTENHEIM",null,null,null,{"$f":"IF(X494=\"\",\"\",SUMPRODUCT((X$3:X$897<=X494)-(ISBLANK(X$3:X$897))))","v":841},"WEITBRUCH"]
[494,2,"AISNE",0,"CRECY-AU-MONT","2 - AISNE","D",116,"0 à 200 m",null,null,null,null,null,null,null,null,null,null,null,null,null,493,"BISCHHOLTZ",null,null,null,{"$f":"IF(X495=\"\",\"\",SUMPRODUCT((X$3:X$897<=X495)-(ISBLANK(X$3:X$897))))","v":409},"WEITERSWILLER"]
[495,2,"AISNE",0,"COLLIGIS-CRANDELAIN","2 - AISNE","D",116,"0 à 200 m",null,null,null,null,null,null,null,null,null,null,null,null,null,494,"WIWERSHEIM",null,null,null,{"$f":"IF(X496=\"\",\"\",SUMPRODUCT((X$3:X$897<=X496)-(ISBLANK(X$3:X$897))))","v":884},"WESTHOFFEN"]
[496,2,"AISNE",0,"EPAGNY","2 - AISNE","D",130,"0 à 200 m",null,null,null,null,null,null,null,null,null,null,null,null,null,495,"PFAFFENHOFFEN",null,null,null,{"$f":"IF(X497=\"\",\"\",SUMPRODUCT((X$3:X$897<=X497)-(ISBLANK(X$3:X$897))))","v":717},"WESTHOUSE"]
[497,2,"AISNE",0,"LA VALLEE-AU-BLE","2 - AISNE","D",175,"0 à 200 m",null,null,null,null,null,null,null,null,null,null,null,null,null,496,"MUHLBACH-SUR-BRUCHE",null,null,null,{"$f":"IF(X498=\"\",\"\",SUMPRODUCT((X$3:X$897<=X498)-(ISBLANK(X$3:X$897))))","v":658},"WESTHOUSE-MARMOUTIER"]
[498,2,"AISNE",0,"CHERY-LES-ROZOY","2 - AISNE","D",171,"0 à 200 m",null,null,null,null,null,null,null,null,null,null,null,null,null,497,"ODRATZHEIM",null,null,null,{"$f":"IF(X499=\"\",\"\",SUMPRODUCT((X$3:X$897<=X499)-(ISBLANK(X$3:X$897))))","v":701},"WEYER"]
[499,2,"AISNE",0,"RIBEMONT","2 - AISNE","D",94,"0 à 200 m",null,null,null,null,null,null,null,null,null,null,null,null,null,498,"KIENHEIM",null,null,null,{"$f":"IF(X500=\"\",\"\",SUMPRODUCT((X$3:X$897<=X500)-(ISBLANK(X$3:X$897))))","v":587},"WEYERSHEIM"]
[500,2,"AISNE",0,"OGNES","2 - AISNE","D",60,"0 à 200 m",null,null,null,null,null,null,null,null,null,null,null,null,null,499,"ROTHBACH",null,null,null,{"$f":"IF(X501=\"\",\"\",SUMPRODUCT((X$3:X$897<=X501)-(ISBLANK(X$3:X$897))))","v":756},"WICKERSHEIM-WILSHAUSEN"]
[501,2,"AISNE",0,"SONS-ET-RONCHERES","2 - AISNE","D",112,"0 à 200 m",null,null,null,null,null,null,null,null,null,null,null,null,null,500,"PUBERG",null,null,null,{"$f":"IF(X502=\"\",\"\",SUMPRODUCT((X$3:X$897<=X502)-(ISBLANK(X$3:X$897))))","v":725},"WILDERSBACH"]
[502,2,"AISNE",0,"COUCY-LES-EPPES","2 - AISNE","D",88,"0 à 200 m",null,null,null,null,null,null,null,null,null,null,null,null,null,501,"GUMBRECHTSHOFFEN",null,null,null,{"$f":"IF(X503=\"\",\"\",SUMPRODUCT((X$3:X$897<=X503)-(ISBLANK(X$3:X$897))))","v":532},"WILLGOTTHEIM"]
[503,2,"AISNE",0,"VICHEL-NANTEUIL","2 - AISNE","D",117,"0 à 200 m",null,null,null,null,null,null,null,null,null,null,null,null,null,502,"LA WANTZENAU",null,null,null,{"$f":"IF(X504=\"\",\"\",SUMPRODUCT((X$3:X$897<=X504)-(ISBLANK(X$3:X$897))))","v":608},"WILWISHEIM"]
[504,2,"AISNE",0,"CHARLY-SUR-MARNE","2 - AISNE","D",141,"0 à 200 m",null,null,null,null,null,null,null,null,null,null,null,null,null,503,"WILDERSBACH",null,null,null,{"$f":"IF(X505=\"\",\"\",SUMPRODUCT((X$3:X$897<=X505)-(ISBLANK(X$3:X$897))))","v":868},"WIMMENAU"]
[505,2,"AISNE",0,"LE SOURD","2 - AISNE","D",159,"0 à 200 m",null,null,null,null,null,null,null,null,null,null,null,null,null,504,"LAMPERTHEIM",null,null,null,{"$f":"IF(X506=\"\",\"\",SUMPRODUCT((X$3:X$897<=X506)-(ISBLANK(X$3:X$897))))","v":610},"WINDSTEIN"]
[506,2,"AISNE",0,"BLESMES","2 - AISNE","D",181,"0 à 200 m",null,null,null,null,null,null,null,null,null,null,null,null,null,505,"LAUBACH",null,null,null,{"$f":"IF(X507=\"\",\"\",SUMPRODUCT((X$3:X$897<=X507)-(ISBLANK(X$3:X$897))))","v":614},"WINGEN"]
[507,2,"AISNE",0,"FRANQUEVILLE","2 - AISNE","D",140,"0 à 200 m",null,null,null,null,null,null,null,null,null,null,null,null,null,506,"ITTERSWILLER",null,null,null,{"$f":"IF(X508=\"\",\"\",SUMPRODUCT((X$3:X$897<=X508)-(ISBLANK(X$3:X$897))))","v":579},"WINGEN-SUR-MODER"]
[508,2,"AISNE",0,"PARGNY-LES-BOIS","2 - AISNE","D",109,"0 à 200 m",null,null,null,null,null,null,null,null,null,null,null,null,null,507,"TIEFFENBACH",null,null,null,{"$f":"IF(X509=\"\",\"\",SUMPRODUCT((X$3:X$897<=X509)-(ISBLANK(X$3:X$897))))","v":831},"WINGERSHEIM"]
[509,2,"AISNE",0,"COUCY-LA-VILLE","2 - AISNE","D",131,"0 à 200 m",null,null,null,null,null,null,null,null,null,null,null,null,null,508,"STOTZHEIM",null,null,null,{"$f":"IF(X510=\"\",\"\",SUMPRODUCT((X$3:X$897<=X510)-(ISBLANK(X$3:X$897))))","v":821},"WINTERSHOUSE"]
[510,2,"AISNE",0,"HARLY","2 - AISNE","D",89,"0 à 200 m",null,null,null,null,null,null,null,null,null,null,null,null,null,509,"ESCHBACH",null,null,null,{"$f":"IF(X511=\"\",\"\",SUMPRODUCT((X$3:X$897<=X511)-(ISBLANK(X$3:X$897))))","v":493},"WINTZENBACH"]
[511,2,"AISNE",0,"PUISEUX-EN-RETZ","2 - AISNE","D",145,"0 à 200 m",null,null,null,null,null,null,null,null,null,null,null,null,null,510,"MENCHHOFFEN",null,null,null,{"$f":"IF(X512=\"\",\"\",SUMPRODUCT((X$3:X$897<=X512)-(ISBLANK(X$3:X$897))))","v":642},"WINTZENHEIM-KOCHERSBERG"]
[512,2,"AISNE",0,"BUSSIARES","2 - AISNE","D",141,"0 à 200 m",null,null,null,null,null,null,null,null,null,null,null,null,null,511,"LA WALCK",null,null,null,{"$f":"IF(X513=\"\",\"\",SUMPRODUCT((X$3:X$897<=X513)-(ISBLANK(X$3:X$897))))","v":607},"WISCHES"]
[513,2,"AISNE",0,"GUIVRY","2 - AISNE","D",114,"0 à 200 m",null,null,null,null,null,null,null,null,null,null,null,null,null,512,"HERBITZHEIM",null,null,null,{"$f":"IF(X514=\"\",\"\",SUMPRODUCT((X$3:X$897<=X514)-(ISBLANK(X$3:X$897))))","v":548},"WISSEMBOURG"]
[514,2,"AISNE",0,"MAREST-DAMPCOURT",{"$f":"B515&\" - \"&C515","v":"2 - AISNE"},"D",47,{"$f":"IF(AND(H515>=0,H515<=200),$M$19,\nIF(AND(H515>=201,H515<=400),$M$20,\nIF(AND(H515>=401,H515<=600),$M$21,\nIF(AND(H515>=601,H515<=800),$M$22,\nIF(AND(H515>=801,H515<=1000),$M$23,\nIF(AND(H515>=1001,H515<=1200),$M$24,\nIF(AND(H515>=1201,H515<=1400),$M$25,\nIF(AND(H515>=1401,H515<=1600),$M$26,\nIF(AND(H515>=1601,H515<=1800),$M$27,\nIF(AND(H515>=1801,H515<=2000),$M$28,\nIF(AND(H515>=2001,H515<=2200),$M$29,\nIF(AND(H515>=2201,H515<=2400),$M$30,\nIF(AND(H515>=2401,H515<=2600),$M$31,\"erreur\")))))))))))))","v":"0 à 200 m"},null,null,null,null,null,null,null,null,null,null,null,null,null,513,{"$f":"IFERROR(VLOOKUP(W515,$D$2:$F$36613,2,FALSE),\"\")","v":"SCHIRRHEIN"},null,null,null,{"$f":"IF(X515=\"\",\"\",SUMPRODUCT((X$3:X$897<=X515)-(ISBLANK(X$3:X$897))))","v":789},"WITTERNHEIM"]
[515,2,"AISNE",0,"PLOMION","2 - AISNE","D",198,"0 à 200 m",null,null,null,null,null,null,null,null,null,null,null,null,null,514,"ISSENHAUSEN",null,null,null,{"$f":"IF(X516=\"\",\"\",SUMPRODUCT((X$3:X$897<=X516)-(ISBLANK(X$3:X$897))))","v":577},{"$f":"IF(ISNA(MATCH(MIN(AB$3:AB$897)+ROW()-ROW(AC$3),AB$3:AB$897,0)),\"\",INDEX(X$3:X$897,MATCH(MIN(AB$3:AB$897)+ROW()-ROW(AC$3),AB$3:AB$897,0)))","v":"WITTERSHEIM"}]
[516,2,"AISNE",0,"LEUZE","2 - AISNE","D",196,"0 à 200 m",null,null,null,null,null,null,null,null,null,null,null,null,null,515,"NIEDERBRONN-LES-BAINS",null,null,null,{"$f":"IF(X517=\"\",\"\",SUMPRODUCT((X$3:X$897<=X517)-(ISBLANK(X$3:X$897))))","v":674},"WITTISHEIM"]
[517,2,"AISNE",0,"PARPEVILLE","2 - AISNE","D",114,"0 à 200 m",null,null,null,null,null,null,null,null,null,null,null,null,null,516,"WILLGOTTHEIM",null,null,null,{"$f":"IF(X518=\"\",\"\",SUMPRODUCT((X$3:X$897<=X518)-(ISBLANK(X$3:X$897))))","v":869},"WIWERSHEIM"]
[518,2,"AISNE",0,"BAULNE-EN-BRIE","2 - AISNE","D",168,"0 à 200 m",null,null,null,null,null,null,null,null,null,null,null,null,null,517,"HERBSHEIM",null,null,null,{"$f":"IF(X519=\"\",\"\",SUMPRODUCT((X$3:X$897<=X519)-(ISBLANK(X$3:X$897))))","v":549},"WOERTH"]
[519,2,"AISNE",0,"VASSENS","2 - AISNE","D",120,"0 à 200 m",null,null,null,null,null,null,null,null,null,null,null,null,null,518,"TRIEMBACH-AU-VAL",null,null,null,{"$f":"IF(X520=\"\",\"\",SUMPRODUCT((X$3:X$897<=X520)-(ISBLANK(X$3:X$897))))","v":833},"WOLFISHEIM"]
[520,2,"AISNE",0,"ALAINCOURT","2 - AISNE","D",77,"0 à 200 m",null,null,null,null,null,null,null,null,null,null,null,null,null,519,"OBERSOULTZBACH",null,null,null,{"$f":"IF(X521=\"\",\"\",SUMPRODUCT((X$3:X$897<=X521)-(ISBLANK(X$3:X$897))))","v":699},"WOLFSKIRCHEN"]
[521,2,"AISNE",0,"CHERY-LES-POUILLY","2 - AISNE","D",77,"0 à 200 m",null,null,null,null,null,null,null,null,null,null,null,null,null,520,"INGWILLER",null,null,null,{"$f":"IF(X522=\"\",\"\",SUMPRODUCT((X$3:X$897<=X522)-(ISBLANK(X$3:X$897))))","v":575},"WOLSCHHEIM"]
[522,2,"AISNE",0,"MISSY-SUR-AISNE","2 - AISNE","D",64,"0 à 200 m",null,null,null,null,null,null,null,null,null,null,null,null,null,521,"DONNENHEIM",null,null,null,{"$f":"IF(X523=\"\",\"\",SUMPRODUCT((X$3:X$897<=X523)-(ISBLANK(X$3:X$897))))","v":463},"WOLXHEIM"]
[523,2,"AISNE",0,"VERMAND","2 - AISNE","D",93,"0 à 200 m",null,null,null,null,null,null,null,null,null,null,null,null,null,522,"BISCHOFFSHEIM",null,null,null,{"$f":"IF(X524=\"\",\"\",SUMPRODUCT((X$3:X$897<=X524)-(ISBLANK(X$3:X$897))))","v":410},"ZEHNACKER"]
[524,2,"AISNE",0,"HIRSON","2 - AISNE","D",215,"201 à 400 m",null,null,null,null,null,null,null,null,null,null,null,null,null,523,"OFFENDORF",null,null,null,{"$f":"IF(X525=\"\",\"\",SUMPRODUCT((X$3:X$897<=X525)-(ISBLANK(X$3:X$897))))","v":703},"ZEINHEIM"]
[525,2,"AISNE",0,"MOULINS","2 - AISNE","D",97,"0 à 200 m",null,null,null,null,null,null,null,null,null,null,null,null,null,524,"MOLSHEIM",null,null,null,{"$f":"IF(X526=\"\",\"\",SUMPRODUCT((X$3:X$897<=X526)-(ISBLANK(X$3:X$897))))","v":652},"ZELLWILLER"]
[526,2,"AISNE",0,"BERZY-LE-SEC","2 - AISNE","D",123,"0 à 200 m",null,null,null,null,null,null,null,null,null,null,null,null,null,525,"ESCHWILLER",null,null,null,{"$f":"IF(X527=\"\",\"\",SUMPRODUCT((X$3:X$897<=X527)-(ISBLANK(X$3:X$897))))","v":495},"ZINSWILLER"]
[527,2,"AISNE",0,"SEPTVAUX","2 - AISNE","D",161,"0 à 200 m",null,null,null,null,null,null,null,null,null,null,null,null,null,526,"UTTENHOFFEN",null,null,null,{"$f":"IF(X528=\"\",\"\",SUMPRODUCT((X$3:X$897<=X528)-(ISBLANK(X$3:X$897))))","v":842},"ZITTERSHEIM"]
[528,2,"AISNE",0,"ALLEMANT","2 - AISNE","D",128,"0 à 200 m",null,null,null,null,null,null,null,null,null,null,null,null,null,527,"HATTMATT",null,null,null,{"$f":"IF(X529=\"\",\"\",SUMPRODUCT((X$3:X$897<=X529)-(ISBLANK(X$3:X$897))))","v":542},"ZOEBERSDORF"]
[529,2,"AISNE",0,"VENIZEL","2 - AISNE","D",54,"0 à 200 m",null,null,null,null,null,null,null,null,null,null,null,null,null,528,"",null,null,null,{"$f":"IF(X530=\"\",\"\",SUMPRODUCT((X$3:X$897<=X530)-(ISBLANK(X$3:X$897))))","v":""},""]
[530,2,"AISNE",0,"DAGNY-LAMBERCY","2 - AISNE","D",182,"0 à 200 m",null,null,null,null,null,null,null,null,null,null,null,null,null,529,"",null,null,null,{"$f":"IF(X531=\"\",\"\",SUMPRODUCT((X$3:X$897<=X531)-(ISBLANK(X$3:X$897))))","v":""},""]
[531,2,"AISNE",0,"CLACY-ET-THIERRET","2 - AISNE","D",70,"0 à 200 m",null,null,null,null,null,null,null,null,null,null,null,null,null,530,"",null,null,null,{"$f":"IF(X532=\"\",\"\",SUMPRODUCT((X$3:X$897<=X532)-(ISBLANK(X$3:X$897))))","v":""},""]
[532,2,"AISNE",0,"FAYET","2 - AISNE","D",112,"0 à 200 m",null,null,null,null,null,null,null,null,null,null,null,null,null,531,"",null,null,null,{"$f":"IF(X533=\"\",\"\",SUMPRODUCT((X$3:X$897<=X533)-(ISBLANK(X$3:X$897))))","v":""},""]
[533,2,"AISNE",0,"LE VERGUIER","2 - AISNE","D",111,"0 à 200 m",null,null,null,null,null,null,null,null,null,null,null,null,null,532,"",null,null,null,{"$f":"IF(X534=\"\",\"\",SUMPRODUCT((X$3:X$897<=X534)-(ISBLANK(X$3:X$897))))","v":""},""]
[534,2,"AISNE",0,"GLAND","2 - AISNE","D",154,"0 à 200 m",null,null,null,null,null,null,null,null,null,null,null,null,null,533,"",null,null,null,{"$f":"IF(X535=\"\",\"\",SUMPRODUCT((X$3:X$897<=X535)-(ISBLANK(X$3:X$897))))","v":""},""]
[535,2,"AISNE",0,"BRASLES","2 - AISNE","D",131,"0 à 200 m",null,null,null,null,null,null,null,null,null,null,null,null,null,534,"",null,null,null,{"$f":"IF(X536=\"\",\"\",SUMPRODUCT((X$3:X$897<=X536)-(ISBLANK(X$3:X$897))))","v":""},""]
[536,2,"AISNE",0,"BERTAUCOURT-EPOURDON","2 - AISNE","D",92,"0 à 200 m",null,null,null,null,null,null,null,null,null,null,null,null,null,535,"",null,null,null,{"$f":"IF(X537=\"\",\"\",SUMPRODUCT((X$3:X$897<=X537)-(ISBLANK(X$3:X$897))))","v":""},""]
[537,2,"AISNE",0,"BRUNEHAMEL","2 - AISNE","D",241,"201 à 400 m",null,null,null,null,null,null,null,null,null,null,null,null,null,536,"",null,null,null,{"$f":"IF(X538=\"\",\"\",SUMPRODUCT((X$3:X$897<=X538)-(ISBLANK(X$3:X$897))))","v":""},""]
[538,2,"AISNE",0,"ETREILLERS","2 - AISNE","D",97,"0 à 200 m",null,null,null,null,null,null,null,null,null,null,null,null,null,537,"",null,null,null,{"$f":"IF(X539=\"\",\"\",SUMPRODUCT((X$3:X$897<=X539)-(ISBLANK(X$3:X$897))))","v":""},""]
[539,2,"AISNE",0,"PERLES","2 - AISNE","D",155,"0 à 200 m",null,null,null,null,null,null,null,null,null,null,null,null,null,538,"",null,null,null,{"$f":"IF(X540=\"\",\"\",SUMPRODUCT((X$3:X$897<=X540)-(ISBLANK(X$3:X$897))))","v":""},""]
[540,2,"AISNE",0,"MEZY-MOULINS","2 - AISNE","D",84,"0 à 200 m",null,null,null,null,null,null,null,null,null,null,null,null,null,539,"",null,null,null,{"$f":"IF(X541=\"\",\"\",SUMPRODUCT((X$3:X$897<=X541)-(ISBLANK(X$3:X$897))))","v":""},""]
[541,2,"AISNE",0,"NOUVION-LE-COMTE","2 - AISNE","D",74,"0 à 200 m",null,null,null,null,null,null,null,null,null,null,null,null,null,540,"",null,null,null,{"$f":"IF(X542=\"\",\"\",SUMPRODUCT((X$3:X$897<=X542)-(ISBLANK(X$3:X$897))))","v":""},""]
[542,2,"AISNE",0,"CUISY-EN-ALMONT","2 - AISNE","D",110,"0 à 200 m",null,null,null,null,null,null,null,null,null,null,null,null,null,541,"",null,null,null,{"$f":"IF(X543=\"\",\"\",SUMPRODUCT((X$3:X$897<=X543)-(ISBLANK(X$3:X$897))))","v":""},""]
[543,2,"AISNE",0,"REMAUCOURT","2 - AISNE","D",111,"0 à 200 m",null,null,null,null,null,null,null,null,null,null,null,null,null,542,"",null,null,null,{"$f":"IF(X544=\"\",\"\",SUMPRODUCT((X$3:X$897<=X544)-(ISBLANK(X$3:X$897))))","v":""},""]
[544,2,"AISNE",0,"SAINTE-CROIX","2 - AISNE","D",130,"0 à 200 m",null,null,null,null,null,null,null,null,null,null,null,null,null,543,"",null,null,null,{"$f":"IF(X545=\"\",\"\",SUMPRODUCT((X$3:X$897<=X545)-(ISBLANK(X$3:X$897))))","v":""},""]
[545,2,"AISNE",0,"LA NEUVILLE-EN-BEINE","2 - AISNE","D",109,"0 à 200 m",null,null,null,null,null,null,null,null,null,null,null,null,null,544,"",null,null,null,{"$f":"IF(X546=\"\",\"\",SUMPRODUCT((X$3:X$897<=X546)-(ISBLANK(X$3:X$897))))","v":""},""]
[546,2,"AISNE",0,"MONT-D'ORIGNY","2 - AISNE","D",106,"0 à 200 m",null,null,null,null,null,null,null,null,null,null,null,null,null,545,"",null,null,null,{"$f":"IF(X547=\"\",\"\",SUMPRODUCT((X$3:X$897<=X547)-(ISBLANK(X$3:X$897))))","v":""},""]
[547,2,"AISNE",0,"SAINT-BANDRY","2 - AISNE","D",121,"0 à 200 m",null,null,null,null,null,null,null,null,null,null,null,null,null,546,"",null,null,null,{"$f":"IF(X548=\"\",\"\",SUMPRODUCT((X$3:X$897<=X548)-(ISBLANK(X$3:X$897))))","v":""},""]
[548,2,"AISNE",0,"HARY","2 - AISNE","D",156,"0 à 200 m",null,null,null,null,null,null,null,null,null,null,null,null,null,547,"",null,null,null,{"$f":"IF(X549=\"\",\"\",SUMPRODUCT((X$3:X$897<=X549)-(ISBLANK(X$3:X$897))))","v":""},""]
[549,2,"AISNE",0,"LUGNY","2 - AISNE","D",122,"0 à 200 m",null,null,null,null,null,null,null,null,null,null,null,null,null,548,"",null,null,null,{"$f":"IF(X550=\"\",\"\",SUMPRODUCT((X$3:X$897<=X550)-(ISBLANK(X$3:X$897))))","v":""},""]
[550,2,"AISNE",{"$f":"IF($L$2=F551,1+D550,0)","v":0},"OMISSY","2 - AISNE","D",96,"0 à 200 m",null,null,null,null,null,null,null,null,null,null,null,null,null,549,"",null,null,null,{"$f":"IF(X551=\"\",\"\",SUMPRODUCT((X$3:X$897<=X551)-(ISBLANK(X$3:X$897))))","v":""},""]
[551,2,"AISNE",0,"AMBLENY","2 - AISNE","D",101,"0 à 200 m",null,null,null,null,null,null,null,null,null,null,null,null,null,550,"",null,null,null,{"$f":"IF(X552=\"\",\"\",SUMPRODUCT((X$3:X$897<=X552)-(ISBLANK(X$3:X$897))))","v":""},""]
[552,2,"AISNE",0,"FAVEROLLES","2 - AISNE","D",126,"0 à 200 m",null,null,null,null,null,null,null,null,null,null,null,null,null,551,"",null,null,null,{"$f":"IF(X553=\"\",\"\",SUMPRODUCT((X$3:X$897<=X553)-(ISBLANK(X$3:X$897))))","v":""},""]
[553,2,"AISNE",0,"SAINT-PIERREMONT","2 - AISNE","D",125,"0 à 200 m",null,null,null,null,null,null,null,null,null,null,null,null,null,552,"",null,null,null,{"$f":"IF(X554=\"\",\"\",SUMPRODUCT((X$3:X$897<=X554)-(ISBLANK(X$3:X$897))))","v":""},""]
[554,2,"AISNE",0,"WIMY","2 - AISNE","D",196,"0 à 200 m",null,null,null,null,null,null,null,null,null,null,null,null,null,553,"",null,null,null,{"$f":"IF(X555=\"\",\"\",SUMPRODUCT((X$3:X$897<=X555)-(ISBLANK(X$3:X$897))))","v":""},""]
[555,2,"AISNE",0,"FRESNES-EN-TARDENOIS","2 - AISNE","D",180,"0 à 200 m",null,null,null,null,null,null,null,null,null,null,null,null,null,554,"",null,null,null,{"$f":"IF(X556=\"\",\"\",SUMPRODUCT((X$3:X$897<=X556)-(ISBLANK(X$3:X$897))))","v":""},""]
[556,2,"AISNE",0,"CHERET","2 - AISNE","D",151,"0 à 200 m",null,null,null,null,null,null,null,null,null,null,null,null,null,555,"",null,null,null,{"$f":"IF(X557=\"\",\"\",SUMPRODUCT((X$3:X$897<=X557)-(ISBLANK(X$3:X$897))))","v":""},""]
[557,2,"AISNE",0,"MOLINCHART","2 - AISNE","D",83,"0 à 200 m",null,null,null,null,null,null,null,null,null,null,null,null,null,556,"",null,null,null,{"$f":"IF(X558=\"\",\"\",SUMPRODUCT((X$3:X$897<=X558)-(ISBLANK(X$3:X$897))))","v":""},""]
[558,2,"AISNE",0,"ESSOMES-SUR-MARNE","2 - AISNE","D",160,"0 à 200 m",null,null,null,null,null,null,null,null,null,null,null,null,null,557,"",null,null,null,{"$f":"IF(X559=\"\",\"\",SUMPRODUCT((X$3:X$897<=X559)-(ISBLANK(X$3:X$897))))","v":""},""]
[559,2,"AISNE",0,"MEZIERES-SUR-OISE","2 - AISNE","D",86,"0 à 200 m",null,null,null,null,null,null,null,null,null,null,null,null,null,558,"",null,null,null,{"$f":"IF(X560=\"\",\"\",SUMPRODUCT((X$3:X$897<=X560)-(ISBLANK(X$3:X$897))))","v":""},""]
[560,2,"AISNE",0,"FRESSANCOURT","2 - AISNE","D",80,"0 à 200 m",null,null,null,null,null,null,null,null,null,null,null,null,null,559,"",null,null,null,{"$f":"IF(X561=\"\",\"\",SUMPRODUCT((X$3:X$897<=X561)-(ISBLANK(X$3:X$897))))","v":""},""]
[561,2,"AISNE",0,"POUILLY-SUR-SERRE","2 - AISNE","D",69,"0 à 200 m",null,null,null,null,null,null,null,null,null,null,null,null,null,560,"",null,null,null,{"$f":"IF(X562=\"\",\"\",SUMPRODUCT((X$3:X$897<=X562)-(ISBLANK(X$3:X$897))))","v":""},""]
[562,2,"AISNE",0,"OHIS","2 - AISNE","D",183,"0 à 200 m",null,null,null,null,null,null,null,null,null,null,null,null,null,561,"",null,null,null,{"$f":"IF(X563=\"\",\"\",SUMPRODUCT((X$3:X$897<=X563)-(ISBLANK(X$3:X$897))))","v":""},""]
[563,2,"AISNE",0,"FLUQUIERES","2 - AISNE","D",92,"0 à 200 m",null,null,null,null,null,null,null,null,null,null,null,null,null,562,"",null,null,null,{"$f":"IF(X564=\"\",\"\",SUMPRODUCT((X$3:X$897<=X564)-(ISBLANK(X$3:X$897))))","v":""},""]
[564,2,"AISNE",0,"LESDINS","2 - AISNE","D",106,"0 à 200 m",null,null,null,null,null,null,null,null,null,null,null,null,null,563,"",null,null,null,{"$f":"IF(X565=\"\",\"\",SUMPRODUCT((X$3:X$897<=X565)-(ISBLANK(X$3:X$897))))","v":""},""]
[565,2,"AISNE",0,"TRELOU-SUR-MARNE","2 - AISNE","D",165,"0 à 200 m",null,null,null,null,null,null,null,null,null,null,null,null,null,564,"",null,null,null,{"$f":"IF(X566=\"\",\"\",SUMPRODUCT((X$3:X$897<=X566)-(ISBLANK(X$3:X$897))))","v":""},""]
[566,2,"AISNE",0,"CUISSY-ET-GENY","2 - AISNE","D",110,"0 à 200 m",null,null,null,null,null,null,null,null,null,null,null,null,null,565,"",null,null,null,{"$f":"IF(X567=\"\",\"\",SUMPRODUCT((X$3:X$897<=X567)-(ISBLANK(X$3:X$897))))","v":""},""]
[567,2,"AISNE",0,"LEHAUCOURT","2 - AISNE","D",110,"0 à 200 m",null,null,null,null,null,null,null,null,null,null,null,null,null,566,"",null,null,null,{"$f":"IF(X568=\"\",\"\",SUMPRODUCT((X$3:X$897<=X568)-(ISBLANK(X$3:X$897))))","v":""},""]
[568,2,"AISNE",0,"CAMELIN","2 - AISNE","D",92,"0 à 200 m",null,null,null,null,null,null,null,null,null,null,null,null,null,567,"",null,null,null,{"$f":"IF(X569=\"\",\"\",SUMPRODUCT((X$3:X$897<=X569)-(ISBLANK(X$3:X$897))))","v":""},""]
[569,2,"AISNE",0,"OULCHY-LA-VILLE","2 - AISNE","D",140,"0 à 200 m",null,null,null,null,null,null,null,null,null,null,null,null,null,568,"",null,null,null,{"$f":"IF(X570=\"\",\"\",SUMPRODUCT((X$3:X$897<=X570)-(ISBLANK(X$3:X$897))))","v":""},""]
[570,2,"AISNE",0,"LANCHY","2 - AISNE","D",90,"0 à 200 m",null,null,null,null,null,null,null,null,null,null,null,null,null,569,"",null,null,null,{"$f":"IF(X571=\"\",\"\",SUMPRODUCT((X$3:X$897<=X571)-(ISBLANK(X$3:X$897))))","v":""},""]
[571,2,"AISNE",0,"LAVERSINE","2 - AISNE","D",123,"0 à 200 m",null,null,null,null,null,null,null,null,null,null,null,null,null,570,"",null,null,null,{"$f":"IF(X572=\"\",\"\",SUMPRODUCT((X$3:X$897<=X572)-(ISBLANK(X$3:X$897))))","v":""},""]
[572,2,"AISNE",0,"VILLENEUVE-SAINT-GERMAIN","2 - AISNE","D",51,"0 à 200 m",null,null,null,null,null,null,null,null,null,null,null,null,null,571,"",null,null,null,{"$f":"IF(X573=\"\",\"\",SUMPRODUCT((X$3:X$897<=X573)-(ISBLANK(X$3:X$897))))","v":""},""]
[573,2,"AISNE",0,"HARCIGNY","2 - AISNE","D",174,"0 à 200 m",null,null,null,null,null,null,null,null,null,null,null,null,null,572,"",null,null,null,{"$f":"IF(X574=\"\",\"\",SUMPRODUCT((X$3:X$897<=X574)-(ISBLANK(X$3:X$897))))","v":""},""]
[574,2,"AISNE",0,"ETREPILLY","2 - AISNE","D",193,"0 à 200 m",null,null,null,null,null,null,null,null,null,null,null,null,null,573,"",null,null,null,{"$f":"IF(X575=\"\",\"\",SUMPRODUCT((X$3:X$897<=X575)-(ISBLANK(X$3:X$897))))","v":""},""]
[575,2,"AISNE",0,"SAMOUSSY","2 - AISNE","D",80,"0 à 200 m",null,null,null,null,null,null,null,null,null,null,null,null,null,574,"",null,null,null,{"$f":"IF(X576=\"\",\"\",SUMPRODUCT((X$3:X$897<=X576)-(ISBLANK(X$3:X$897))))","v":""},""]
[576,2,"AISNE",0,"MERLIEUX-ET-FOUQUEROLLES","2 - AISNE","D",102,"0 à 200 m",null,null,null,null,null,null,null,null,null,null,null,null,null,575,"",null,null,null,{"$f":"IF(X577=\"\",\"\",SUMPRODUCT((X$3:X$897<=X577)-(ISBLANK(X$3:X$897))))","v":""},""]
[577,2,"AISNE",0,"ETOUVELLES","2 - AISNE","D",62,"0 à 200 m",null,null,null,null,null,null,null,null,null,null,null,null,null,576,"",null,null,null,{"$f":"IF(X578=\"\",\"\",SUMPRODUCT((X$3:X$897<=X578)-(ISBLANK(X$3:X$897))))","v":""},""]
[578,2,"AISNE",0,"BUZANCY",{"$f":"B579&\" - \"&C579","v":"2 - AISNE"},"D",126,{"$f":"IF(AND(H579>=0,H579<=200),$M$19,\nIF(AND(H579>=201,H579<=400),$M$20,\nIF(AND(H579>=401,H579<=600),$M$21,\nIF(AND(H579>=601,H579<=800),$M$22,\nIF(AND(H579>=801,H579<=1000),$M$23,\nIF(AND(H579>=1001,H579<=1200),$M$24,\nIF(AND(H579>=1201,H579<=1400),$M$25,\nIF(AND(H579>=1401,H579<=1600),$M$26,\nIF(AND(H579>=1601,H579<=1800),$M$27,\nIF(AND(H579>=1801,H579<=2000),$M$28,\nIF(AND(H579>=2001,H579<=2200),$M$29,\nIF(AND(H579>=2201,H579<=2400),$M$30,\nIF(AND(H579>=2401,H579<=2600),$M$31,\"erreur\")))))))))))))","v":"0 à 200 m"},null,null,null,null,null,null,null,null,null,null,null,null,null,577,{"$f":"IFERROR(VLOOKUP(W579,$D$2:$F$36613,2,FALSE),\"\")","v":""},null,null,null,{"$f":"IF(X579=\"\",\"\",SUMPRODUCT((X$3:X$897<=X579)-(ISBLANK(X$3:X$897))))","v":""},""]
[579,2,"AISNE",0,"VEZILLY","2 - AISNE","D",215,"201 à 400 m",null,null,null,null,null,null,null,null,null,null,null,null,null,578,"",null,null,null,{"$f":"IF(X580=\"\",\"\",SUMPRODUCT((X$3:X$897<=X580)-(ISBLANK(X$3:X$897))))","v":""},{"$f":"IF(ISNA(MATCH(MIN(AB$3:AB$897)+ROW()-ROW(AC$3),AB$3:AB$897,0)),\"\",INDEX(X$3:X$897,MATCH(MIN(AB$3:AB$897)+ROW()-ROW(AC$3),AB$3:AB$897,0)))","v":""}]
[580,2,"AISNE",0,"ORGEVAL","2 - AISNE","D",150,"0 à 200 m",null,null,null,null,null,null,null,null,null,null,null,null,null,579,"",null,null,null,{"$f":"IF(X581=\"\",\"\",SUMPRODUCT((X$3:X$897<=X581)-(ISBLANK(X$3:X$897))))","v":""},""]
[581,2,"AISNE",0,"LA SELVE","2 - AISNE","D",99,"0 à 200 m",null,null,null,null,null,null,null,null,null,null,null,null,null,580,"",null,null,null,{"$f":"IF(X582=\"\",\"\",SUMPRODUCT((X$3:X$897<=X582)-(ISBLANK(X$3:X$897))))","v":""},""]
[582,2,"AISNE",0,"MONDREPUIS","2 - AISNE","D",211,"201 à 400 m",null,null,null,null,null,null,null,null,null,null,null,null,null,581,"",null,null,null,{"$f":"IF(X583=\"\",\"\",SUMPRODUCT((X$3:X$897<=X583)-(ISBLANK(X$3:X$897))))","v":""},""]
[583,2,"AISNE",0,"LA FLAMENGRIE","2 - AISNE","D",215,"201 à 400 m",null,null,null,null,null,null,null,null,null,null,null,null,null,582,"",null,null,null,{"$f":"IF(X584=\"\",\"\",SUMPRODUCT((X$3:X$897<=X584)-(ISBLANK(X$3:X$897))))","v":""},""]
[584,2,"AISNE",0,"CHEVREGNY","2 - AISNE","D",113,"0 à 200 m",null,null,null,null,null,null,null,null,null,null,null,null,null,583,"",null,null,null,{"$f":"IF(X585=\"\",\"\",SUMPRODUCT((X$3:X$897<=X585)-(ISBLANK(X$3:X$897))))","v":""},""]
[585,2,"AISNE",0,"SAINT-ERME-OUTRE-ET-RAMECOURT","2 - AISNE","D",111,"0 à 200 m",null,null,null,null,null,null,null,null,null,null,null,null,null,584,"",null,null,null,{"$f":"IF(X586=\"\",\"\",SUMPRODUCT((X$3:X$897<=X586)-(ISBLANK(X$3:X$897))))","v":""},""]
[586,2,"AISNE",0,"BERGUES-SUR-SAMBRE","2 - AISNE","D",166,"0 à 200 m",null,null,null,null,null,null,null,null,null,null,null,null,null,585,"",null,null,null,{"$f":"IF(X587=\"\",\"\",SUMPRODUCT((X$3:X$897<=X587)-(ISBLANK(X$3:X$897))))","v":""},""]
[587,2,"AISNE",0,"ROUCY","2 - AISNE","D",108,"0 à 200 m",null,null,null,null,null,null,null,null,null,null,null,null,null,586,"",null,null,null,{"$f":"IF(X588=\"\",\"\",SUMPRODUCT((X$3:X$897<=X588)-(ISBLANK(X$3:X$897))))","v":""},""]
[588,2,"AISNE",0,"PERNANT","2 - AISNE","D",95,"0 à 200 m",null,null,null,null,null,null,null,null,null,null,null,null,null,587,"",null,null,null,{"$f":"IF(X589=\"\",\"\",SUMPRODUCT((X$3:X$897<=X589)-(ISBLANK(X$3:X$897))))","v":""},""]
[589,2,"AISNE",0,"MONTFAUCON","2 - AISNE","D",186,"0 à 200 m",null,null,null,null,null,null,null,null,null,null,null,null,null,588,"",null,null,null,{"$f":"IF(X590=\"\",\"\",SUMPRODUCT((X$3:X$897<=X590)-(ISBLANK(X$3:X$897))))","v":""},""]
[590,2,"AISNE",0,"ACHERY","2 - AISNE","D",65,"0 à 200 m",null,null,null,null,null,null,null,null,null,null,null,null,null,589,"",null,null,null,{"$f":"IF(X591=\"\",\"\",SUMPRODUCT((X$3:X$897<=X591)-(ISBLANK(X$3:X$897))))","v":""},""]
[591,2,"AISNE",0,"DOHIS","2 - AISNE","D",217,"201 à 400 m",null,null,null,null,null,null,null,null,null,null,null,null,null,590,"",null,null,null,{"$f":"IF(X592=\"\",\"\",SUMPRODUCT((X$3:X$897<=X592)-(ISBLANK(X$3:X$897))))","v":""},""]
[592,2,"AISNE",0,"MONCEAU-LES-LEUPS","2 - AISNE","D",77,"0 à 200 m",null,null,null,null,null,null,null,null,null,null,null,null,null,591,"",null,null,null,{"$f":"IF(X593=\"\",\"\",SUMPRODUCT((X$3:X$897<=X593)-(ISBLANK(X$3:X$897))))","v":""},""]
[593,2,"AISNE",0,"THIERNU","2 - AISNE","D",119,"0 à 200 m",null,null,null,null,null,null,null,null,null,null,null,null,null,592,"",null,null,null,{"$f":"IF(X594=\"\",\"\",SUMPRODUCT((X$3:X$897<=X594)-(ISBLANK(X$3:X$897))))","v":""},""]
[594,2,"AISNE",0,"CORBENY","2 - AISNE","D",86,"0 à 200 m",null,null,null,null,null,null,null,null,null,null,null,null,null,593,"",null,null,null,{"$f":"IF(X595=\"\",\"\",SUMPRODUCT((X$3:X$897<=X595)-(ISBLANK(X$3:X$897))))","v":""},""]
[595,2,"AISNE",0,"MONCEAU-LE-WAAST","2 - AISNE","D",83,"0 à 200 m",null,null,null,null,null,null,null,null,null,null,null,null,null,594,"",null,null,null,{"$f":"IF(X596=\"\",\"\",SUMPRODUCT((X$3:X$897<=X596)-(ISBLANK(X$3:X$897))))","v":""},""]
[596,2,"AISNE",0,"DOMPTIN","2 - AISNE","D",162,"0 à 200 m",null,null,null,null,null,null,null,null,null,null,null,null,null,595,"",null,null,null,{"$f":"IF(X597=\"\",\"\",SUMPRODUCT((X$3:X$897<=X597)-(ISBLANK(X$3:X$897))))","v":""},""]
[597,2,"AISNE",0,"BRUYS","2 - AISNE","D",128,"0 à 200 m",null,null,null,null,null,null,null,null,null,null,null,null,null,596,"",null,null,null,{"$f":"IF(X598=\"\",\"\",SUMPRODUCT((X$3:X$897<=X598)-(ISBLANK(X$3:X$897))))","v":""},""]
[598,2,"AISNE",0,"CONCEVREUX","2 - AISNE","D",82,"0 à 200 m",null,null,null,null,null,null,null,null,null,null,null,null,null,597,"",null,null,null,{"$f":"IF(X599=\"\",\"\",SUMPRODUCT((X$3:X$897<=X599)-(ISBLANK(X$3:X$897))))","v":""},""]
[599,2,"AISNE",0,"ANY-MARTIN-RIEUX","2 - AISNE","D",225,"201 à 400 m",null,null,null,null,null,null,null,null,null,null,null,null,null,598,"",null,null,null,{"$f":"IF(X600=\"\",\"\",SUMPRODUCT((X$3:X$897<=X600)-(ISBLANK(X$3:X$897))))","v":""},""]
[600,2,"AISNE",0,"SEQUEHART","2 - AISNE","D",123,"0 à 200 m",null,null,null,null,null,null,null,null,null,null,null,null,null,599,"",null,null,null,{"$f":"IF(X601=\"\",\"\",SUMPRODUCT((X$3:X$897<=X601)-(ISBLANK(X$3:X$897))))","v":""},""]
[601,2,"AISNE",0,"BAZOCHES-SUR-VESLES","2 - AISNE","D",98,"0 à 200 m",null,null,null,null,null,null,null,null,null,null,null,null,null,600,"",null,null,null,{"$f":"IF(X602=\"\",\"\",SUMPRODUCT((X$3:X$897<=X602)-(ISBLANK(X$3:X$897))))","v":""},""]
[602,2,"AISNE",0,"SAVY","2 - AISNE","D",104,"0 à 200 m",null,null,null,null,null,null,null,null,null,null,null,null,null,601,"",null,null,null,{"$f":"IF(X603=\"\",\"\",SUMPRODUCT((X$3:X$897<=X603)-(ISBLANK(X$3:X$897))))","v":""},""]
[603,2,"AISNE",0,"JEANTES","2 - AISNE","D",204,"201 à 400 m",null,null,null,null,null,null,null,null,null,null,null,null,null,602,"",null,null,null,{"$f":"IF(X604=\"\",\"\",SUMPRODUCT((X$3:X$897<=X604)-(ISBLANK(X$3:X$897))))","v":""},""]
[604,2,"AISNE",0,"CHIVRES-EN-LAONNOIS","2 - AISNE","D",82,"0 à 200 m",null,null,null,null,null,null,null,null,null,null,null,null,null,603,"",null,null,null,{"$f":"IF(X605=\"\",\"\",SUMPRODUCT((X$3:X$897<=X605)-(ISBLANK(X$3:X$897))))","v":""},""]
[605,2,"AISNE",0,"BRISSAY-CHOIGNY","2 - AISNE","D",76,"0 à 200 m",null,null,null,null,null,null,null,null,null,null,null,null,null,604,"",null,null,null,{"$f":"IF(X606=\"\",\"\",SUMPRODUCT((X$3:X$897<=X606)-(ISBLANK(X$3:X$897))))","v":""},""]
[606,2,"AISNE",0,"LES AUTELS","2 - AISNE","D",218,"201 à 400 m",null,null,null,null,null,null,null,null,null,null,null,null,null,605,"",null,null,null,{"$f":"IF(X607=\"\",\"\",SUMPRODUCT((X$3:X$897<=X607)-(ISBLANK(X$3:X$897))))","v":""},""]
[607,2,"AISNE",0,"LONGPONT","2 - AISNE","D",123,"0 à 200 m",null,null,null,null,null,null,null,null,null,null,null,null,null,606,"",null,null,null,{"$f":"IF(X608=\"\",\"\",SUMPRODUCT((X$3:X$897<=X608)-(ISBLANK(X$3:X$897))))","v":""},""]
[608,2,"AISNE",0,"WATIGNY","2 - AISNE","D",247,"201 à 400 m",null,null,null,null,null,null,null,null,null,null,null,null,null,607,"",null,null,null,{"$f":"IF(X609=\"\",\"\",SUMPRODUCT((X$3:X$897<=X609)-(ISBLANK(X$3:X$897))))","v":""},""]
[609,2,"AISNE",0,"SAINT-GOBERT","2 - AISNE","D",138,"0 à 200 m",null,null,null,null,null,null,null,null,null,null,null,null,null,608,"",null,null,null,{"$f":"IF(X610=\"\",\"\",SUMPRODUCT((X$3:X$897<=X610)-(ISBLANK(X$3:X$897))))","v":""},""]
[610,2,"AISNE",0,"CUIRIEUX","2 - AISNE","D",92,"0 à 200 m",null,null,null,null,null,null,null,null,null,null,null,null,null,609,"",null,null,null,{"$f":"IF(X611=\"\",\"\",SUMPRODUCT((X$3:X$897<=X611)-(ISBLANK(X$3:X$897))))","v":""},""]
[611,2,"AISNE",0,"SISSY","2 - AISNE","D",90,"0 à 200 m",null,null,null,null,null,null,null,null,null,null,null,null,null,610,"",null,null,null,{"$f":"IF(X612=\"\",\"\",SUMPRODUCT((X$3:X$897<=X612)-(ISBLANK(X$3:X$897))))","v":""},""]
[612,2,"AISNE",0,"LISLET","2 - AISNE","D",141,"0 à 200 m",null,null,null,null,null,null,null,null,null,null,null,null,null,611,"",null,null,null,{"$f":"IF(X613=\"\",\"\",SUMPRODUCT((X$3:X$897<=X613)-(ISBLANK(X$3:X$897))))","v":""},""]
[613,2,"AISNE",0,"BESNY-ET-LOIZY","2 - AISNE","D",82,"0 à 200 m",null,null,null,null,null,null,null,null,null,null,null,null,null,612,"",null,null,null,{"$f":"IF(X614=\"\",\"\",SUMPRODUCT((X$3:X$897<=X614)-(ISBLANK(X$3:X$897))))","v":""},""]
[614,2,"AISNE",{"$f":"IF($L$2=F615,1+D614,0)","v":0},"BOHAIN-EN-VERMANDOIS","2 - AISNE","D",141,"0 à 200 m",null,null,null,null,null,null,null,null,null,null,null,null,null,613,"",null,null,null,{"$f":"IF(X615=\"\",\"\",SUMPRODUCT((X$3:X$897<=X615)-(ISBLANK(X$3:X$897))))","v":""},""]
[615,2,"AISNE",0,"VILLIERS-SAINT-DENIS","2 - AISNE","D",147,"0 à 200 m",null,null,null,null,null,null,null,null,null,null,null,null,null,614,"",null,null,null,{"$f":"IF(X616=\"\",\"\",SUMPRODUCT((X$3:X$897<=X616)-(ISBLANK(X$3:X$897))))","v":""},""]
[616,2,"AISNE",0,"AMIFONTAINE","2 - AISNE","D",92,"0 à 200 m",null,null,null,null,null,null,null,null,null,null,null,null,null,615,"",null,null,null,{"$f":"IF(X617=\"\",\"\",SUMPRODUCT((X$3:X$897<=X617)-(ISBLANK(X$3:X$897))))","v":""},""]
[617,2,"AISNE",0,"BRANCOURT-EN-LAONNOIS","2 - AISNE","D",105,"0 à 200 m",null,null,null,null,null,null,null,null,null,null,null,null,null,616,"",null,null,null,{"$f":"IF(X618=\"\",\"\",SUMPRODUCT((X$3:X$897<=X618)-(ISBLANK(X$3:X$897))))","v":""},""]
[618,2,"AISNE",0,"VIERZY","2 - AISNE","D",132,"0 à 200 m",null,null,null,null,null,null,null,null,null,null,null,null,null,617,"",null,null,null,{"$f":"IF(X619=\"\",\"\",SUMPRODUCT((X$3:X$897<=X619)-(ISBLANK(X$3:X$897))))","v":""},""]
[619,2,"AISNE",0,"TUPIGNY","2 - AISNE","D",145,"0 à 200 m",null,null,null,null,null,null,null,null,null,null,null,null,null,618,"",null,null,null,{"$f":"IF(X620=\"\",\"\",SUMPRODUCT((X$3:X$897<=X620)-(ISBLANK(X$3:X$897))))","v":""},""]
[620,2,"AISNE",0,"COUPRU","2 - AISNE","D",183,"0 à 200 m",null,null,null,null,null,null,null,null,null,null,null,null,null,619,"",null,null,null,{"$f":"IF(X621=\"\",\"\",SUMPRODUCT((X$3:X$897<=X621)-(ISBLANK(X$3:X$897))))","v":""},""]
[621,2,"AISNE",0,"BILLY-SUR-AISNE","2 - AISNE","D",107,"0 à 200 m",null,null,null,null,null,null,null,null,null,null,null,null,null,620,"",null,null,null,{"$f":"IF(X622=\"\",\"\",SUMPRODUCT((X$3:X$897<=X622)-(ISBLANK(X$3:X$897))))","v":""},""]
[622,2,"AISNE",0,"CUTRY","2 - AISNE","D",132,"0 à 200 m",null,null,null,null,null,null,null,null,null,null,null,null,null,621,"",null,null,null,{"$f":"IF(X623=\"\",\"\",SUMPRODUCT((X$3:X$897<=X623)-(ISBLANK(X$3:X$897))))","v":""},""]
[623,2,"AISNE",0,"AUBIGNY-AUX-KAISNES","2 - AISNE","D",86,"0 à 200 m",null,null,null,null,null,null,null,null,null,null,null,null,null,622,"",null,null,null,{"$f":"IF(X624=\"\",\"\",SUMPRODUCT((X$3:X$897<=X624)-(ISBLANK(X$3:X$897))))","v":""},""]
[624,2,"AISNE",0,"HAUTEVESNES","2 - AISNE","D",147,"0 à 200 m",null,null,null,null,null,null,null,null,null,null,null,null,null,623,"",null,null,null,{"$f":"IF(X625=\"\",\"\",SUMPRODUCT((X$3:X$897<=X625)-(ISBLANK(X$3:X$897))))","v":""},""]
[625,2,"AISNE",0,"MENNEVILLE","2 - AISNE","D",71,"0 à 200 m",null,null,null,null,null,null,null,null,null,null,null,null,null,624,"",null,null,null,{"$f":"IF(X626=\"\",\"\",SUMPRODUCT((X$3:X$897<=X626)-(ISBLANK(X$3:X$897))))","v":""},""]
[626,2,"AISNE",0,"ROGNY","2 - AISNE","D",118,"0 à 200 m",null,null,null,null,null,null,null,null,null,null,null,null,null,625,"",null,null,null,{"$f":"IF(X627=\"\",\"\",SUMPRODUCT((X$3:X$897<=X627)-(ISBLANK(X$3:X$897))))","v":""},""]
[627,2,"AISNE",0,"EPIEDS","2 - AISNE","D",193,"0 à 200 m",null,null,null,null,null,null,null,null,null,null,null,null,null,626,"",null,null,null,{"$f":"IF(X628=\"\",\"\",SUMPRODUCT((X$3:X$897<=X628)-(ISBLANK(X$3:X$897))))","v":""},""]
[628,2,"AISNE",0,"AUBIGNY-EN-LAONNOIS","2 - AISNE","D",150,"0 à 200 m",null,null,null,null,null,null,null,null,null,null,null,null,null,627,"",null,null,null,{"$f":"IF(X629=\"\",\"\",SUMPRODUCT((X$3:X$897<=X629)-(ISBLANK(X$3:X$897))))","v":""},""]
[629,2,"AISNE",0,"BEAURIEUX","2 - AISNE","D",89,"0 à 200 m",null,null,null,null,null,null,null,null,null,null,null,null,null,628,"",null,null,null,{"$f":"IF(X630=\"\",\"\",SUMPRODUCT((X$3:X$897<=X630)-(ISBLANK(X$3:X$897))))","v":""},""]
[630,2,"AISNE",0,"DORENGT","2 - AISNE","D",159,"0 à 200 m",null,null,null,null,null,null,null,null,null,null,null,null,null,629,"",null,null,null,{"$f":"IF(X631=\"\",\"\",SUMPRODUCT((X$3:X$897<=X631)-(ISBLANK(X$3:X$897))))","v":""},""]
[631,2,"AISNE",0,"FRESNOY-LE-GRAND","2 - AISNE","D",129,"0 à 200 m",null,null,null,null,null,null,null,null,null,null,null,null,null,630,"",null,null,null,{"$f":"IF(X632=\"\",\"\",SUMPRODUCT((X$3:X$897<=X632)-(ISBLANK(X$3:X$897))))","v":""},""]
[632,2,"AISNE",0,"TROSLY-LOIRE","2 - AISNE","D",92,"0 à 200 m",null,null,null,null,null,null,null,null,null,null,null,null,null,631,"",null,null,null,{"$f":"IF(X633=\"\",\"\",SUMPRODUCT((X$3:X$897<=X633)-(ISBLANK(X$3:X$897))))","v":""},""]
[633,2,"AISNE",0,"RENANSART","2 - AISNE","D",105,"0 à 200 m",null,null,null,null,null,null,null,null,null,null,null,null,null,632,"",null,null,null,{"$f":"IF(X634=\"\",\"\",SUMPRODUCT((X$3:X$897<=X634)-(ISBLANK(X$3:X$897))))","v":""},""]
[634,2,"AISNE",0,"BILLY-SUR-OURCQ","2 - AISNE","D",158,"0 à 200 m",null,null,null,null,null,null,null,null,null,null,null,null,null,633,"",null,null,null,{"$f":"IF(X635=\"\",\"\",SUMPRODUCT((X$3:X$897<=X635)-(ISBLANK(X$3:X$897))))","v":""},""]
[635,2,"AISNE",0,"CUFFIES","2 - AISNE","D",111,"0 à 200 m",null,null,null,null,null,null,null,null,null,null,null,null,null,634,"",null,null,null,{"$f":"IF(X636=\"\",\"\",SUMPRODUCT((X$3:X$897<=X636)-(ISBLANK(X$3:X$897))))","v":""},""]
[636,2,"AISNE",0,"BEAUVOIS-EN-VERMANDOIS","2 - AISNE","D",90,"0 à 200 m",null,null,null,null,null,null,null,null,null,null,null,null,null,635,"",null,null,null,{"$f":"IF(X637=\"\",\"\",SUMPRODUCT((X$3:X$897<=X637)-(ISBLANK(X$3:X$897))))","v":""},""]
[637,2,"AISNE",0,"TREFCON","2 - AISNE","D",87,"0 à 200 m",null,null,null,null,null,null,null,null,null,null,null,null,null,636,"",null,null,null,{"$f":"IF(X638=\"\",\"\",SUMPRODUCT((X$3:X$897<=X638)-(ISBLANK(X$3:X$897))))","v":""},""]
[638,2,"AISNE",0,"LA CHAPELLE-MONTHODON","2 - AISNE","D",211,"201 à 400 m",null,null,null,null,null,null,null,null,null,null,null,null,null,637,"",null,null,null,{"$f":"IF(X639=\"\",\"\",SUMPRODUCT((X$3:X$897<=X639)-(ISBLANK(X$3:X$897))))","v":""},""]
[639,2,"AISNE",0,"SERVAIS","2 - AISNE","D",61,"0 à 200 m",null,null,null,null,null,null,null,null,null,null,null,null,null,638,"",null,null,null,{"$f":"IF(X640=\"\",\"\",SUMPRODUCT((X$3:X$897<=X640)-(ISBLANK(X$3:X$897))))","v":""},""]
[640,2,"AISNE",0,"VIGNEUX-HOCQUET","2 - AISNE","D",174,"0 à 200 m",null,null,null,null,null,null,null,null,null,null,null,null,null,639,"",null,null,null,{"$f":"IF(X641=\"\",\"\",SUMPRODUCT((X$3:X$897<=X641)-(ISBLANK(X$3:X$897))))","v":""},""]
[641,2,"AISNE",0,"PROIX","2 - AISNE","D",123,"0 à 200 m",null,null,null,null,null,null,null,null,null,null,null,null,null,640,"",null,null,null,{"$f":"IF(X642=\"\",\"\",SUMPRODUCT((X$3:X$897<=X642)-(ISBLANK(X$3:X$897))))","v":""},""]
[642,2,"AISNE",0,"BRAINE",{"$f":"B643&\" - \"&C643","v":"2 - AISNE"},"D",70,{"$f":"IF(AND(H643>=0,H643<=200),$M$19,\nIF(AND(H643>=201,H643<=400),$M$20,\nIF(AND(H643>=401,H643<=600),$M$21,\nIF(AND(H643>=601,H643<=800),$M$22,\nIF(AND(H643>=801,H643<=1000),$M$23,\nIF(AND(H643>=1001,H643<=1200),$M$24,\nIF(AND(H643>=1201,H643<=1400),$M$25,\nIF(AND(H643>=1401,H643<=1600),$M$26,\nIF(AND(H643>=1601,H643<=1800),$M$27,\nIF(AND(H643>=1801,H643<=2000),$M$28,\nIF(AND(H643>=2001,H643<=2200),$M$29,\nIF(AND(H643>=2201,H643<=2400),$M$30,\nIF(AND(H643>=2401,H643<=2600),$M$31,\"erreur\")))))))))))))","v":"0 à 200 m"},null,null,null,null,null,null,null,null,null,null,null,null,null,641,{"$f":"IFERROR(VLOOKUP(W643,$D$2:$F$36613,2,FALSE),\"\")","v":""},null,null,null,{"$f":"IF(X643=\"\",\"\",SUMPRODUCT((X$3:X$897<=X643)-(ISBLANK(X$3:X$897))))","v":""},""]
[643,2,"AISNE",0,"CHACRISE","2 - AISNE","D",113,"0 à 200 m",null,null,null,null,null,null,null,null,null,null,null,null,null,642,"",null,null,null,{"$f":"IF(X644=\"\",\"\",SUMPRODUCT((X$3:X$897<=X644)-(ISBLANK(X$3:X$897))))","v":""},{"$f":"IF(ISNA(MATCH(MIN(AB$3:AB$897)+ROW()-ROW(AC$3),AB$3:AB$897,0)),\"\",INDEX(X$3:X$897,MATCH(MIN(AB$3:AB$897)+ROW()-ROW(AC$3),AB$3:AB$897,0)))","v":""}]
[644,2,"AISNE",0,"JUVIGNY","2 - AISNE","D",134,"0 à 200 m",null,null,null,null,null,null,null,null,null,null,null,null,null,643,"",null,null,null,{"$f":"IF(X645=\"\",\"\",SUMPRODUCT((X$3:X$897<=X645)-(ISBLANK(X$3:X$897))))","v":""},""]
[645,2,"AISNE",0,"BRUMETZ","2 - AISNE","D",119,"0 à 200 m",null,null,null,null,null,null,null,null,null,null,null,null,null,644,"",null,null,null,{"$f":"IF(X646=\"\",\"\",SUMPRODUCT((X$3:X$897<=X646)-(ISBLANK(X$3:X$897))))","v":""},""]
[646,2,"AISNE",0,"CILLY","2 - AISNE","D",132,"0 à 200 m",null,null,null,null,null,null,null,null,null,null,null,null,null,645,"",null,null,null,{"$f":"IF(X647=\"\",\"\",SUMPRODUCT((X$3:X$897<=X647)-(ISBLANK(X$3:X$897))))","v":""},""]
[647,2,"AISNE",0,"ROCQUIGNY","2 - AISNE","D",184,"0 à 200 m",null,null,null,null,null,null,null,null,null,null,null,null,null,646,"",null,null,null,{"$f":"IF(X648=\"\",\"\",SUMPRODUCT((X$3:X$897<=X648)-(ISBLANK(X$3:X$897))))","v":""},""]
[648,2,"AISNE",0,"MONTIGNY-LES-CONDE","2 - AISNE","D",156,"0 à 200 m",null,null,null,null,null,null,null,null,null,null,null,null,null,647,"",null,null,null,{"$f":"IF(X649=\"\",\"\",SUMPRODUCT((X$3:X$897<=X649)-(ISBLANK(X$3:X$897))))","v":""},""]
[649,2,"AISNE",0,"RETHEUIL","2 - AISNE","D",137,"0 à 200 m",null,null,null,null,null,null,null,null,null,null,null,null,null,648,"",null,null,null,{"$f":"IF(X650=\"\",\"\",SUMPRODUCT((X$3:X$897<=X650)-(ISBLANK(X$3:X$897))))","v":""},""]
[650,2,"AISNE",0,"CORCY","2 - AISNE","D",118,"0 à 200 m",null,null,null,null,null,null,null,null,null,null,null,null,null,649,"",null,null,null,{"$f":"IF(X651=\"\",\"\",SUMPRODUCT((X$3:X$897<=X651)-(ISBLANK(X$3:X$897))))","v":""},""]
[651,2,"AISNE",0,"DURY","2 - AISNE","D",74,"0 à 200 m",null,null,null,null,null,null,null,null,null,null,null,null,null,650,"",null,null,null,{"$f":"IF(X652=\"\",\"\",SUMPRODUCT((X$3:X$897<=X652)-(ISBLANK(X$3:X$897))))","v":""},""]
[652,2,"AISNE",0,"NOGENTEL","2 - AISNE","D",115,"0 à 200 m",null,null,null,null,null,null,null,null,null,null,null,null,null,651,"",null,null,null,{"$f":"IF(X653=\"\",\"\",SUMPRODUCT((X$3:X$897<=X653)-(ISBLANK(X$3:X$897))))","v":""},""]
[653,2,"AISNE",0,"PARFONDEVAL","2 - AISNE","D",214,"201 à 400 m",null,null,null,null,null,null,null,null,null,null,null,null,null,652,"",null,null,null,{"$f":"IF(X654=\"\",\"\",SUMPRODUCT((X$3:X$897<=X654)-(ISBLANK(X$3:X$897))))","v":""},""]
[654,2,"AISNE",0,"COINCY","2 - AISNE","D",145,"0 à 200 m",null,null,null,null,null,null,null,null,null,null,null,null,null,653,"",null,null,null,{"$f":"IF(X655=\"\",\"\",SUMPRODUCT((X$3:X$897<=X655)-(ISBLANK(X$3:X$897))))","v":""},""]
[655,2,"AISNE",0,"LANDOUZY-LA-COUR","2 - AISNE","D",198,"0 à 200 m",null,null,null,null,null,null,null,null,null,null,null,null,null,654,"",null,null,null,{"$f":"IF(X656=\"\",\"\",SUMPRODUCT((X$3:X$897<=X656)-(ISBLANK(X$3:X$897))))","v":""},""]
[656,2,"AISNE",0,"LONGUEVAL-BARBONVAL","2 - AISNE","D",124,"0 à 200 m",null,null,null,null,null,null,null,null,null,null,null,null,null,655,"",null,null,null,{"$f":"IF(X657=\"\",\"\",SUMPRODUCT((X$3:X$897<=X657)-(ISBLANK(X$3:X$897))))","v":""},""]
[657,2,"AISNE",0,"CHATILLON-SUR-OISE","2 - AISNE","D",85,"0 à 200 m",null,null,null,null,null,null,null,null,null,null,null,null,null,656,"",null,null,null,{"$f":"IF(X658=\"\",\"\",SUMPRODUCT((X$3:X$897<=X658)-(ISBLANK(X$3:X$897))))","v":""},""]
[658,2,"AISNE",0,"EPAUX-BEZU","2 - AISNE","D",169,"0 à 200 m",null,null,null,null,null,null,null,null,null,null,null,null,null,657,"",null,null,null,{"$f":"IF(X659=\"\",\"\",SUMPRODUCT((X$3:X$897<=X659)-(ISBLANK(X$3:X$897))))","v":""},""]
[659,2,"AISNE",0,"ERLON","2 - AISNE","D",96,"0 à 200 m",null,null,null,null,null,null,null,null,null,null,null,null,null,658,"",null,null,null,{"$f":"IF(X660=\"\",\"\",SUMPRODUCT((X$3:X$897<=X660)-(ISBLANK(X$3:X$897))))","v":""},""]
[660,2,"AISNE",0,"BARENTON-SUR-SERRE","2 - AISNE","D",76,"0 à 200 m",null,null,null,null,null,null,null,null,null,null,null,null,null,659,"",null,null,null,{"$f":"IF(X661=\"\",\"\",SUMPRODUCT((X$3:X$897<=X661)-(ISBLANK(X$3:X$897))))","v":""},""]
[661,2,"AISNE",0,"FAUCOUCOURT","2 - AISNE","D",103,"0 à 200 m",null,null,null,null,null,null,null,null,null,null,null,null,null,660,"",null,null,null,{"$f":"IF(X662=\"\",\"\",SUMPRODUCT((X$3:X$897<=X662)-(ISBLANK(X$3:X$897))))","v":""},""]
[662,2,"AISNE",0,"SERY-LES-MEZIERES","2 - AISNE","D",84,"0 à 200 m",null,null,null,null,null,null,null,null,null,null,null,null,null,661,"",null,null,null,{"$f":"IF(X663=\"\",\"\",SUMPRODUCT((X$3:X$897<=X663)-(ISBLANK(X$3:X$897))))","v":""},""]
[663,2,"AISNE",0,"CROIX-FONSOMME","2 - AISNE","D",114,"0 à 200 m",null,null,null,null,null,null,null,null,null,null,null,null,null,662,"",null,null,null,{"$f":"IF(X664=\"\",\"\",SUMPRODUCT((X$3:X$897<=X664)-(ISBLANK(X$3:X$897))))","v":""},""]
[664,2,"AISNE",0,"MARIGNY-EN-ORXOIS","2 - AISNE","D",179,"0 à 200 m",null,null,null,null,null,null,null,null,null,null,null,null,null,663,"",null,null,null,{"$f":"IF(X665=\"\",\"\",SUMPRODUCT((X$3:X$897<=X665)-(ISBLANK(X$3:X$897))))","v":""},""]
[665,2,"AISNE",0,"VIEL-ARCY","2 - AISNE","D",102,"0 à 200 m",null,null,null,null,null,null,null,null,null,null,null,null,null,664,"",null,null,null,{"$f":"IF(X666=\"\",\"\",SUMPRODUCT((X$3:X$897<=X666)-(ISBLANK(X$3:X$897))))","v":""},""]
[666,2,"AISNE",0,"BLERANCOURT","2 - AISNE","D",100,"0 à 200 m",null,null,null,null,null,null,null,null,null,null,null,null,null,665,"",null,null,null,{"$f":"IF(X667=\"\",\"\",SUMPRODUCT((X$3:X$897<=X667)-(ISBLANK(X$3:X$897))))","v":""},""]
[667,2,"AISNE",0,"SOISSONS","2 - AISNE","D",49,"0 à 200 m",null,null,null,null,null,null,null,null,null,null,null,null,null,666,"",null,null,null,{"$f":"IF(X668=\"\",\"\",SUMPRODUCT((X$3:X$897<=X668)-(ISBLANK(X$3:X$897))))","v":""},""]
[668,2,"AISNE",0,"ESTREES","2 - AISNE","D",126,"0 à 200 m",null,null,null,null,null,null,null,null,null,null,null,null,null,667,"",null,null,null,{"$f":"IF(X669=\"\",\"\",SUMPRODUCT((X$3:X$897<=X669)-(ISBLANK(X$3:X$897))))","v":""},""]
[669,2,"AISNE",0,"JUMIGNY","2 - AISNE","D",91,"0 à 200 m",null,null,null,null,null,null,null,null,null,null,null,null,null,668,"",null,null,null,{"$f":"IF(X670=\"\",\"\",SUMPRODUCT((X$3:X$897<=X670)-(ISBLANK(X$3:X$897))))","v":""},""]
[670,2,"AISNE",0,"ENGLANCOURT","2 - AISNE","D",167,"0 à 200 m",null,null,null,null,null,null,null,null,null,null,null,null,null,669,"",null,null,null,{"$f":"IF(X671=\"\",\"\",SUMPRODUCT((X$3:X$897<=X671)-(ISBLANK(X$3:X$897))))","v":""},""]
[671,2,"AISNE",0,"CERNY-EN-LAONNOIS","2 - AISNE","D",137,"0 à 200 m",null,null,null,null,null,null,null,null,null,null,null,null,null,670,"",null,null,null,{"$f":"IF(X672=\"\",\"\",SUMPRODUCT((X$3:X$897<=X672)-(ISBLANK(X$3:X$897))))","v":""},""]
[672,2,"AISNE",0,"PONTAVERT","2 - AISNE","D",59,"0 à 200 m",null,null,null,null,null,null,null,null,null,null,null,null,null,671,"",null,null,null,{"$f":"IF(X673=\"\",\"\",SUMPRODUCT((X$3:X$897<=X673)-(ISBLANK(X$3:X$897))))","v":""},""]
[673,2,"AISNE",0,"SAINT-GOBAIN","2 - AISNE","D",135,"0 à 200 m",null,null,null,null,null,null,null,null,null,null,null,null,null,672,"",null,null,null,{"$f":"IF(X674=\"\",\"\",SUMPRODUCT((X$3:X$897<=X674)-(ISBLANK(X$3:X$897))))","v":""},""]
[674,2,"AISNE",0,"MONTGRU-SAINT-HILAIRE","2 - AISNE","D",129,"0 à 200 m",null,null,null,null,null,null,null,null,null,null,null,null,null,673,"",null,null,null,{"$f":"IF(X675=\"\",\"\",SUMPRODUCT((X$3:X$897<=X675)-(ISBLANK(X$3:X$897))))","v":""},""]
[675,2,"AISNE",0,"MONTHENAULT","2 - AISNE","D",172,"0 à 200 m",null,null,null,null,null,null,null,null,null,null,null,null,null,674,"",null,null,null,{"$f":"IF(X676=\"\",\"\",SUMPRODUCT((X$3:X$897<=X676)-(ISBLANK(X$3:X$897))))","v":""},""]
[676,2,"AISNE",0,"AMIGNY-ROUY","2 - AISNE","D",74,"0 à 200 m",null,null,null,null,null,null,null,null,null,null,null,null,null,675,"",null,null,null,{"$f":"IF(X677=\"\",\"\",SUMPRODUCT((X$3:X$897<=X677)-(ISBLANK(X$3:X$897))))","v":""},""]
[677,2,"AISNE",0,"LAUNOY","2 - AISNE","D",141,"0 à 200 m",null,null,null,null,null,null,null,null,null,null,null,null,null,676,"",null,null,null,{"$f":"IF(X678=\"\",\"\",SUMPRODUCT((X$3:X$897<=X678)-(ISBLANK(X$3:X$897))))","v":""},""]
[678,2,"AISNE",{"$f":"IF($L$2=F679,1+D678,0)","v":0},"REVILLON","2 - AISNE","D",84,"0 à 200 m",null,null,null,null,null,null,null,null,null,null,null,null,null,677,"",null,null,null,{"$f":"IF(X679=\"\",\"\",SUMPRODUCT((X$3:X$897<=X679)-(ISBLANK(X$3:X$897))))","v":""},""]
[679,2,"AISNE",0,"VIVIERES","2 - AISNE","D",142,"0 à 200 m",null,null,null,null,null,null,null,null,null,null,null,null,null,678,"",null,null,null,{"$f":"IF(X680=\"\",\"\",SUMPRODUCT((X$3:X$897<=X680)-(ISBLANK(X$3:X$897))))","v":""},""]
[680,2,"AISNE",0,"VREGNY","2 - AISNE","D",142,"0 à 200 m",null,null,null,null,null,null,null,null,null,null,null,null,null,679,"",null,null,null,{"$f":"IF(X681=\"\",\"\",SUMPRODUCT((X$3:X$897<=X681)-(ISBLANK(X$3:X$897))))","v":""},""]
[681,2,"AISNE",0,"SAINT-MICHEL","2 - AISNE","D",229,"201 à 400 m",null,null,null,null,null,null,null,null,null,null,null,null,null,680,"",null,null,null,{"$f":"IF(X682=\"\",\"\",SUMPRODUCT((X$3:X$897<=X682)-(ISBLANK(X$3:X$897))))","v":""},""]
[682,2,"AISNE",0,"OSLY-COURTIL","2 - AISNE","D",52,"0 à 200 m",null,null,null,null,null,null,null,null,null,null,null,null,null,681,"",null,null,null,{"$f":"IF(X683=\"\",\"\",SUMPRODUCT((X$3:X$897<=X683)-(ISBLANK(X$3:X$897))))","v":""},""]
[683,2,"AISNE",0,"EBOULEAU","2 - AISNE","D",115,"0 à 200 m",null,null,null,null,null,null,null,null,null,null,null,null,null,682,"",null,null,null,{"$f":"IF(X684=\"\",\"\",SUMPRODUCT((X$3:X$897<=X684)-(ISBLANK(X$3:X$897))))","v":""},""]
[684,2,"AISNE",0,"GRANDLUP-ET-FAY","2 - AISNE","D",83,"0 à 200 m",null,null,null,null,null,null,null,null,null,null,null,null,null,683,"",null,null,null,{"$f":"IF(X685=\"\",\"\",SUMPRODUCT((X$3:X$897<=X685)-(ISBLANK(X$3:X$897))))","v":""},""]
[685,2,"AISNE",0,"AUDIGNY","2 - AISNE","D",142,"0 à 200 m",null,null,null,null,null,null,null,null,null,null,null,null,null,684,"",null,null,null,{"$f":"IF(X686=\"\",\"\",SUMPRODUCT((X$3:X$897<=X686)-(ISBLANK(X$3:X$897))))","v":""},""]
[686,2,"AISNE",0,"MONS-EN-LAONNOIS","2 - AISNE","D",104,"0 à 200 m",null,null,null,null,null,null,null,null,null,null,null,null,null,685,"",null,null,null,{"$f":"IF(X687=\"\",\"\",SUMPRODUCT((X$3:X$897<=X687)-(ISBLANK(X$3:X$897))))","v":""},""]
[687,2,"AISNE",0,"RAMICOURT","2 - AISNE","D",133,"0 à 200 m",null,null,null,null,null,null,null,null,null,null,null,null,null,686,"",null,null,null,{"$f":"IF(X688=\"\",\"\",SUMPRODUCT((X$3:X$897<=X688)-(ISBLANK(X$3:X$897))))","v":""},""]
[688,2,"AISNE",0,"MONTBREHAIN","2 - AISNE","D",139,"0 à 200 m",null,null,null,null,null,null,null,null,null,null,null,null,null,687,"",null,null,null,{"$f":"IF(X689=\"\",\"\",SUMPRODUCT((X$3:X$897<=X689)-(ISBLANK(X$3:X$897))))","v":""},""]
[689,2,"AISNE",0,"FONTAINE-UTERTE","2 - AISNE","D",121,"0 à 200 m",null,null,null,null,null,null,null,null,null,null,null,null,null,688,"",null,null,null,{"$f":"IF(X690=\"\",\"\",SUMPRODUCT((X$3:X$897<=X690)-(ISBLANK(X$3:X$897))))","v":""},""]
[690,2,"AISNE",0,"VENDELLES","2 - AISNE","D",104,"0 à 200 m",null,null,null,null,null,null,null,null,null,null,null,null,null,689,"",null,null,null,{"$f":"IF(X691=\"\",\"\",SUMPRODUCT((X$3:X$897<=X691)-(ISBLANK(X$3:X$897))))","v":""},""]
[691,2,"AISNE",0,"BRENY","2 - AISNE","D",104,"0 à 200 m",null,null,null,null,null,null,null,null,null,null,null,null,null,690,"",null,null,null,{"$f":"IF(X692=\"\",\"\",SUMPRODUCT((X$3:X$897<=X692)-(ISBLANK(X$3:X$897))))","v":""},""]
[692,2,"AISNE",0,"JAULGONNE","2 - AISNE","D",114,"0 à 200 m",null,null,null,null,null,null,null,null,null,null,null,null,null,691,"",null,null,null,{"$f":"IF(X693=\"\",\"\",SUMPRODUCT((X$3:X$897<=X693)-(ISBLANK(X$3:X$897))))","v":""},""]
[693,2,"AISNE",0,"VILLERS-LES-GUISE","2 - AISNE","D",154,"0 à 200 m",null,null,null,null,null,null,null,null,null,null,null,null,null,692,"",null,null,null,{"$f":"IF(X694=\"\",\"\",SUMPRODUCT((X$3:X$897<=X694)-(ISBLANK(X$3:X$897))))","v":""},""]
[694,2,"AISNE",0,"BARZY-EN-THIERACHE","2 - AISNE","D",182,"0 à 200 m",null,null,null,null,null,null,null,null,null,null,null,null,null,693,"",null,null,null,{"$f":"IF(X695=\"\",\"\",SUMPRODUCT((X$3:X$897<=X695)-(ISBLANK(X$3:X$897))))","v":""},""]
[695,2,"AISNE",0,"CHIVY-LES-ETOUVELLES","2 - AISNE","D",64,"0 à 200 m",null,null,null,null,null,null,null,null,null,null,null,null,null,694,"",null,null,null,{"$f":"IF(X696=\"\",\"\",SUMPRODUCT((X$3:X$897<=X696)-(ISBLANK(X$3:X$897))))","v":""},""]
[696,2,"AISNE",0,"VILLENEUVE-SUR-FERE","2 - AISNE","D",189,"0 à 200 m",null,null,null,null,null,null,null,null,null,null,null,null,null,695,"",null,null,null,{"$f":"IF(X697=\"\",\"\",SUMPRODUCT((X$3:X$897<=X697)-(ISBLANK(X$3:X$897))))","v":""},""]
[697,2,"AISNE",0,"NAUROY","2 - AISNE","D",126,"0 à 200 m",null,null,null,null,null,null,null,null,null,null,null,null,null,696,"",null,null,null,{"$f":"IF(X698=\"\",\"\",SUMPRODUCT((X$3:X$897<=X698)-(ISBLANK(X$3:X$897))))","v":""},""]
[698,2,"AISNE",0,"CERNY-LES-BUCY","2 - AISNE","D",86,"0 à 200 m",null,null,null,null,null,null,null,null,null,null,null,null,null,697,"",null,null,null,{"$f":"IF(X699=\"\",\"\",SUMPRODUCT((X$3:X$897<=X699)-(ISBLANK(X$3:X$897))))","v":""},""]
[699,2,"AISNE",0,"MONTBAVIN","2 - AISNE","D",146,"0 à 200 m",null,null,null,null,null,null,null,null,null,null,null,null,null,698,"",null,null,null,{"$f":"IF(X700=\"\",\"\",SUMPRODUCT((X$3:X$897<=X700)-(ISBLANK(X$3:X$897))))","v":""},""]
[700,2,"AISNE",0,"HANNAPES","2 - AISNE","D",146,"0 à 200 m",null,null,null,null,null,null,null,null,null,null,null,null,null,699,"",null,null,null,{"$f":"IF(X701=\"\",\"\",SUMPRODUCT((X$3:X$897<=X701)-(ISBLANK(X$3:X$897))))","v":""},""]
[701,2,"AISNE",0,"LA HERIE","2 - AISNE","D",170,"0 à 200 m",null,null,null,null,null,null,null,null,null,null,null,null,null,700,"",null,null,null,{"$f":"IF(X702=\"\",\"\",SUMPRODUCT((X$3:X$897<=X702)-(ISBLANK(X$3:X$897))))","v":""},""]
[702,2,"AISNE",0,"CONDE-SUR-SUIPPE","2 - AISNE","D",57,"0 à 200 m",null,null,null,null,null,null,null,null,null,null,null,null,null,701,"",null,null,null,{"$f":"IF(X703=\"\",\"\",SUMPRODUCT((X$3:X$897<=X703)-(ISBLANK(X$3:X$897))))","v":""},""]
[703,2,"AISNE",0,"RENNEVAL","2 - AISNE","D",184,"0 à 200 m",null,null,null,null,null,null,null,null,null,null,null,null,null,702,"",null,null,null,{"$f":"IF(X704=\"\",\"\",SUMPRODUCT((X$3:X$897<=X704)-(ISBLANK(X$3:X$897))))","v":""},""]
[704,2,"AISNE",0,"CHAOURSE","2 - AISNE","D",141,"0 à 200 m",null,null,null,null,null,null,null,null,null,null,null,null,null,703,"",null,null,null,{"$f":"IF(X705=\"\",\"\",SUMPRODUCT((X$3:X$897<=X705)-(ISBLANK(X$3:X$897))))","v":""},""]
[705,2,"AISNE",0,"CLAMECY","2 - AISNE","D",125,"0 à 200 m",null,null,null,null,null,null,null,null,null,null,null,null,null,704,"",null,null,null,{"$f":"IF(X706=\"\",\"\",SUMPRODUCT((X$3:X$897<=X706)-(ISBLANK(X$3:X$897))))","v":""},""]
[706,2,"AISNE",0,"TAILLEFONTAINE",{"$f":"B707&\" - \"&C707","v":"2 - AISNE"},"D",139,{"$f":"IF(AND(H707>=0,H707<=200),$M$19,\nIF(AND(H707>=201,H707<=400),$M$20,\nIF(AND(H707>=401,H707<=600),$M$21,\nIF(AND(H707>=601,H707<=800),$M$22,\nIF(AND(H707>=801,H707<=1000),$M$23,\nIF(AND(H707>=1001,H707<=1200),$M$24,\nIF(AND(H707>=1201,H707<=1400),$M$25,\nIF(AND(H707>=1401,H707<=1600),$M$26,\nIF(AND(H707>=1601,H707<=1800),$M$27,\nIF(AND(H707>=1801,H707<=2000),$M$28,\nIF(AND(H707>=2001,H707<=2200),$M$29,\nIF(AND(H707>=2201,H707<=2400),$M$30,\nIF(AND(H707>=2401,H707<=2600),$M$31,\"erreur\")))))))))))))","v":"0 à 200 m"},null,null,null,null,null,null,null,null,null,null,null,null,null,705,{"$f":"IFERROR(VLOOKUP(W707,$D$2:$F$36613,2,FALSE),\"\")","v":""},null,null,null,{"$f":"IF(X707=\"\",\"\",SUMPRODUCT((X$3:X$897<=X707)-(ISBLANK(X$3:X$897))))","v":""},""]
[707,2,"AISNE",0,"SAINT-GENGOULPH","2 - AISNE","D",132,"0 à 200 m",null,null,null,null,null,null,null,null,null,null,null,null,null,706,"",null,null,null,{"$f":"IF(X708=\"\",\"\",SUMPRODUCT((X$3:X$897<=X708)-(ISBLANK(X$3:X$897))))","v":""},{"$f":"IF(ISNA(MATCH(MIN(AB$3:AB$897)+ROW()-ROW(AC$3),AB$3:AB$897,0)),\"\",INDEX(X$3:X$897,MATCH(MIN(AB$3:AB$897)+ROW()-ROW(AC$3),AB$3:AB$897,0)))","v":""}]
[708,2,"AISNE",0,"CRAMAILLE","2 - AISNE","D",149,"0 à 200 m",null,null,null,null,null,null,null,null,null,null,null,null,null,707,"",null,null,null,{"$f":"IF(X709=\"\",\"\",SUMPRODUCT((X$3:X$897<=X709)-(ISBLANK(X$3:X$897))))","v":""},""]
[709,2,"AISNE",0,"PASLY","2 - AISNE","D",104,"0 à 200 m",null,null,null,null,null,null,null,null,null,null,null,null,null,708,"",null,null,null,{"$f":"IF(X710=\"\",\"\",SUMPRODUCT((X$3:X$897<=X710)-(ISBLANK(X$3:X$897))))","v":""},""]
[710,2,"AISNE",0,"HOURY","2 - AISNE","D",129,"0 à 200 m",null,null,null,null,null,null,null,null,null,null,null,null,null,709,"",null,null,null,{"$f":"IF(X711=\"\",\"\",SUMPRODUCT((X$3:X$897<=X711)-(ISBLANK(X$3:X$897))))","v":""},""]
[711,2,"AISNE",0,"SEBONCOURT","2 - AISNE","D",147,"0 à 200 m",null,null,null,null,null,null,null,null,null,null,null,null,null,710,"",null,null,null,{"$f":"IF(X712=\"\",\"\",SUMPRODUCT((X$3:X$897<=X712)-(ISBLANK(X$3:X$897))))","v":""},""]
[712,2,"AISNE",0,"MONCEAU-SUR-OISE","2 - AISNE","D",141,"0 à 200 m",null,null,null,null,null,null,null,null,null,null,null,null,null,711,"",null,null,null,{"$f":"IF(X713=\"\",\"\",SUMPRODUCT((X$3:X$897<=X713)-(ISBLANK(X$3:X$897))))","v":""},""]
[713,2,"AISNE",0,"VAUCELLES-ET-BEFFECOURT","2 - AISNE","D",72,"0 à 200 m",null,null,null,null,null,null,null,null,null,null,null,null,null,712,"",null,null,null,{"$f":"IF(X714=\"\",\"\",SUMPRODUCT((X$3:X$897<=X714)-(ISBLANK(X$3:X$897))))","v":""},""]
[714,2,"AISNE",0,"BESME","2 - AISNE","D",60,"0 à 200 m",null,null,null,null,null,null,null,null,null,null,null,null,null,713,"",null,null,null,{"$f":"IF(X715=\"\",\"\",SUMPRODUCT((X$3:X$897<=X715)-(ISBLANK(X$3:X$897))))","v":""},""]
[715,2,"AISNE",0,"PIERREPONT","2 - AISNE","D",73,"0 à 200 m",null,null,null,null,null,null,null,null,null,null,null,null,null,714,"",null,null,null,{"$f":"IF(X716=\"\",\"\",SUMPRODUCT((X$3:X$897<=X716)-(ISBLANK(X$3:X$897))))","v":""},""]
[716,2,"AISNE",0,"LHUYS","2 - AISNE","D",111,"0 à 200 m",null,null,null,null,null,null,null,null,null,null,null,null,null,715,"",null,null,null,{"$f":"IF(X717=\"\",\"\",SUMPRODUCT((X$3:X$897<=X717)-(ISBLANK(X$3:X$897))))","v":""},""]
[717,2,"AISNE",0,"TERGNIER","2 - AISNE","D",57,"0 à 200 m",null,null,null,null,null,null,null,null,null,null,null,null,null,716,"",null,null,null,{"$f":"IF(X718=\"\",\"\",SUMPRODUCT((X$3:X$897<=X718)-(ISBLANK(X$3:X$897))))","v":""},""]
[718,2,"AISNE",0,"VADENCOURT","2 - AISNE","D",119,"0 à 200 m",null,null,null,null,null,null,null,null,null,null,null,null,null,717,"",null,null,null,{"$f":"IF(X719=\"\",\"\",SUMPRODUCT((X$3:X$897<=X719)-(ISBLANK(X$3:X$897))))","v":""},""]
[719,2,"AISNE",0,"LE HERIE-LA-VIEVILLE","2 - AISNE","D",118,"0 à 200 m",null,null,null,null,null,null,null,null,null,null,null,null,null,718,"",null,null,null,{"$f":"IF(X720=\"\",\"\",SUMPRODUCT((X$3:X$897<=X720)-(ISBLANK(X$3:X$897))))","v":""},""]
[720,2,"AISNE",0,"VIFFORT","2 - AISNE","D",205,"201 à 400 m",null,null,null,null,null,null,null,null,null,null,null,null,null,719,"",null,null,null,{"$f":"IF(X721=\"\",\"\",SUMPRODUCT((X$3:X$897<=X721)-(ISBLANK(X$3:X$897))))","v":""},""]
[721,2,"AISNE",0,"LA VILLE-AUX-BOIS-LES-DIZY","2 - AISNE","D",140,"0 à 200 m",null,null,null,null,null,null,null,null,null,null,null,null,null,720,"",null,null,null,{"$f":"IF(X722=\"\",\"\",SUMPRODUCT((X$3:X$897<=X722)-(ISBLANK(X$3:X$897))))","v":""},""]
[722,2,"AISNE",0,"LERZY","2 - AISNE","D",194,"0 à 200 m",null,null,null,null,null,null,null,null,null,null,null,null,null,721,"",null,null,null,{"$f":"IF(X723=\"\",\"\",SUMPRODUCT((X$3:X$897<=X723)-(ISBLANK(X$3:X$897))))","v":""},""]
[723,2,"AISNE",0,"BUCILLY","2 - AISNE","D",192,"0 à 200 m",null,null,null,null,null,null,null,null,null,null,null,null,null,722,"",null,null,null,{"$f":"IF(X724=\"\",\"\",SUMPRODUCT((X$3:X$897<=X724)-(ISBLANK(X$3:X$897))))","v":""},""]
[724,2,"AISNE",0,"FRESNES","2 - AISNE","D",161,"0 à 200 m",null,null,null,null,null,null,null,null,null,null,null,null,null,723,"",null,null,null,{"$f":"IF(X725=\"\",\"\",SUMPRODUCT((X$3:X$897<=X725)-(ISBLANK(X$3:X$897))))","v":""},""]
[725,2,"AISNE",0,"ROUVROY","2 - AISNE","D",91,"0 à 200 m",null,null,null,null,null,null,null,null,null,null,null,null,null,724,"",null,null,null,{"$f":"IF(X726=\"\",\"\",SUMPRODUCT((X$3:X$897<=X726)-(ISBLANK(X$3:X$897))))","v":""},""]
[726,2,"AISNE",0,"TANNIERES","2 - AISNE","D",119,"0 à 200 m",null,null,null,null,null,null,null,null,null,null,null,null,null,725,"",null,null,null,{"$f":"IF(X727=\"\",\"\",SUMPRODUCT((X$3:X$897<=X727)-(ISBLANK(X$3:X$897))))","v":""},""]
[727,2,"AISNE",0,"MAYOT","2 - AISNE","D",78,"0 à 200 m",null,null,null,null,null,null,null,null,null,null,null,null,null,726,"",null,null,null,{"$f":"IF(X728=\"\",\"\",SUMPRODUCT((X$3:X$897<=X728)-(ISBLANK(X$3:X$897))))","v":""},""]
[728,2,"AISNE",0,"MARLE","2 - AISNE","D",104,"0 à 200 m",null,null,null,null,null,null,null,null,null,null,null,null,null,727,"",null,null,null,{"$f":"IF(X729=\"\",\"\",SUMPRODUCT((X$3:X$897<=X729)-(ISBLANK(X$3:X$897))))","v":""},""]
[729,2,"AISNE",0,"SAINT-AGNAN","2 - AISNE","D",180,"0 à 200 m",null,null,null,null,null,null,null,null,null,null,null,null,null,728,"",null,null,null,{"$f":"IF(X730=\"\",\"\",SUMPRODUCT((X$3:X$897<=X730)-(ISBLANK(X$3:X$897))))","v":""},""]
[730,2,"AISNE",0,"BEAUTOR","2 - AISNE","D",50,"0 à 200 m",null,null,null,null,null,null,null,null,null,null,null,null,null,729,"",null,null,null,{"$f":"IF(X731=\"\",\"\",SUMPRODUCT((X$3:X$897<=X731)-(ISBLANK(X$3:X$897))))","v":""},""]
[731,2,"AISNE",0,"VENDRESSE-BEAULNE","2 - AISNE","D",127,"0 à 200 m",null,null,null,null,null,null,null,null,null,null,null,null,null,730,"",null,null,null,{"$f":"IF(X732=\"\",\"\",SUMPRODUCT((X$3:X$897<=X732)-(ISBLANK(X$3:X$897))))","v":""},""]
[732,2,"AISNE",0,"COUVRON-ET-AUMENCOURT","2 - AISNE","D",71,"0 à 200 m",null,null,null,null,null,null,null,null,null,null,null,null,null,731,"",null,null,null,{"$f":"IF(X733=\"\",\"\",SUMPRODUCT((X$3:X$897<=X733)-(ISBLANK(X$3:X$897))))","v":""},""]
[733,2,"AISNE",0,"VILLERS-EN-PRAYERES","2 - AISNE","D",64,"0 à 200 m",null,null,null,null,null,null,null,null,null,null,null,null,null,732,"",null,null,null,{"$f":"IF(X734=\"\",\"\",SUMPRODUCT((X$3:X$897<=X734)-(ISBLANK(X$3:X$897))))","v":""},""]
[734,2,"AISNE",0,"LEVERGIES","2 - AISNE","D",122,"0 à 200 m",null,null,null,null,null,null,null,null,null,null,null,null,null,733,"",null,null,null,{"$f":"IF(X735=\"\",\"\",SUMPRODUCT((X$3:X$897<=X735)-(ISBLANK(X$3:X$897))))","v":""},""]
[735,2,"AISNE",0,"MOLAIN","2 - AISNE","D",137,"0 à 200 m",null,null,null,null,null,null,null,null,null,null,null,null,null,734,"",null,null,null,{"$f":"IF(X736=\"\",\"\",SUMPRODUCT((X$3:X$897<=X736)-(ISBLANK(X$3:X$897))))","v":""},""]
[736,2,"AISNE",0,"ORIGNY-EN-THIERACHE","2 - AISNE","D",176,"0 à 200 m",null,null,null,null,null,null,null,null,null,null,null,null,null,735,"",null,null,null,{"$f":"IF(X737=\"\",\"\",SUMPRODUCT((X$3:X$897<=X737)-(ISBLANK(X$3:X$897))))","v":""},""]
[737,2,"AISNE",0,"QUIERZY","2 - AISNE","D",52,"0 à 200 m",null,null,null,null,null,null,null,null,null,null,null,null,null,736,"",null,null,null,{"$f":"IF(X738=\"\",\"\",SUMPRODUCT((X$3:X$897<=X738)-(ISBLANK(X$3:X$897))))","v":""},""]
[738,2,"AISNE",0,"BUCY-LE-LONG","2 - AISNE","D",73,"0 à 200 m",null,null,null,null,null,null,null,null,null,null,null,null,null,737,"",null,null,null,{"$f":"IF(X739=\"\",\"\",SUMPRODUCT((X$3:X$897<=X739)-(ISBLANK(X$3:X$897))))","v":""},""]
[739,2,"AISNE",0,"BONNESVALYN","2 - AISNE","D",159,"0 à 200 m",null,null,null,null,null,null,null,null,null,null,null,null,null,738,"",null,null,null,{"$f":"IF(X740=\"\",\"\",SUMPRODUCT((X$3:X$897<=X740)-(ISBLANK(X$3:X$897))))","v":""},""]
[740,2,"AISNE",0,"REGNY","2 - AISNE","D",91,"0 à 200 m",null,null,null,null,null,null,null,null,null,null,null,null,null,739,"",null,null,null,{"$f":"IF(X741=\"\",\"\",SUMPRODUCT((X$3:X$897<=X741)-(ISBLANK(X$3:X$897))))","v":""},""]
[741,2,"AISNE",0,"MONTIGNY-EN-ARROUAISE","2 - AISNE","D",128,"0 à 200 m",null,null,null,null,null,null,null,null,null,null,null,null,null,740,"",null,null,null,{"$f":"IF(X742=\"\",\"\",SUMPRODUCT((X$3:X$897<=X742)-(ISBLANK(X$3:X$897))))","v":""},""]
[742,2,"AISNE",{"$f":"IF($L$2=F743,1+D742,0)","v":0},"CHARTEVES","2 - AISNE","D",157,"0 à 200 m",null,null,null,null,null,null,null,null,null,null,null,null,null,741,"",null,null,null,{"$f":"IF(X743=\"\",\"\",SUMPRODUCT((X$3:X$897<=X743)-(ISBLANK(X$3:X$897))))","v":""},""]
[743,2,"AISNE",0,"SAINT-CHRISTOPHE-A-BERRY","2 - AISNE","D",97,"0 à 200 m",null,null,null,null,null,null,null,null,null,null,null,null,null,742,"",null,null,null,{"$f":"IF(X744=\"\",\"\",SUMPRODUCT((X$3:X$897<=X744)-(ISBLANK(X$3:X$897))))","v":""},""]
[744,2,"AISNE",0,"SURFONTAINE","2 - AISNE","D",103,"0 à 200 m",null,null,null,null,null,null,null,null,null,null,null,null,null,743,"",null,null,null,{"$f":"IF(X745=\"\",\"\",SUMPRODUCT((X$3:X$897<=X745)-(ISBLANK(X$3:X$897))))","v":""},""]
[745,2,"AISNE",0,"LIME","2 - AISNE","D",72,"0 à 200 m",null,null,null,null,null,null,null,null,null,null,null,null,null,744,"",null,null,null,{"$f":"IF(X746=\"\",\"\",SUMPRODUCT((X$3:X$897<=X746)-(ISBLANK(X$3:X$897))))","v":""},""]
[746,2,"AISNE",0,"CELLES-SUR-AISNE","2 - AISNE","D",115,"0 à 200 m",null,null,null,null,null,null,null,null,null,null,null,null,null,745,"",null,null,null,{"$f":"IF(X747=\"\",\"\",SUMPRODUCT((X$3:X$897<=X747)-(ISBLANK(X$3:X$897))))","v":""},""]
[747,2,"AISNE",0,"PLOISY","2 - AISNE","D",144,"0 à 200 m",null,null,null,null,null,null,null,null,null,null,null,null,null,746,"",null,null,null,{"$f":"IF(X748=\"\",\"\",SUMPRODUCT((X$3:X$897<=X748)-(ISBLANK(X$3:X$897))))","v":""},""]
[748,2,"AISNE",0,"GUNY","2 - AISNE","D",87,"0 à 200 m",null,null,null,null,null,null,null,null,null,null,null,null,null,747,"",null,null,null,{"$f":"IF(X749=\"\",\"\",SUMPRODUCT((X$3:X$897<=X749)-(ISBLANK(X$3:X$897))))","v":""},""]
[749,2,"AISNE",0,"LA FERE","2 - AISNE","D",51,"0 à 200 m",null,null,null,null,null,null,null,null,null,null,null,null,null,748,"",null,null,null,{"$f":"IF(X750=\"\",\"\",SUMPRODUCT((X$3:X$897<=X750)-(ISBLANK(X$3:X$897))))","v":""},""]
[750,2,"AISNE",0,"GUIGNICOURT","2 - AISNE","D",77,"0 à 200 m",null,null,null,null,null,null,null,null,null,null,null,null,null,749,"",null,null,null,{"$f":"IF(X751=\"\",\"\",SUMPRODUCT((X$3:X$897<=X751)-(ISBLANK(X$3:X$897))))","v":""},""]
[751,2,"AISNE",0,"QUINCY-SOUS-LE-MONT","2 - AISNE","D",87,"0 à 200 m",null,null,null,null,null,null,null,null,null,null,null,null,null,750,"",null,null,null,{"$f":"IF(X752=\"\",\"\",SUMPRODUCT((X$3:X$897<=X752)-(ISBLANK(X$3:X$897))))","v":""},""]
[752,2,"AISNE",0,"VOYENNE","2 - AISNE","D",92,"0 à 200 m",null,null,null,null,null,null,null,null,null,null,null,null,null,751,"",null,null,null,{"$f":"IF(X753=\"\",\"\",SUMPRODUCT((X$3:X$897<=X753)-(ISBLANK(X$3:X$897))))","v":""},""]
[753,2,"AISNE",0,"LA NEUVILLE-HOUSSET","2 - AISNE","D",137,"0 à 200 m",null,null,null,null,null,null,null,null,null,null,null,null,null,752,"",null,null,null,{"$f":"IF(X754=\"\",\"\",SUMPRODUCT((X$3:X$897<=X754)-(ISBLANK(X$3:X$897))))","v":""},""]
[754,2,"AISNE",0,"BOUFFIGNEREUX","2 - AISNE","D",79,"0 à 200 m",null,null,null,null,null,null,null,null,null,null,null,null,null,753,"",null,null,null,{"$f":"IF(X755=\"\",\"\",SUMPRODUCT((X$3:X$897<=X755)-(ISBLANK(X$3:X$897))))","v":""},""]
[755,2,"AISNE",0,"MESNIL-SAINT-LAURENT","2 - AISNE","D",110,"0 à 200 m",null,null,null,null,null,null,null,null,null,null,null,null,null,754,"",null,null,null,{"$f":"IF(X756=\"\",\"\",SUMPRODUCT((X$3:X$897<=X756)-(ISBLANK(X$3:X$897))))","v":""},""]
[756,2,"AISNE",0,"BRAYE","2 - AISNE","D",84,"0 à 200 m",null,null,null,null,null,null,null,null,null,null,null,null,null,755,"",null,null,null,{"$f":"IF(X757=\"\",\"\",SUMPRODUCT((X$3:X$897<=X757)-(ISBLANK(X$3:X$897))))","v":""},""]
[757,2,"AISNE",0,"FONTENELLE-EN-BRIE","2 - AISNE","D",208,"201 à 400 m",null,null,null,null,null,null,null,null,null,null,null,null,null,756,"",null,null,null,{"$f":"IF(X758=\"\",\"\",SUMPRODUCT((X$3:X$897<=X758)-(ISBLANK(X$3:X$897))))","v":""},""]
[758,2,"AISNE",0,"WISSIGNICOURT","2 - AISNE","D",144,"0 à 200 m",null,null,null,null,null,null,null,null,null,null,null,null,null,757,"",null,null,null,{"$f":"IF(X759=\"\",\"\",SUMPRODUCT((X$3:X$897<=X759)-(ISBLANK(X$3:X$897))))","v":""},""]
[759,2,"AISNE",0,"SERGY","2 - AISNE","D",164,"0 à 200 m",null,null,null,null,null,null,null,null,null,null,null,null,null,758,"",null,null,null,{"$f":"IF(X760=\"\",\"\",SUMPRODUCT((X$3:X$897<=X760)-(ISBLANK(X$3:X$897))))","v":""},""]
[760,2,"AISNE",0,"TERNY-SORNY","2 - AISNE","D",136,"0 à 200 m",null,null,null,null,null,null,null,null,null,null,null,null,null,759,"",null,null,null,{"$f":"IF(X761=\"\",\"\",SUMPRODUCT((X$3:X$897<=X761)-(ISBLANK(X$3:X$897))))","v":""},""]
[761,2,"AISNE",0,"CELLES-LES-CONDE","2 - AISNE","D",122,"0 à 200 m",null,null,null,null,null,null,null,null,null,null,null,null,null,760,"",null,null,null,{"$f":"IF(X762=\"\",\"\",SUMPRODUCT((X$3:X$897<=X762)-(ISBLANK(X$3:X$897))))","v":""},""]
[762,2,"AISNE",0,"SELENS","2 - AISNE","D",121,"0 à 200 m",null,null,null,null,null,null,null,null,null,null,null,null,null,761,"",null,null,null,{"$f":"IF(X763=\"\",\"\",SUMPRODUCT((X$3:X$897<=X763)-(ISBLANK(X$3:X$897))))","v":""},""]
[763,2,"AISNE",0,"MEURIVAL","2 - AISNE","D",142,"0 à 200 m",null,null,null,null,null,null,null,null,null,null,null,null,null,762,"",null,null,null,{"$f":"IF(X764=\"\",\"\",SUMPRODUCT((X$3:X$897<=X764)-(ISBLANK(X$3:X$897))))","v":""},""]
[764,2,"AISNE",0,"CRECY-SUR-SERRE","2 - AISNE","D",86,"0 à 200 m",null,null,null,null,null,null,null,null,null,null,null,null,null,763,"",null,null,null,{"$f":"IF(X765=\"\",\"\",SUMPRODUCT((X$3:X$897<=X765)-(ISBLANK(X$3:X$897))))","v":""},""]
[765,2,"AISNE",0,"SOMMERON","2 - AISNE","D",207,"201 à 400 m",null,null,null,null,null,null,null,null,null,null,null,null,null,764,"",null,null,null,{"$f":"IF(X766=\"\",\"\",SUMPRODUCT((X$3:X$897<=X766)-(ISBLANK(X$3:X$897))))","v":""},""]
[766,2,"AISNE",0,"NEUVILLE-SUR-AILETTE","2 - AISNE","D",115,"0 à 200 m",null,null,null,null,null,null,null,null,null,null,null,null,null,765,"",null,null,null,{"$f":"IF(X767=\"\",\"\",SUMPRODUCT((X$3:X$897<=X767)-(ISBLANK(X$3:X$897))))","v":""},""]
[767,2,"AISNE",0,"HARTENNES-ET-TAUX","2 - AISNE","D",149,"0 à 200 m",null,null,null,null,null,null,null,null,null,null,null,null,null,766,"",null,null,null,{"$f":"IF(X768=\"\",\"\",SUMPRODUCT((X$3:X$897<=X768)-(ISBLANK(X$3:X$897))))","v":""},""]
[768,2,"AISNE",0,"TOULIS-ET-ATTENCOURT","2 - AISNE","D",79,"0 à 200 m",null,null,null,null,null,null,null,null,null,null,null,null,null,767,"",null,null,null,{"$f":"IF(X769=\"\",\"\",SUMPRODUCT((X$3:X$897<=X769)-(ISBLANK(X$3:X$897))))","v":""},""]
[769,2,"AISNE",0,"EFFRY","2 - AISNE","D",169,"0 à 200 m",null,null,null,null,null,null,null,null,null,null,null,null,null,768,"",null,null,null,{"$f":"IF(X770=\"\",\"\",SUMPRODUCT((X$3:X$897<=X770)-(ISBLANK(X$3:X$897))))","v":""},""]
[770,2,"AISNE",0,"MONTIGNY-SOUS-MARLE",{"$f":"B771&\" - \"&C771","v":"2 - AISNE"},"D",110,{"$f":"IF(AND(H771>=0,H771<=200),$M$19,\nIF(AND(H771>=201,H771<=400),$M$20,\nIF(AND(H771>=401,H771<=600),$M$21,\nIF(AND(H771>=601,H771<=800),$M$22,\nIF(AND(H771>=801,H771<=1000),$M$23,\nIF(AND(H771>=1001,H771<=1200),$M$24,\nIF(AND(H771>=1201,H771<=1400),$M$25,\nIF(AND(H771>=1401,H771<=1600),$M$26,\nIF(AND(H771>=1601,H771<=1800),$M$27,\nIF(AND(H771>=1801,H771<=2000),$M$28,\nIF(AND(H771>=2001,H771<=2200),$M$29,\nIF(AND(H771>=2201,H771<=2400),$M$30,\nIF(AND(H771>=2401,H771<=2600),$M$31,\"erreur\")))))))))))))","v":"0 à 200 m"},null,null,null,null,null,null,null,null,null,null,null,null,null,769,{"$f":"IFERROR(VLOOKUP(W771,$D$2:$F$36613,2,FALSE),\"\")","v":""},null,null,null,{"$f":"IF(X771=\"\",\"\",SUMPRODUCT((X$3:X$897<=X771)-(ISBLANK(X$3:X$897))))","v":""},""]
[771,2,"AISNE",0,"ATHIES-SOUS-LAON","2 - AISNE","D",75,"0 à 200 m",null,null,null,null,null,null,null,null,null,null,null,null,null,770,"",null,null,null,{"$f":"IF(X772=\"\",\"\",SUMPRODUCT((X$3:X$897<=X772)-(ISBLANK(X$3:X$897))))","v":""},{"$f":"IF(ISNA(MATCH(MIN(AB$3:AB$897)+ROW()-ROW(AC$3),AB$3:AB$897,0)),\"\",INDEX(X$3:X$897,MATCH(MIN(AB$3:AB$897)+ROW()-ROW(AC$3),AB$3:AB$897,0)))","v":""}]
[772,2,"AISNE",0,"FOSSOY","2 - AISNE","D",135,"0 à 200 m",null,null,null,null,null,null,null,null,null,null,null,null,null,771,"",null,null,null,{"$f":"IF(X773=\"\",\"\",SUMPRODUCT((X$3:X$897<=X773)-(ISBLANK(X$3:X$897))))","v":""},""]
[773,2,"AISNE",0,"FONSOMME","2 - AISNE","D",102,"0 à 200 m",null,null,null,null,null,null,null,null,null,null,null,null,null,772,"",null,null,null,{"$f":"IF(X774=\"\",\"\",SUMPRODUCT((X$3:X$897<=X774)-(ISBLANK(X$3:X$897))))","v":""},""]
[774,2,"AISNE",0,"MARLY-GOMONT","2 - AISNE","D",154,"0 à 200 m",null,null,null,null,null,null,null,null,null,null,null,null,null,773,"",null,null,null,{"$f":"IF(X775=\"\",\"\",SUMPRODUCT((X$3:X$897<=X775)-(ISBLANK(X$3:X$897))))","v":""},""]
[775,2,"AISNE",0,"SOMMETTE-EAUCOURT","2 - AISNE","D",70,"0 à 200 m",null,null,null,null,null,null,null,null,null,null,null,null,null,774,"",null,null,null,{"$f":"IF(X776=\"\",\"\",SUMPRODUCT((X$3:X$897<=X776)-(ISBLANK(X$3:X$897))))","v":""},""]
[776,2,"AISNE",0,"DAMPLEUX","2 - AISNE","D",145,"0 à 200 m",null,null,null,null,null,null,null,null,null,null,null,null,null,775,"",null,null,null,{"$f":"IF(X777=\"\",\"\",SUMPRODUCT((X$3:X$897<=X777)-(ISBLANK(X$3:X$897))))","v":""},""]
[777,2,"AISNE",0,"MONT-SAINT-MARTIN","2 - AISNE","D",152,"0 à 200 m",null,null,null,null,null,null,null,null,null,null,null,null,null,776,"",null,null,null,{"$f":"IF(X778=\"\",\"\",SUMPRODUCT((X$3:X$897<=X778)-(ISBLANK(X$3:X$897))))","v":""},""]
[778,2,"AISNE",0,"FERE-EN-TARDENOIS","2 - AISNE","D",162,"0 à 200 m",null,null,null,null,null,null,null,null,null,null,null,null,null,777,"",null,null,null,{"$f":"IF(X779=\"\",\"\",SUMPRODUCT((X$3:X$897<=X779)-(ISBLANK(X$3:X$897))))","v":""},""]
[779,2,"AISNE",0,"MUSCOURT","2 - AISNE","D",134,"0 à 200 m",null,null,null,null,null,null,null,null,null,null,null,null,null,778,"",null,null,null,{"$f":"IF(X780=\"\",\"\",SUMPRODUCT((X$3:X$897<=X780)-(ISBLANK(X$3:X$897))))","v":""},""]
[780,2,"AISNE",0,"SAINT-THIBAUT","2 - AISNE","D",115,"0 à 200 m",null,null,null,null,null,null,null,null,null,null,null,null,null,779,"",null,null,null,{"$f":"IF(X781=\"\",\"\",SUMPRODUCT((X$3:X$897<=X781)-(ISBLANK(X$3:X$897))))","v":""},""]
[781,2,"AISNE",0,"LESCHELLE","2 - AISNE","D",181,"0 à 200 m",null,null,null,null,null,null,null,null,null,null,null,null,null,780,"",null,null,null,{"$f":"IF(X782=\"\",\"\",SUMPRODUCT((X$3:X$897<=X782)-(ISBLANK(X$3:X$897))))","v":""},""]
[782,2,"AISNE",0,"HAUTION","2 - AISNE","D",178,"0 à 200 m",null,null,null,null,null,null,null,null,null,null,null,null,null,781,"",null,null,null,{"$f":"IF(X783=\"\",\"\",SUMPRODUCT((X$3:X$897<=X783)-(ISBLANK(X$3:X$897))))","v":""},""]
[783,2,"AISNE",0,"PASSY-EN-VALOIS","2 - AISNE","D",149,"0 à 200 m",null,null,null,null,null,null,null,null,null,null,null,null,null,782,"",null,null,null,{"$f":"IF(X784=\"\",\"\",SUMPRODUCT((X$3:X$897<=X784)-(ISBLANK(X$3:X$897))))","v":""},""]
[784,2,"AISNE",0,"BICHANCOURT","2 - AISNE","D",51,"0 à 200 m",null,null,null,null,null,null,null,null,null,null,null,null,null,783,"",null,null,null,{"$f":"IF(X785=\"\",\"\",SUMPRODUCT((X$3:X$897<=X785)-(ISBLANK(X$3:X$897))))","v":""},""]
[785,2,"AISNE",0,"TORCY-EN-VALOIS","2 - AISNE","D",121,"0 à 200 m",null,null,null,null,null,null,null,null,null,null,null,null,null,784,"",null,null,null,{"$f":"IF(X786=\"\",\"\",SUMPRODUCT((X$3:X$897<=X786)-(ISBLANK(X$3:X$897))))","v":""},""]
[786,2,"AISNE",0,"GOUY","2 - AISNE","D",118,"0 à 200 m",null,null,null,null,null,null,null,null,null,null,null,null,null,785,"",null,null,null,{"$f":"IF(X787=\"\",\"\",SUMPRODUCT((X$3:X$897<=X787)-(ISBLANK(X$3:X$897))))","v":""},""]
[787,2,"AISNE",0,"GERCY","2 - AISNE","D",148,"0 à 200 m",null,null,null,null,null,null,null,null,null,null,null,null,null,786,"",null,null,null,{"$f":"IF(X788=\"\",\"\",SUMPRODUCT((X$3:X$897<=X788)-(ISBLANK(X$3:X$897))))","v":""},""]
[788,2,"AISNE",0,"SOUCY","2 - AISNE","D",125,"0 à 200 m",null,null,null,null,null,null,null,null,null,null,null,null,null,787,"",null,null,null,{"$f":"IF(X789=\"\",\"\",SUMPRODUCT((X$3:X$897<=X789)-(ISBLANK(X$3:X$897))))","v":""},""]
[789,2,"AISNE",0,"SAINS-RICHAUMONT","2 - AISNE","D",141,"0 à 200 m",null,null,null,null,null,null,null,null,null,null,null,null,null,788,"",null,null,null,{"$f":"IF(X790=\"\",\"\",SUMPRODUCT((X$3:X$897<=X790)-(ISBLANK(X$3:X$897))))","v":""},""]
[790,2,"AISNE",0,"BEZU-LE-GUERY","2 - AISNE","D",174,"0 à 200 m",null,null,null,null,null,null,null,null,null,null,null,null,null,789,"",null,null,null,{"$f":"IF(X791=\"\",\"\",SUMPRODUCT((X$3:X$897<=X791)-(ISBLANK(X$3:X$897))))","v":""},""]
[791,2,"AISNE",0,"ARMENTIERES-SUR-OURCQ","2 - AISNE","D",115,"0 à 200 m",null,null,null,null,null,null,null,null,null,null,null,null,null,790,"",null,null,null,{"$f":"IF(X792=\"\",\"\",SUMPRODUCT((X$3:X$897<=X792)-(ISBLANK(X$3:X$897))))","v":""},""]
[792,2,"AISNE",0,"JOUAIGNES","2 - AISNE","D",118,"0 à 200 m",null,null,null,null,null,null,null,null,null,null,null,null,null,791,"",null,null,null,{"$f":"IF(X793=\"\",\"\",SUMPRODUCT((X$3:X$897<=X793)-(ISBLANK(X$3:X$897))))","v":""},""]
[793,2,"AISNE",0,"GOUDELANCOURT-LES-PIERREPONT","2 - AISNE","D",104,"0 à 200 m",null,null,null,null,null,null,null,null,null,null,null,null,null,792,"",null,null,null,{"$f":"IF(X794=\"\",\"\",SUMPRODUCT((X$3:X$897<=X794)-(ISBLANK(X$3:X$897))))","v":""},""]
[794,2,"AISNE",0,"THENAILLES","2 - AISNE","D",172,"0 à 200 m",null,null,null,null,null,null,null,null,null,null,null,null,null,793,"",null,null,null,{"$f":"IF(X795=\"\",\"\",SUMPRODUCT((X$3:X$897<=X795)-(ISBLANK(X$3:X$897))))","v":""},""]
[795,2,"AISNE",0,"BEAUREVOIR","2 - AISNE","D",127,"0 à 200 m",null,null,null,null,null,null,null,null,null,null,null,null,null,794,"",null,null,null,{"$f":"IF(X796=\"\",\"\",SUMPRODUCT((X$3:X$897<=X796)-(ISBLANK(X$3:X$897))))","v":""},""]
[796,2,"AISNE",0,"LAIGNY","2 - AISNE","D",185,"0 à 200 m",null,null,null,null,null,null,null,null,null,null,null,null,null,795,"",null,null,null,{"$f":"IF(X797=\"\",\"\",SUMPRODUCT((X$3:X$897<=X797)-(ISBLANK(X$3:X$897))))","v":""},""]
[797,2,"AISNE",0,"BOURGUIGNON-SOUS-MONTBAVIN","2 - AISNE","D",124,"0 à 200 m",null,null,null,null,null,null,null,null,null,null,null,null,null,796,"",null,null,null,{"$f":"IF(X798=\"\",\"\",SUMPRODUCT((X$3:X$897<=X798)-(ISBLANK(X$3:X$897))))","v":""},""]
[798,2,"AISNE",0,"LA BOUTEILLE","2 - AISNE","D",181,"0 à 200 m",null,null,null,null,null,null,null,null,null,null,null,null,null,797,"",null,null,null,{"$f":"IF(X799=\"\",\"\",SUMPRODUCT((X$3:X$897<=X799)-(ISBLANK(X$3:X$897))))","v":""},""]
[799,2,"AISNE",0,"NEUVE-MAISON","2 - AISNE","D",173,"0 à 200 m",null,null,null,null,null,null,null,null,null,null,null,null,null,798,"",null,null,null,{"$f":"IF(X800=\"\",\"\",SUMPRODUCT((X$3:X$897<=X800)-(ISBLANK(X$3:X$897))))","v":""},""]
[800,2,"AISNE",0,"CRAONNE","2 - AISNE","D",103,"0 à 200 m",null,null,null,null,null,null,null,null,null,null,null,null,null,799,"",null,null,null,{"$f":"IF(X801=\"\",\"\",SUMPRODUCT((X$3:X$897<=X801)-(ISBLANK(X$3:X$897))))","v":""},""]
[801,2,"AISNE",0,"LA NEUVILLE-BOSMONT","2 - AISNE","D",126,"0 à 200 m",null,null,null,null,null,null,null,null,null,null,null,null,null,800,"",null,null,null,{"$f":"IF(X802=\"\",\"\",SUMPRODUCT((X$3:X$897<=X802)-(ISBLANK(X$3:X$897))))","v":""},""]
[802,2,"AISNE",0,"COMMENCHON","2 - AISNE","D",108,"0 à 200 m",null,null,null,null,null,null,null,null,null,null,null,null,null,801,"",null,null,null,{"$f":"IF(X803=\"\",\"\",SUMPRODUCT((X$3:X$897<=X803)-(ISBLANK(X$3:X$897))))","v":""},""]
[803,2,"AISNE",0,"MONTLOUE","2 - AISNE","D",148,"0 à 200 m",null,null,null,null,null,null,null,null,null,null,null,null,null,802,"",null,null,null,{"$f":"IF(X804=\"\",\"\",SUMPRODUCT((X$3:X$897<=X804)-(ISBLANK(X$3:X$897))))","v":""},""]
[804,2,"AISNE",0,"PARGNY-FILAIN","2 - AISNE","D",120,"0 à 200 m",null,null,null,null,null,null,null,null,null,null,null,null,null,803,"",null,null,null,{"$f":"IF(X805=\"\",\"\",SUMPRODUCT((X$3:X$897<=X805)-(ISBLANK(X$3:X$897))))","v":""},""]
[805,2,"AISNE",0,"BRENELLE","2 - AISNE","D",133,"0 à 200 m",null,null,null,null,null,null,null,null,null,null,null,null,null,804,"",null,null,null,{"$f":"IF(X806=\"\",\"\",SUMPRODUCT((X$3:X$897<=X806)-(ISBLANK(X$3:X$897))))","v":""},""]
[806,2,"AISNE",{"$f":"IF($L$2=F807,1+D806,0)","v":0},"BELLEAU","2 - AISNE","D",134,"0 à 200 m",null,null,null,null,null,null,null,null,null,null,null,null,null,805,"",null,null,null,{"$f":"IF(X807=\"\",\"\",SUMPRODUCT((X$3:X$897<=X807)-(ISBLANK(X$3:X$897))))","v":""},""]
[807,2,"AISNE",0,"ROMENY-SUR-MARNE","2 - AISNE","D",133,"0 à 200 m",null,null,null,null,null,null,null,null,null,null,null,null,null,806,"",null,null,null,{"$f":"IF(X808=\"\",\"\",SUMPRODUCT((X$3:X$897<=X808)-(ISBLANK(X$3:X$897))))","v":""},""]
[808,2,"AISNE",0,"MENNEVRET","2 - AISNE","D",152,"0 à 200 m",null,null,null,null,null,null,null,null,null,null,null,null,null,807,"",null,null,null,{"$f":"IF(X809=\"\",\"\",SUMPRODUCT((X$3:X$897<=X809)-(ISBLANK(X$3:X$897))))","v":""},""]
[809,2,"AISNE",0,"MACOGNY","2 - AISNE","D",141,"0 à 200 m",null,null,null,null,null,null,null,null,null,null,null,null,null,808,"",null,null,null,{"$f":"IF(X810=\"\",\"\",SUMPRODUCT((X$3:X$897<=X810)-(ISBLANK(X$3:X$897))))","v":""},""]
[810,2,"AISNE",0,"NOUVION-ET-CATILLON","2 - AISNE","D",77,"0 à 200 m",null,null,null,null,null,null,null,null,null,null,null,null,null,809,"",null,null,null,{"$f":"IF(X811=\"\",\"\",SUMPRODUCT((X$3:X$897<=X811)-(ISBLANK(X$3:X$897))))","v":""},""]
[811,2,"AISNE",0,"CIRY-SALSOGNE","2 - AISNE","D",83,"0 à 200 m",null,null,null,null,null,null,null,null,null,null,null,null,null,810,"",null,null,null,{"$f":"IF(X812=\"\",\"\",SUMPRODUCT((X$3:X$897<=X812)-(ISBLANK(X$3:X$897))))","v":""},""]
[812,2,"AISNE",0,"LANDRICOURT","2 - AISNE","D",84,"0 à 200 m",null,null,null,null,null,null,null,null,null,null,null,null,null,811,"",null,null,null,{"$f":"IF(X813=\"\",\"\",SUMPRODUCT((X$3:X$897<=X813)-(ISBLANK(X$3:X$897))))","v":""},""]
[813,2,"AISNE",0,"CHATEAU-THIERRY","2 - AISNE","D",154,"0 à 200 m",null,null,null,null,null,null,null,null,null,null,null,null,null,812,"",null,null,null,{"$f":"IF(X814=\"\",\"\",SUMPRODUCT((X$3:X$897<=X814)-(ISBLANK(X$3:X$897))))","v":""},""]
[814,2,"AISNE",0,"VIC-SUR-AISNE","2 - AISNE","D",57,"0 à 200 m",null,null,null,null,null,null,null,null,null,null,null,null,null,813,"",null,null,null,{"$f":"IF(X815=\"\",\"\",SUMPRODUCT((X$3:X$897<=X815)-(ISBLANK(X$3:X$897))))","v":""},""]
[815,2,"AISNE",0,"IVIERS","2 - AISNE","D",225,"201 à 400 m",null,null,null,null,null,null,null,null,null,null,null,null,null,814,"",null,null,null,{"$f":"IF(X816=\"\",\"\",SUMPRODUCT((X$3:X$897<=X816)-(ISBLANK(X$3:X$897))))","v":""},""]
[816,2,"AISNE",0,"OULCHY-LE-CHATEAU","2 - AISNE","D",126,"0 à 200 m",null,null,null,null,null,null,null,null,null,null,null,null,null,815,"",null,null,null,{"$f":"IF(X817=\"\",\"\",SUMPRODUCT((X$3:X$897<=X817)-(ISBLANK(X$3:X$897))))","v":""},""]
[817,2,"AISNE",0,"FROIDESTREES","2 - AISNE","D",195,"0 à 200 m",null,null,null,null,null,null,null,null,null,null,null,null,null,816,"",null,null,null,{"$f":"IF(X818=\"\",\"\",SUMPRODUCT((X$3:X$897<=X818)-(ISBLANK(X$3:X$897))))","v":""},""]
[818,2,"AISNE",0,"SAINT-AUBIN","2 - AISNE","D",90,"0 à 200 m",null,null,null,null,null,null,null,null,null,null,null,null,null,817,"",null,null,null,{"$f":"IF(X819=\"\",\"\",SUMPRODUCT((X$3:X$897<=X819)-(ISBLANK(X$3:X$897))))","v":""},""]
[819,2,"AISNE",0,"VAUX-EN-VERMANDOIS","2 - AISNE","D",91,"0 à 200 m",null,null,null,null,null,null,null,null,null,null,null,null,null,818,"",null,null,null,{"$f":"IF(X820=\"\",\"\",SUMPRODUCT((X$3:X$897<=X820)-(ISBLANK(X$3:X$897))))","v":""},""]
[820,2,"AISNE",0,"SAINT-ALGIS","2 - AISNE","D",152,"0 à 200 m",null,null,null,null,null,null,null,null,null,null,null,null,null,819,"",null,null,null,{"$f":"IF(X821=\"\",\"\",SUMPRODUCT((X$3:X$897<=X821)-(ISBLANK(X$3:X$897))))","v":""},""]
[821,2,"AISNE",0,"GRANDRIEUX","2 - AISNE","D",201,"201 à 400 m",null,null,null,null,null,null,null,null,null,null,null,null,null,820,"",null,null,null,{"$f":"IF(X822=\"\",\"\",SUMPRODUCT((X$3:X$897<=X822)-(ISBLANK(X$3:X$897))))","v":""},""]
[822,2,"AISNE",0,"PARCY-ET-TIGNY","2 - AISNE","D",147,"0 à 200 m",null,null,null,null,null,null,null,null,null,null,null,null,null,821,"",null,null,null,{"$f":"IF(X823=\"\",\"\",SUMPRODUCT((X$3:X$897<=X823)-(ISBLANK(X$3:X$897))))","v":""},""]
[823,2,"AISNE",0,"VAUXAILLON","2 - AISNE","D",98,"0 à 200 m",null,null,null,null,null,null,null,null,null,null,null,null,null,822,"",null,null,null,{"$f":"IF(X824=\"\",\"\",SUMPRODUCT((X$3:X$897<=X824)-(ISBLANK(X$3:X$897))))","v":""},""]
[824,2,"AISNE",0,"NEUVILLE-SUR-MARGIVAL","2 - AISNE","D",134,"0 à 200 m",null,null,null,null,null,null,null,null,null,null,null,null,null,823,"",null,null,null,{"$f":"IF(X825=\"\",\"\",SUMPRODUCT((X$3:X$897<=X825)-(ISBLANK(X$3:X$897))))","v":""},""]
[825,2,"AISNE",0,"SAINT-PIERRE-AIGLE","2 - AISNE","D",137,"0 à 200 m",null,null,null,null,null,null,null,null,null,null,null,null,null,824,"",null,null,null,{"$f":"IF(X826=\"\",\"\",SUMPRODUCT((X$3:X$897<=X826)-(ISBLANK(X$3:X$897))))","v":""},""]
[826,2,"AISNE",0,"HOMBLIERES","2 - AISNE","D",102,"0 à 200 m",null,null,null,null,null,null,null,null,null,null,null,null,null,825,"",null,null,null,{"$f":"IF(X827=\"\",\"\",SUMPRODUCT((X$3:X$897<=X827)-(ISBLANK(X$3:X$897))))","v":""},""]
[827,2,"AISNE",0,"MACHECOURT","2 - AISNE","D",81,"0 à 200 m",null,null,null,null,null,null,null,null,null,null,null,null,null,826,"",null,null,null,{"$f":"IF(X828=\"\",\"\",SUMPRODUCT((X$3:X$897<=X828)-(ISBLANK(X$3:X$897))))","v":""},""]
[828,2,"AISNE",0,"GRAND-ROZOY","2 - AISNE","D",159,"0 à 200 m",null,null,null,null,null,null,null,null,null,null,null,null,null,827,"",null,null,null,{"$f":"IF(X829=\"\",\"\",SUMPRODUCT((X$3:X$897<=X829)-(ISBLANK(X$3:X$897))))","v":""},""]
[829,2,"AISNE",0,"CHAMBRY","2 - AISNE","D",76,"0 à 200 m",null,null,null,null,null,null,null,null,null,null,null,null,null,828,"",null,null,null,{"$f":"IF(X830=\"\",\"\",SUMPRODUCT((X$3:X$897<=X830)-(ISBLANK(X$3:X$897))))","v":""},""]
[830,2,"AISNE",0,"POMMIERS","2 - AISNE","D",61,"0 à 200 m",null,null,null,null,null,null,null,null,null,null,null,null,null,829,"",null,null,null,{"$f":"IF(X831=\"\",\"\",SUMPRODUCT((X$3:X$897<=X831)-(ISBLANK(X$3:X$897))))","v":""},""]
[831,2,"AISNE",0,"DALLON","2 - AISNE","D",94,"0 à 200 m",null,null,null,null,null,null,null,null,null,null,null,null,null,830,"",null,null,null,{"$f":"IF(X832=\"\",\"\",SUMPRODUCT((X$3:X$897<=X832)-(ISBLANK(X$3:X$897))))","v":""},""]
[832,2,"AISNE",0,"ARTEMPS","2 - AISNE","D",80,"0 à 200 m",null,null,null,null,null,null,null,null,null,null,null,null,null,831,"",null,null,null,{"$f":"IF(X833=\"\",\"\",SUMPRODUCT((X$3:X$897<=X833)-(ISBLANK(X$3:X$897))))","v":""},""]
[833,2,"AISNE",0,"LA CELLE-SOUS-MONTMIRAIL","2 - AISNE","D",149,"0 à 200 m",null,null,null,null,null,null,null,null,null,null,null,null,null,832,"",null,null,null,{"$f":"IF(X834=\"\",\"\",SUMPRODUCT((X$3:X$897<=X834)-(ISBLANK(X$3:X$897))))","v":""},""]
[834,2,"AISNE",0,"NESLES-LA-MONTAGNE",{"$f":"B835&\" - \"&C835","v":"2 - AISNE"},"D",208,{"$f":"IF(AND(H835>=0,H835<=200),$M$19,\nIF(AND(H835>=201,H835<=400),$M$20,\nIF(AND(H835>=401,H835<=600),$M$21,\nIF(AND(H835>=601,H835<=800),$M$22,\nIF(AND(H835>=801,H835<=1000),$M$23,\nIF(AND(H835>=1001,H835<=1200),$M$24,\nIF(AND(H835>=1201,H835<=1400),$M$25,\nIF(AND(H835>=1401,H835<=1600),$M$26,\nIF(AND(H835>=1601,H835<=1800),$M$27,\nIF(AND(H835>=1801,H835<=2000),$M$28,\nIF(AND(H835>=2001,H835<=2200),$M$29,\nIF(AND(H835>=2201,H835<=2400),$M$30,\nIF(AND(H835>=2401,H835<=2600),$M$31,\"erreur\")))))))))))))","v":"201 à 400 m"},null,null,null,null,null,null,null,null,null,null,null,null,null,833,{"$f":"IFERROR(VLOOKUP(W835,$D$2:$F$36613,2,FALSE),\"\")","v":""},null,null,null,{"$f":"IF(X835=\"\",\"\",SUMPRODUCT((X$3:X$897<=X835)-(ISBLANK(X$3:X$897))))","v":""},""]
[835,2,"AISNE",0,"GUYENCOURT","2 - AISNE","D",123,"0 à 200 m",null,null,null,null,null,null,null,null,null,null,null,null,null,834,"",null,null,null,{"$f":"IF(X836=\"\",\"\",SUMPRODUCT((X$3:X$897<=X836)-(ISBLANK(X$3:X$897))))","v":""},{"$f":"IF(ISNA(MATCH(MIN(AB$3:AB$897)+ROW()-ROW(AC$3),AB$3:AB$897,0)),\"\",INDEX(X$3:X$897,MATCH(MIN(AB$3:AB$897)+ROW()-ROW(AC$3),AB$3:AB$897,0)))","v":""}]
[836,2,"AISNE",0,"COURMONT","2 - AISNE","D",185,"0 à 200 m",null,null,null,null,null,null,null,null,null,null,null,null,null,835,"",null,null,null,{"$f":"IF(X837=\"\",\"\",SUMPRODUCT((X$3:X$897<=X837)-(ISBLANK(X$3:X$897))))","v":""},""]
[837,2,"AISNE",0,"MACQUIGNY","2 - AISNE","D",121,"0 à 200 m",null,null,null,null,null,null,null,null,null,null,null,null,null,836,"",null,null,null,{"$f":"IF(X838=\"\",\"\",SUMPRODUCT((X$3:X$897<=X838)-(ISBLANK(X$3:X$897))))","v":""},""]
[838,2,"AISNE",0,"EVERGNICOURT","2 - AISNE","D",90,"0 à 200 m",null,null,null,null,null,null,null,null,null,null,null,null,null,837,"",null,null,null,{"$f":"IF(X839=\"\",\"\",SUMPRODUCT((X$3:X$897<=X839)-(ISBLANK(X$3:X$897))))","v":""},""]
[839,2,"AISNE",0,"MAGNY-LA-FOSSE","2 - AISNE","D",116,"0 à 200 m",null,null,null,null,null,null,null,null,null,null,null,null,null,838,"",null,null,null,{"$f":"IF(X840=\"\",\"\",SUMPRODUCT((X$3:X$897<=X840)-(ISBLANK(X$3:X$897))))","v":""},""]
[840,2,"AISNE",0,"FLAVY-LE-MARTEL","2 - AISNE","D",84,"0 à 200 m",null,null,null,null,null,null,null,null,null,null,null,null,null,839,"",null,null,null,{"$f":"IF(X841=\"\",\"\",SUMPRODUCT((X$3:X$897<=X841)-(ISBLANK(X$3:X$897))))","v":""},""]
[841,2,"AISNE",0,"NOUVION-LE-VINEUX","2 - AISNE","D",84,"0 à 200 m",null,null,null,null,null,null,null,null,null,null,null,null,null,840,"",null,null,null,{"$f":"IF(X842=\"\",\"\",SUMPRODUCT((X$3:X$897<=X842)-(ISBLANK(X$3:X$897))))","v":""},""]
[842,2,"AISNE",0,"TAVAUX-ET-PONTSERICOURT","2 - AISNE","D",135,"0 à 200 m",null,null,null,null,null,null,null,null,null,null,null,null,null,841,"",null,null,null,{"$f":"IF(X843=\"\",\"\",SUMPRODUCT((X$3:X$897<=X843)-(ISBLANK(X$3:X$897))))","v":""},""]
[843,2,"AISNE",0,"SORBAIS","2 - AISNE","D",160,"0 à 200 m",null,null,null,null,null,null,null,null,null,null,null,null,null,842,"",null,null,null,{"$f":"IF(X844=\"\",\"\",SUMPRODUCT((X$3:X$897<=X844)-(ISBLANK(X$3:X$897))))","v":""},""]
[844,2,"AISNE",0,"NANTEUIL-NOTRE-DAME","2 - AISNE","D",109,"0 à 200 m",null,null,null,null,null,null,null,null,null,null,null,null,null,843,"",null,null,null,{"$f":"IF(X845=\"\",\"\",SUMPRODUCT((X$3:X$897<=X845)-(ISBLANK(X$3:X$897))))","v":""},""]
[845,2,"AISNE",0,"RESSONS-LE-LONG","2 - AISNE","D",86,"0 à 200 m",null,null,null,null,null,null,null,null,null,null,null,null,null,844,"",null,null,null,{"$f":"IF(X846=\"\",\"\",SUMPRODUCT((X$3:X$897<=X846)-(ISBLANK(X$3:X$897))))","v":""},""]
[846,2,"AISNE",0,"JUVINCOURT-ET-DAMARY","2 - AISNE","D",69,"0 à 200 m",null,null,null,null,null,null,null,null,null,null,null,null,null,845,"",null,null,null,{"$f":"IF(X847=\"\",\"\",SUMPRODUCT((X$3:X$897<=X847)-(ISBLANK(X$3:X$897))))","v":""},""]
[847,2,"AISNE",0,"BRECY","2 - AISNE","D",147,"0 à 200 m",null,null,null,null,null,null,null,null,null,null,null,null,null,846,"",null,null,null,{"$f":"IF(X848=\"\",\"\",SUMPRODUCT((X$3:X$897<=X848)-(ISBLANK(X$3:X$897))))","v":""},""]
[848,2,"AISNE",0,"LA CHAPELLE-SUR-CHEZY","2 - AISNE","D",205,"201 à 400 m",null,null,null,null,null,null,null,null,null,null,null,null,null,847,"",null,null,null,{"$f":"IF(X849=\"\",\"\",SUMPRODUCT((X$3:X$897<=X849)-(ISBLANK(X$3:X$897))))","v":""},""]
[849,2,"AISNE",0,"ERLOY","2 - AISNE","D",164,"0 à 200 m",null,null,null,null,null,null,null,null,null,null,null,null,null,848,"",null,null,null,{"$f":"IF(X850=\"\",\"\",SUMPRODUCT((X$3:X$897<=X850)-(ISBLANK(X$3:X$897))))","v":""},""]
[850,2,"AISNE",0,"BENAY","2 - AISNE","D",94,"0 à 200 m",null,null,null,null,null,null,null,null,null,null,null,null,null,849,"",null,null,null,{"$f":"IF(X851=\"\",\"\",SUMPRODUCT((X$3:X$897<=X851)-(ISBLANK(X$3:X$897))))","v":""},""]
[851,2,"AISNE",0,"NOUVRON-VINGRE","2 - AISNE","D",119,"0 à 200 m",null,null,null,null,null,null,null,null,null,null,null,null,null,850,"",null,null,null,{"$f":"IF(X852=\"\",\"\",SUMPRODUCT((X$3:X$897<=X852)-(ISBLANK(X$3:X$897))))","v":""},""]
[852,2,"AISNE",0,"PETIT-VERLY","2 - AISNE","D",153,"0 à 200 m",null,null,null,null,null,null,null,null,null,null,null,null,null,851,"",null,null,null,{"$f":"IF(X853=\"\",\"\",SUMPRODUCT((X$3:X$897<=X853)-(ISBLANK(X$3:X$897))))","v":""},""]
[853,2,"AISNE",0,"BUIRONFOSSE","2 - AISNE","D",206,"201 à 400 m",null,null,null,null,null,null,null,null,null,null,null,null,null,852,"",null,null,null,{"$f":"IF(X854=\"\",\"\",SUMPRODUCT((X$3:X$897<=X854)-(ISBLANK(X$3:X$897))))","v":""},""]
[854,2,"AISNE",0,"AMBRIEF","2 - AISNE","D",148,"0 à 200 m",null,null,null,null,null,null,null,null,null,null,null,null,null,853,"",null,null,null,{"$f":"IF(X855=\"\",\"\",SUMPRODUCT((X$3:X$897<=X855)-(ISBLANK(X$3:X$897))))","v":""},""]
[855,2,"AISNE",0,"BLANZY-LES-FISMES","2 - AISNE","D",152,"0 à 200 m",null,null,null,null,null,null,null,null,null,null,null,null,null,854,"",null,null,null,{"$f":"IF(X856=\"\",\"\",SUMPRODUCT((X$3:X$897<=X856)-(ISBLANK(X$3:X$897))))","v":""},""]
[856,2,"AISNE",0,"FOLEMBRAY","2 - AISNE","D",85,"0 à 200 m",null,null,null,null,null,null,null,null,null,null,null,null,null,855,"",null,null,null,{"$f":"IF(X857=\"\",\"\",SUMPRODUCT((X$3:X$897<=X857)-(ISBLANK(X$3:X$897))))","v":""},""]
[857,2,"AISNE",0,"BANCIGNY","2 - AISNE","D",190,"0 à 200 m",null,null,null,null,null,null,null,null,null,null,null,null,null,856,"",null,null,null,{"$f":"IF(X858=\"\",\"\",SUMPRODUCT((X$3:X$897<=X858)-(ISBLANK(X$3:X$897))))","v":""},""]
[858,2,"AISNE",0,"VERNEUIL-SUR-SERRE","2 - AISNE","D",78,"0 à 200 m",null,null,null,null,null,null,null,null,null,null,null,null,null,857,"",null,null,null,{"$f":"IF(X859=\"\",\"\",SUMPRODUCT((X$3:X$897<=X859)-(ISBLANK(X$3:X$897))))","v":""},""]
[859,2,"AISNE",0,"VOHARIES","2 - AISNE","D",119,"0 à 200 m",null,null,null,null,null,null,null,null,null,null,null,null,null,858,"",null,null,null,{"$f":"IF(X860=\"\",\"\",SUMPRODUCT((X$3:X$897<=X860)-(ISBLANK(X$3:X$897))))","v":""},""]
[860,2,"AISNE",0,"VOULPAIX","2 - AISNE","D",168,"0 à 200 m",null,null,null,null,null,null,null,null,null,null,null,null,null,859,"",null,null,null,{"$f":"IF(X861=\"\",\"\",SUMPRODUCT((X$3:X$897<=X861)-(ISBLANK(X$3:X$897))))","v":""},""]
[861,2,"AISNE",0,"ESSIGNY-LE-GRAND","2 - AISNE","D",98,"0 à 200 m",null,null,null,null,null,null,null,null,null,null,null,null,null,860,"",null,null,null,{"$f":"IF(X862=\"\",\"\",SUMPRODUCT((X$3:X$897<=X862)-(ISBLANK(X$3:X$897))))","v":""},""]
[862,2,"AISNE",0,"FIEULAINE","2 - AISNE","D",121,"0 à 200 m",null,null,null,null,null,null,null,null,null,null,null,null,null,861,"",null,null,null,{"$f":"IF(X863=\"\",\"\",SUMPRODUCT((X$3:X$897<=X863)-(ISBLANK(X$3:X$897))))","v":""},""]
[863,2,"AISNE",0,"ROZOY-BELLEVALLE","2 - AISNE","D",208,"201 à 400 m",null,null,null,null,null,null,null,null,null,null,null,null,null,862,"",null,null,null,{"$f":"IF(X864=\"\",\"\",SUMPRODUCT((X$3:X$897<=X864)-(ISBLANK(X$3:X$897))))","v":""},""]
[864,2,"AISNE",0,"CHATILLON-LES-SONS","2 - AISNE","D",113,"0 à 200 m",null,null,null,null,null,null,null,null,null,null,null,null,null,863,"",null,null,null,{"$f":"IF(X865=\"\",\"\",SUMPRODUCT((X$3:X$897<=X865)-(ISBLANK(X$3:X$897))))","v":""},""]
[865,2,"AISNE",0,"MARGIVAL","2 - AISNE","D",118,"0 à 200 m",null,null,null,null,null,null,null,null,null,null,null,null,null,864,"",null,null,null,{"$f":"IF(X866=\"\",\"\",SUMPRODUCT((X$3:X$897<=X866)-(ISBLANK(X$3:X$897))))","v":""},""]
[866,2,"AISNE",0,"OIGNY-EN-VALOIS","2 - AISNE","D",133,"0 à 200 m",null,null,null,null,null,null,null,null,null,null,null,null,null,865,"",null,null,null,{"$f":"IF(X867=\"\",\"\",SUMPRODUCT((X$3:X$897<=X867)-(ISBLANK(X$3:X$897))))","v":""},""]
[867,2,"AISNE",0,"COURTRIZY-ET-FUSSIGNY","2 - AISNE","D",153,"0 à 200 m",null,null,null,null,null,null,null,null,null,null,null,null,null,866,"",null,null,null,{"$f":"IF(X868=\"\",\"\",SUMPRODUCT((X$3:X$897<=X868)-(ISBLANK(X$3:X$897))))","v":""},""]
[868,2,"AISNE",0,"LIESSE-NOTRE-DAME","2 - AISNE","D",73,"0 à 200 m",null,null,null,null,null,null,null,null,null,null,null,null,null,867,"",null,null,null,{"$f":"IF(X869=\"\",\"\",SUMPRODUCT((X$3:X$897<=X869)-(ISBLANK(X$3:X$897))))","v":""},""]
[869,2,"AISNE",0,"VILLEQUIER-AUMONT","2 - AISNE","D",79,"0 à 200 m",null,null,null,null,null,null,null,null,null,null,null,null,null,868,"",null,null,null,{"$f":"IF(X870=\"\",\"\",SUMPRODUCT((X$3:X$897<=X870)-(ISBLANK(X$3:X$897))))","v":""},""]
[870,2,"AISNE",{"$f":"IF($L$2=F871,1+D870,0)","v":0},"MORCOURT","2 - AISNE","D",100,"0 à 200 m",null,null,null,null,null,null,null,null,null,null,null,null,null,869,"",null,null,null,{"$f":"IF(X871=\"\",\"\",SUMPRODUCT((X$3:X$897<=X871)-(ISBLANK(X$3:X$897))))","v":""},""]
[871,2,"AISNE",0,"LE CATELET","2 - AISNE","D",93,"0 à 200 m",null,null,null,null,null,null,null,null,null,null,null,null,null,870,"",null,null,null,{"$f":"IF(X872=\"\",\"\",SUMPRODUCT((X$3:X$897<=X872)-(ISBLANK(X$3:X$897))))","v":""},""]
[872,2,"AISNE",0,"LE NOUVION-EN-THIERACHE","2 - AISNE","D",203,"201 à 400 m",null,null,null,null,null,null,null,null,null,null,null,null,null,871,"",null,null,null,{"$f":"IF(X873=\"\",\"\",SUMPRODUCT((X$3:X$897<=X873)-(ISBLANK(X$3:X$897))))","v":""},""]
[873,2,"AISNE",0,"LATILLY","2 - AISNE","D",154,"0 à 200 m",null,null,null,null,null,null,null,null,null,null,null,null,null,872,"",null,null,null,{"$f":"IF(X874=\"\",\"\",SUMPRODUCT((X$3:X$897<=X874)-(ISBLANK(X$3:X$897))))","v":""},""]
[874,2,"AISNE",0,"MONTAIGU","2 - AISNE","D",94,"0 à 200 m",null,null,null,null,null,null,null,null,null,null,null,null,null,873,"",null,null,null,{"$f":"IF(X875=\"\",\"\",SUMPRODUCT((X$3:X$897<=X875)-(ISBLANK(X$3:X$897))))","v":""},""]
[875,2,"AISNE",0,"PONT-ARCY","2 - AISNE","D",60,"0 à 200 m",null,null,null,null,null,null,null,null,null,null,null,null,null,874,"",null,null,null,{"$f":"IF(X876=\"\",\"\",SUMPRODUCT((X$3:X$897<=X876)-(ISBLANK(X$3:X$897))))","v":""},""]
[876,2,"AISNE",0,"CHEZY-EN-ORXOIS","2 - AISNE","D",131,"0 à 200 m",null,null,null,null,null,null,null,null,null,null,null,null,null,875,"",null,null,null,{"$f":"IF(X877=\"\",\"\",SUMPRODUCT((X$3:X$897<=X877)-(ISBLANK(X$3:X$897))))","v":""},""]
[877,2,"AISNE",0,"LAPPION","2 - AISNE","D",107,"0 à 200 m",null,null,null,null,null,null,null,null,null,null,null,null,null,876,"",null,null,null,{"$f":"IF(X878=\"\",\"\",SUMPRODUCT((X$3:X$897<=X878)-(ISBLANK(X$3:X$897))))","v":""},""]
[878,2,"AISNE",0,"MARIZY-SAINTE-GENEVIEVE","2 - AISNE","D",119,"0 à 200 m",null,null,null,null,null,null,null,null,null,null,null,null,null,877,"",null,null,null,{"$f":"IF(X879=\"\",\"\",SUMPRODUCT((X$3:X$897<=X879)-(ISBLANK(X$3:X$897))))","v":""},""]
[879,2,"AISNE",0,"MARCHAIS","2 - AISNE","D",76,"0 à 200 m",null,null,null,null,null,null,null,null,null,null,null,null,null,878,"",null,null,null,{"$f":"IF(X880=\"\",\"\",SUMPRODUCT((X$3:X$897<=X880)-(ISBLANK(X$3:X$897))))","v":""},""]
[880,2,"AISNE",0,"COUCY-LE-CHATEAU-AUFFRIQUE","2 - AISNE","D",67,"0 à 200 m",null,null,null,null,null,null,null,null,null,null,null,null,null,879,"",null,null,null,{"$f":"IF(X881=\"\",\"\",SUMPRODUCT((X$3:X$897<=X881)-(ISBLANK(X$3:X$897))))","v":""},""]
[881,2,"AISNE",0,"LE PLESSIER-HULEU","2 - AISNE","D",175,"0 à 200 m",null,null,null,null,null,null,null,null,null,null,null,null,null,880,"",null,null,null,{"$f":"IF(X882=\"\",\"\",SUMPRODUCT((X$3:X$897<=X882)-(ISBLANK(X$3:X$897))))","v":""},""]
[882,2,"AISNE",0,"GAUCHY","2 - AISNE","D",94,"0 à 200 m",null,null,null,null,null,null,null,null,null,null,null,null,null,881,"",null,null,null,{"$f":"IF(X883=\"\",\"\",SUMPRODUCT((X$3:X$897<=X883)-(ISBLANK(X$3:X$897))))","v":""},""]
[883,2,"AISNE",0,"VASSOGNE","2 - AISNE","D",104,"0 à 200 m",null,null,null,null,null,null,null,null,null,null,null,null,null,882,"",null,null,null,{"$f":"IF(X884=\"\",\"\",SUMPRODUCT((X$3:X$897<=X884)-(ISBLANK(X$3:X$897))))","v":""},""]
[884,2,"AISNE",0,"MAISSEMY","2 - AISNE","D",95,"0 à 200 m",null,null,null,null,null,null,null,null,null,null,null,null,null,883,"",null,null,null,{"$f":"IF(X885=\"\",\"\",SUMPRODUCT((X$3:X$897<=X885)-(ISBLANK(X$3:X$897))))","v":""},""]
[885,2,"AISNE",0,"PREMONTRE","2 - AISNE","D",157,"0 à 200 m",null,null,null,null,null,null,null,null,null,null,null,null,null,884,"",null,null,null,{"$f":"IF(X886=\"\",\"\",SUMPRODUCT((X$3:X$897<=X886)-(ISBLANK(X$3:X$897))))","v":""},""]
[886,2,"AISNE",0,"BELLENGLISE","2 - AISNE","D",99,"0 à 200 m",null,null,null,null,null,null,null,null,null,null,null,null,null,885,"",null,null,null,{"$f":"IF(X887=\"\",\"\",SUMPRODUCT((X$3:X$897<=X887)-(ISBLANK(X$3:X$897))))","v":""},""]
[887,2,"AISNE",0,"CREPY","2 - AISNE","D",101,"0 à 200 m",null,null,null,null,null,null,null,null,null,null,null,null,null,886,"",null,null,null,{"$f":"IF(X888=\"\",\"\",SUMPRODUCT((X$3:X$897<=X888)-(ISBLANK(X$3:X$897))))","v":""},""]
[888,2,"AISNE",0,"BAGNEUX","2 - AISNE","D",113,"0 à 200 m",null,null,null,null,null,null,null,null,null,null,null,null,null,887,"",null,null,null,{"$f":"IF(X889=\"\",\"\",SUMPRODUCT((X$3:X$897<=X889)-(ISBLANK(X$3:X$897))))","v":""},""]
[889,2,"AISNE",0,"GOUDELANCOURT-LES-BERRIEUX","2 - AISNE","D",100,"0 à 200 m",null,null,null,null,null,null,null,null,null,null,null,null,null,888,"",null,null,null,{"$f":"IF(X890=\"\",\"\",SUMPRODUCT((X$3:X$897<=X890)-(ISBLANK(X$3:X$897))))","v":""},""]
[890,2,"AISNE",0,"BURELLES","2 - AISNE","D",155,"0 à 200 m",null,null,null,null,null,null,null,null,null,null,null,null,null,889,"",null,null,null,{"$f":"IF(X891=\"\",\"\",SUMPRODUCT((X$3:X$897<=X891)-(ISBLANK(X$3:X$897))))","v":""},""]
[891,2,"AISNE",0,"MAREUIL-EN-DOLE","2 - AISNE","D",158,"0 à 200 m",null,null,null,null,null,null,null,null,null,null,null,null,null,890,"",null,null,null,{"$f":"IF(X892=\"\",\"\",SUMPRODUCT((X$3:X$897<=X892)-(ISBLANK(X$3:X$897))))","v":""},""]
[892,2,"AISNE",0,"EPARCY","2 - AISNE","D",178,"0 à 200 m",null,null,null,null,null,null,null,null,null,null,null,null,null,891,"",null,null,null,{"$f":"IF(X893=\"\",\"\",SUMPRODUCT((X$3:X$897<=X893)-(ISBLANK(X$3:X$897))))","v":""},""]
[893,2,"AISNE",0,"CLAIRFONTAINE","2 - AISNE","D",220,"201 à 400 m",null,null,null,null,null,null,null,null,null,null,null,null,null,892,"",null,null,null,{"$f":"IF(X894=\"\",\"\",SUMPRODUCT((X$3:X$897<=X894)-(ISBLANK(X$3:X$897))))","v":""},""]
[894,2,"AISNE",0,"VIRY-NOUREUIL","2 - AISNE","D",64,"0 à 200 m",null,null,null,null,null,null,null,null,null,null,null,null,null,893,"",null,null,null,{"$f":"IF(X895=\"\",\"\",SUMPRODUCT((X$3:X$897<=X895)-(ISBLANK(X$3:X$897))))","v":""},""]
[895,2,"AISNE",0,"CHIVRES-VAL","2 - AISNE","D",110,"0 à 200 m",null,null,null,null,null,null,null,null,null,null,null,null,null,894,"",null,null,null,{"$f":"IF(X896=\"\",\"\",SUMPRODUCT((X$3:X$897<=X896)-(ISBLANK(X$3:X$897))))","v":""},""]
[896,2,"AISNE",0,"GRONARD","2 - AISNE","D",151,"0 à 200 m",null,null,null,null,null,null,null,null,null,null,null,null,null,895,"",null,null,null,{"$f":"IF(X897=\"\",\"\",SUMPRODUCT((X$3:X$897<=X897)-(ISBLANK(X$3:X$897))))","v":""},""]
[897,2,"AISNE",0,"SOUPIR","2 - AISNE","D",91,"0 à 200 m",null,null,null,null,null,null,null,null,null,null,null,null,null,null,"Fin"]
[898,2,"AISNE",0,"PIERREMANDE",{"$f":"B899&\" - \"&C899","v":"2 - AISNE"},"D",61,{"$f":"IF(AND(H899>=0,H899<=200),$M$19,\nIF(AND(H899>=201,H899<=400),$M$20,\nIF(AND(H899>=401,H899<=600),$M$21,\nIF(AND(H899>=601,H899<=800),$M$22,\nIF(AND(H899>=801,H899<=1000),$M$23,\nIF(AND(H899>=1001,H899<=1200),$M$24,\nIF(AND(H899>=1201,H899<=1400),$M$25,\nIF(AND(H899>=1401,H899<=1600),$M$26,\nIF(AND(H899>=1601,H899<=1800),$M$27,\nIF(AND(H899>=1801,H899<=2000),$M$28,\nIF(AND(H899>=2001,H899<=2200),$M$29,\nIF(AND(H899>=2201,H899<=2400),$M$30,\nIF(AND(H899>=2401,H899<=2600),$M$31,\"erreur\")))))))))))))","v":"0 à 200 m"}]
[899,2,"AISNE",0,"ATTILLY","2 - AISNE","D",100,"0 à 200 m"]
[900,2,"AISNE",0,"BRIE","2 - AISNE","D",129,"0 à 200 m"]
[901,2,"AISNE",0,"BRAY-SAINT-CHRISTOPHE","2 - AISNE","D",80,"0 à 200 m"]
[902,2,"AISNE",0,"MORTEFONTAINE","2 - AISNE","D",130,"0 à 200 m"]
[903,2,"AISNE",0,"VILLEMONTOIRE","2 - AISNE","D",131,"0 à 200 m"]
[904,2,"AISNE",0,"COEUVRES-ET-VALSERY","2 - AISNE","D",118,"0 à 200 m"]
[905,2,"AISNE",0,"SERAIN","2 - AISNE","D",139,"0 à 200 m"]
[906,2,"AISNE",0,"LIEZ","2 - AISNE","D",72,"0 à 200 m"]
[907,2,"AISNE",0,"ROCOURT-SAINT-MARTIN","2 - AISNE","D",152,"0 à 200 m"]
[908,2,"AISNE",0,"PASSY-SUR-MARNE","2 - AISNE","D",123,"0 à 200 m"]
[909,2,"AISNE",0,"COINGT","2 - AISNE","D",211,"201 à 400 m"]
[910,2,"AISNE",0,"HAPPENCOURT","2 - AISNE","D",83,"0 à 200 m"]
[911,2,"AISNE",0,"VILLERS-SUR-FERE","2 - AISNE","D",163,"0 à 200 m"]
[912,2,"AISNE",0,"MONT-SAINT-PERE","2 - AISNE","D",169,"0 à 200 m"]
[913,2,"AISNE",0,"FONTAINE-LES-CLERCS","2 - AISNE","D",85,"0 à 200 m"]
[914,2,"AISNE",0,"PAVANT","2 - AISNE","D",126,"0 à 200 m"]
[915,2,"AISNE",0,"CHAILLEVOIS","2 - AISNE","D",94,"0 à 200 m"]
[916,2,"AISNE",0,"ESQUEHERIES","2 - AISNE","D",179,"0 à 200 m"]
[917,2,"AISNE",0,"AZY-SUR-MARNE","2 - AISNE","D",93,"0 à 200 m"]
[918,2,"AISNE",0,"ROZOY-SUR-SERRE","2 - AISNE","D",178,"0 à 200 m"]
[919,2,"AISNE",0,"LANDIFAY-ET-BERTAIGNEMONT","2 - AISNE","D",113,"0 à 200 m"]
[920,2,"AISNE",0,"ROGECOURT","2 - AISNE","D",76,"0 à 200 m"]
[921,2,"AISNE",0,"BUCY-LES-CERNY","2 - AISNE","D",123,"0 à 200 m"]
[922,2,"AISNE",0,"VESLES-ET-CAUMONT","2 - AISNE","D",77,"0 à 200 m"]
[923,2,"AISNE",0,"MARFONTAINE","2 - AISNE","D",137,"0 à 200 m"]
[924,2,"AISNE",0,"NOYALES","2 - AISNE","D",121,"0 à 200 m"]
[925,2,"AISNE",0,"CUIRY-LES-IVIERS","2 - AISNE","D",195,"0 à 200 m"]
[926,2,"AISNE",0,"LA CROIX-SUR-OURCQ","2 - AISNE","D",151,"0 à 200 m"]
[927,2,"AISNE",0,"BEUGNEUX","2 - AISNE","D",143,"0 à 200 m"]
[928,2,"AISNE",0,"SILLY-LA-POTERIE","2 - AISNE","D",98,"0 à 200 m"]
[929,2,"AISNE",0,"GRISOLLES","2 - AISNE","D",179,"0 à 200 m"]
[930,2,"AISNE",0,"CHAVONNE","2 - AISNE","D",89,"0 à 200 m"]
[931,2,"AISNE",0,"BEUVARDES","2 - AISNE","D",201,"201 à 400 m"]
[932,2,"AISNE",0,"COLONFAY","2 - AISNE","D",153,"0 à 200 m"]
[933,2,"AISNE",0,"FRIERES-FAILLOUEL","2 - AISNE","D",82,"0 à 200 m"]
[934,2,"AISNE",{"$f":"IF($L$2=F935,1+D934,0)","v":0},"PAISSY","2 - AISNE","D",153,"0 à 200 m"]
[935,2,"AISNE",0,"SAINT-MARD","2 - AISNE","D",116,"0 à 200 m"]
[936,2,"AISNE",0,"CHIERRY","2 - AISNE","D",114,"0 à 200 m"]
[937,2,"AISNE",0,"LUZOIR","2 - AISNE","D",167,"0 à 200 m"]
[938,2,"AISNE",0,"PRISCES","2 - AISNE","D",143,"0 à 200 m"]
[939,2,"AISNE",0,"HOUSSET","2 - AISNE","D",126,"0 à 200 m"]
[940,2,"AISNE",0,"RAILLIMONT","2 - AISNE","D",188,"0 à 200 m"]
[941,2,"AISNE",0,"ROUGERIES","2 - AISNE","D",133,"0 à 200 m"]
[942,2,"AISNE",0,"JONCOURT","2 - AISNE","D",131,"0 à 200 m"]
[943,2,"AISNE",0,"VAUXREZIS","2 - AISNE","D",100,"0 à 200 m"]
[944,2,"AISNE",0,"CUIRY-LES-CHAUDARDES","2 - AISNE","D",64,"0 à 200 m"]
[945,2,"AISNE",0,"SAINT-EUGENE","2 - AISNE","D",179,"0 à 200 m"]
[946,2,"AISNE",0,"CHAVIGNON","2 - AISNE","D",108,"0 à 200 m"]
[947,2,"AISNE",0,"BELLICOURT","2 - AISNE","D",125,"0 à 200 m"]
[948,2,"AISNE",0,"MOUSSY-VERNEUIL","2 - AISNE","D",75,"0 à 200 m"]
[949,2,"AISNE",0,"AGNICOURT-ET-SECHELLES","2 - AISNE","D",133,"0 à 200 m"]
[950,2,"AISNE",0,"MONTGOBERT","2 - AISNE","D",137,"0 à 200 m"]
[951,2,"AISNE",0,"ITANCOURT","2 - AISNE","D",103,"0 à 200 m"]
[952,2,"AISNE",0,"FRANCILLY-SELENCY","2 - AISNE","D",114,"0 à 200 m"]
[953,2,"AISNE",0,"UGNY-LE-GAY","2 - AISNE","D",100,"0 à 200 m"]
[954,2,"AISNE",0,"BERLANCOURT","2 - AISNE","D",134,"0 à 200 m"]
[955,2,"AISNE",0,"BERLISE","2 - AISNE","D",155,"0 à 200 m"]
[956,2,"AISNE",0,"BOURESCHES","2 - AISNE","D",164,"0 à 200 m"]
[957,2,"AISNE",0,"NOYANT-ET-ACONIN","2 - AISNE","D",106,"0 à 200 m"]
[958,2,"AISNE",0,"MONTREUIL-AUX-LIONS","2 - AISNE","D",167,"0 à 200 m"]
[959,2,"AISNE",0,"BARZY-SUR-MARNE","2 - AISNE","D",162,"0 à 200 m"]
[960,2,"AISNE",0,"LAON","2 - AISNE","D",79,"0 à 200 m"]
[961,2,"AISNE",0,"GERNICOURT","2 - AISNE","D",71,"0 à 200 m"]
[962,2,"AISNE",0,"CHAVIGNY",{"$f":"B963&\" - \"&C963","v":"2 - AISNE"},"D",105,{"$f":"IF(AND(H963>=0,H963<=200),$M$19,\nIF(AND(H963>=201,H963<=400),$M$20,\nIF(AND(H963>=401,H963<=600),$M$21,\nIF(AND(H963>=601,H963<=800),$M$22,\nIF(AND(H963>=801,H963<=1000),$M$23,\nIF(AND(H963>=1001,H963<=1200),$M$24,\nIF(AND(H963>=1201,H963<=1400),$M$25,\nIF(AND(H963>=1401,H963<=1600),$M$26,\nIF(AND(H963>=1601,H963<=1800),$M$27,\nIF(AND(H963>=1801,H963<=2000),$M$28,\nIF(AND(H963>=2001,H963<=2200),$M$29,\nIF(AND(H963>=2201,H963<=2400),$M$30,\nIF(AND(H963>=2401,H963<=2600),$M$31,\"erreur\")))))))))))))","v":"0 à 200 m"}]
[963,2,"AISNE",0,"VEUILLY-LA-POTERIE","2 - AISNE","D",113,"0 à 200 m"]
[964,2,"AISNE",0,"MORGNY-EN-THIERACHE","2 - AISNE","D",188,"0 à 200 m"]
[965,2,"AISNE",0,"CHEZY-SUR-MARNE","2 - AISNE","D",137,"0 à 200 m"]
[966,2,"AISNE",0,"SEPTMONTS","2 - AISNE","D",116,"0 à 200 m"]
[967,2,"AISNE",0,"OSTEL","2 - AISNE","D",147,"0 à 200 m"]
[968,2,"AISNE",0,"ARCY-SAINTE-RESTITUE","2 - AISNE","D",141,"0 à 200 m"]
[969,2,"AISNE",0,"LIZY","2 - AISNE","D",81,"0 à 200 m"]
[970,2,"AISNE",0,"RONCHERES","2 - AISNE","D",201,"201 à 400 m"]
[971,2,"AISNE",0,"SAINT-QUENTIN","2 - AISNE","D",92,"0 à 200 m"]
[972,2,"AISNE",0,"BOUE","2 - AISNE","D",162,"0 à 200 m"]
[973,2,"AISNE",0,"BERRY-AU-BAC","2 - AISNE","D",58,"0 à 200 m"]
[974,2,"AISNE",0,"VERVINS","2 - AISNE","D",177,"0 à 200 m"]
[975,2,"AISNE",0,"PRESLES-ET-BOVES","2 - AISNE","D",101,"0 à 200 m"]
[976,2,"AISNE",0,"CHALANDRY","2 - AISNE","D",82,"0 à 200 m"]
[977,2,"AISNE",0,"LA CAPELLE","2 - AISNE","D",218,"201 à 400 m"]
[978,2,"AISNE",0,"GROUGIS","2 - AISNE","D",148,"0 à 200 m"]
[979,2,"AISNE",0,"MONTHIERS","2 - AISNE","D",142,"0 à 200 m"]
[980,2,"AISNE",0,"MONT-NOTRE-DAME","2 - AISNE","D",103,"0 à 200 m"]
[981,2,"AISNE",0,"MONT-SAINT-JEAN","2 - AISNE","D",234,"201 à 400 m"]
[982,2,"AISNE",0,"TUGNY-ET-PONT","2 - AISNE","D",78,"0 à 200 m"]
[983,2,"AISNE",0,"LICY-CLIGNON","2 - AISNE","D",120,"0 à 200 m"]
[984,2,"AISNE",0,"SOMMELANS","2 - AISNE","D",162,"0 à 200 m"]
[985,2,"AISNE",0,"ROMERY","2 - AISNE","D",142,"0 à 200 m"]
[986,2,"AISNE",0,"CAUMONT","2 - AISNE","D",90,"0 à 200 m"]
[987,2,"AISNE",0,"NOIRCOURT","2 - AISNE","D",155,"0 à 200 m"]
[988,2,"AISNE",0,"ANDELAIN","2 - AISNE","D",75,"0 à 200 m"]
[989,2,"AISNE",0,"LA VILLE-AUX-BOIS-LES-PONTAVERT","2 - AISNE","D",64,"0 à 200 m"]
[990,2,"AISNE",0,"HINACOURT","2 - AISNE","D",90,"0 à 200 m"]
[991,2,"AISNE",0,"MONTCHALONS","2 - AISNE","D",151,"0 à 200 m"]
[992,2,"AISNE",0,"VARISCOURT","2 - AISNE","D",62,"0 à 200 m"]
[993,2,"AISNE",0,"FORESTE","2 - AISNE","D",81,"0 à 200 m"]
[994,2,"AISNE",0,"ACY","2 - AISNE","D",120,"0 à 200 m"]
[995,2,"AISNE",0,"AUTREVILLE","2 - AISNE","D",59,"0 à 200 m"]
[996,2,"AISNE",0,"PIGNICOURT","2 - AISNE","D",70,"0 à 200 m"]
[997,2,"AISNE",0,"FLAVIGNY-LE-GRAND-ET-BEAURAIN","2 - AISNE","D",134,"0 à 200 m"]
[998,2,"AISNE",{"$f":"IF($L$2=F999,1+D998,0)","v":0},"ANIZY-LE-CHATEAU","2 - AISNE","D",75,"0 à 200 m"]
[999,2,"AISNE",0,"MARCY-SOUS-MARLE","2 - AISNE","D",96,"0 à 200 m"]
[1000,2,"AISNE",0,"ROZIERES-SUR-CRISE","2 - AISNE","D",104,"0 à 200 m"]
[1001,2,"AISNE",0,"ETREUX","2 - AISNE","D",143,"0 à 200 m"]
[1002,2,"AISNE",0,"VORGES","2 - AISNE","D",114,"0 à 200 m"]
[1003,2,"AISNE",0,"BETHANCOURT-EN-VAUX","2 - AISNE","D",105,"0 à 200 m"]
[1004,2,"AISNE",0,"AISONVILLE-ET-BERNOVILLE","2 - AISNE","D",142,"0 à 200 m"]
[1005,2,"AISNE",0,"NOGENT-L'ARTAUD","2 - AISNE","D",167,"0 à 200 m"]
[1006,2,"AISNE",0,"MONTHUREL","2 - AISNE","D",172,"0 à 200 m"]
[1007,2,"AISNE",0,"BONY","2 - AISNE","D",122,"0 à 200 m"]
[1008,2,"AISNE",0,"VENEROLLES","2 - AISNE","D",147,"0 à 200 m"]
[1009,2,"AISNE",0,"ORAINVILLE","2 - AISNE","D",71,"0 à 200 m"]
[1010,2,"AISNE",0,"VIELS-MAISONS","2 - AISNE","D",198,"0 à 200 m"]
[1011,2,"AISNE",0,"PONTRUET","2 - AISNE","D",98,"0 à 200 m"]
[1012,2,"AISNE",0,"MAIZY","2 - AISNE","D",77,"0 à 200 m"]
[1013,2,"AISNE",0,"PANCY-COURTECON","2 - AISNE","D",115,"0 à 200 m"]
[1014,2,"AISNE",0,"SUZY","2 - AISNE","D",142,"0 à 200 m"]
[1015,2,"AISNE",0,"LE THUEL","2 - AISNE","D",151,"0 à 200 m"]
[1016,2,"AISNE",0,"BOURG-ET-COMIN","2 - AISNE","D",81,"0 à 200 m"]
[1017,2,"AISNE",0,"FONTAINE-LES-VERVINS","2 - AISNE","D",189,"0 à 200 m"]
[1018,2,"AISNE",0,"SERCHES","2 - AISNE","D",139,"0 à 200 m"]
[1019,2,"AISNE",0,"MONTIGNY-SUR-CRECY","2 - AISNE","D",91,"0 à 200 m"]
[1020,2,"AISNE",0,"LOUATRE","2 - AISNE","D",129,"0 à 200 m"]
[1021,2,"AISNE",0,"PROUVAIS","2 - AISNE","D",102,"0 à 200 m"]
[1022,2,"AISNE",0,"MERCIN-ET-VAUX","2 - AISNE","D",89,"0 à 200 m"]
[1023,2,"AISNE",0,"HARAMONT","2 - AISNE","D",163,"0 à 200 m"]
[1024,2,"AISNE",0,"TRUCY","2 - AISNE","D",100,"0 à 200 m"]
[1025,2,"AISNE",0,"PRIEZ","2 - AISNE","D",151,"0 à 200 m"]
[1026,2,"AISNE",0,"SAULCHERY",{"$f":"B1027&\" - \"&C1027","v":"2 - AISNE"},"D",106,{"$f":"IF(AND(H1027>=0,H1027<=200),$M$19,\nIF(AND(H1027>=201,H1027<=400),$M$20,\nIF(AND(H1027>=401,H1027<=600),$M$21,\nIF(AND(H1027>=601,H1027<=800),$M$22,\nIF(AND(H1027>=801,H1027<=1000),$M$23,\nIF(AND(H1027>=1001,H1027<=1200),$M$24,\nIF(AND(H1027>=1201,H1027<=1400),$M$25,\nIF(AND(H1027>=1401,H1027<=1600),$M$26,\nIF(AND(H1027>=1601,H1027<=1800),$M$27,\nIF(AND(H1027>=1801,H1027<=2000),$M$28,\nIF(AND(H1027>=2001,H1027<=2200),$M$29,\nIF(AND(H1027>=2201,H1027<=2400),$M$30,\nIF(AND(H1027>=2401,H1027<=2600),$M$31,\"erreur\")))))))))))))","v":"0 à 200 m"}]
[1027,2,"AISNE",0,"MONTESCOURT-LIZEROLLES","2 - AISNE","D",82,"0 à 200 m"]
[1028,2,"AISNE",0,"AUBENCHEUL-AUX-BOIS","2 - AISNE","D",125,"0 à 200 m"]
[1029,2,"AISNE",0,"BESMONT","2 - AISNE","D",200,"0 à 200 m"]
[1030,2,"AISNE",0,"SOIZE","2 - AISNE","D",170,"0 à 200 m"]
[1031,2,"AISNE",0,"NEUVILLETTE","2 - AISNE","D",96,"0 à 200 m"]
[1032,2,"AISNE",0,"CHAMOUILLE","2 - AISNE","D",101,"0 à 200 m"]
[1033,2,"AISNE",0,"LARGNY-SUR-AUTOMNE","2 - AISNE","D",134,"0 à 200 m"]
[1034,2,"AISNE",0,"BELLEU","2 - AISNE","D",105,"0 à 200 m"]
[1035,2,"AISNE",0,"PONT-SAINT-MARD","2 - AISNE","D",111,"0 à 200 m"]
[1036,2,"AISNE",0,"WIEGE-FATY","2 - AISNE","D",141,"0 à 200 m"]
[1037,2,"AISNE",0,"MORSAIN","2 - AISNE","D",106,"0 à 200 m"]
[1038,2,"AISNE",0,"MAUREGNY-EN-HAYE","2 - AISNE","D",114,"0 à 200 m"]
[1039,2,"AISNE",0,"JEANCOURT","2 - AISNE","D",105,"0 à 200 m"]
[1040,2,"AISNE",0,"BUIRE","2 - AISNE","D",188,"0 à 200 m"]
[1041,2,"AISNE",0,"CLASTRES","2 - AISNE","D",79,"0 à 200 m"]
[1042,2,"AISNE",0,"AUBENTON","2 - AISNE","D",213,"201 à 400 m"]
[1043,2,"AISNE",0,"URCEL","2 - AISNE","D",84,"0 à 200 m"]
[1044,2,"AISNE",0,"FONTENELLE","2 - AISNE","D",208,"201 à 400 m"]
[1045,2,"AISNE",0,"OLLEZY","2 - AISNE","D",69,"0 à 200 m"]
[1046,2,"AISNE",0,"HAUTEVILLE","2 - AISNE","D",114,"0 à 200 m"]
[1047,2,"AISNE",0,"MALZY","2 - AISNE","D",151,"0 à 200 m"]
[1048,2,"AISNE",0,"BERNOT","2 - AISNE","D",103,"0 à 200 m"]
[1049,2,"AISNE",0,"MARCY","2 - AISNE","D",105,"0 à 200 m"]
[1050,2,"AISNE",0,"LA MALMAISON","2 - AISNE","D",106,"0 à 200 m"]
[1051,2,"AISNE",0,"FESMY-LE-SART","2 - AISNE","D",165,"0 à 200 m"]
[1052,2,"AISNE",0,"CHASSEMY","2 - AISNE","D",63,"0 à 200 m"]
[1053,2,"AISNE",0,"CAILLOUEL-CREPIGNY","2 - AISNE","D",96,"0 à 200 m"]
[1054,2,"AISNE",0,"LA VALLEE-MULATRE","2 - AISNE","D",145,"0 à 200 m"]
[1055,2,"AISNE",0,"VILLERS-COTTERETS","2 - AISNE","D",140,"0 à 200 m"]
[1056,2,"AISNE",0,"LESQUIELLES-SAINT-GERMAIN","2 - AISNE","D",129,"0 à 200 m"]
[1057,2,"AISNE",0,"DAMMARD","2 - AISNE","D",135,"0 à 200 m"]
[1058,2,"AISNE",0,"LA NEUVILLE-LES-DORENGT","2 - AISNE","D",152,"0 à 200 m"]
[1059,2,"AISNE",0,"SAINT-PAUL-AUX-BOIS","2 - AISNE","D",54,"0 à 200 m"]
[1060,2,"AISNE",0,"LA FERTE-CHEVRESIS","2 - AISNE","D",91,"0 à 200 m"]
[1061,2,"AISNE",0,"FESTIEUX","2 - AISNE","D",142,"0 à 200 m"]
[1062,2,"AISNE",{"$f":"IF($L$2=F1063,1+D1062,0)","v":0},"ROUPY","2 - AISNE","D",95,"0 à 200 m"]
[1063,2,"AISNE",0,"TRAVECY","2 - AISNE","D",65,"0 à 200 m"]
[1064,2,"AISNE",0,"SINCENY","2 - AISNE","D",69,"0 à 200 m"]
[1065,2,"AISNE",0,"L'EPINE-AUX-BOIS","2 - AISNE","D",200,"0 à 200 m"]
[1066,2,"AISNE",0,"ETAVES-ET-BOCQUIAUX","2 - AISNE","D",122,"0 à 200 m"]
[1067,2,"AISNE",0,"BRISSY-HAMEGICOURT","2 - AISNE","D",83,"0 à 200 m"]
[1068,2,"AISNE",0,"ARRANCY","2 - AISNE","D",167,"0 à 200 m"]
[1069,2,"AISNE",0,"BERTRICOURT","2 - AISNE","D",64,"0 à 200 m"]
[1070,2,"AISNE",0,"WASSIGNY","2 - AISNE","D",151,"0 à 200 m"]
[1071,2,"AISNE",0,"LOUPEIGNE","2 - AISNE","D",121,"0 à 200 m"]
[1072,2,"AISNE",0,"VAUXBUIN","2 - AISNE","D",108,"0 à 200 m"]
[1073,2,"AISNE",0,"AUTREMENCOURT","2 - AISNE","D",105,"0 à 200 m"]
[1074,2,"AISNE",0,"GRAND-VERLY","2 - AISNE","D",121,"0 à 200 m"]
[1075,2,"AISNE",0,"CONNIGIS","2 - AISNE","D",145,"0 à 200 m"]
[1076,2,"AISNE",0,"CHEVENNES","2 - AISNE","D",141,"0 à 200 m"]
[1077,2,"AISNE",0,"ABBECOURT","2 - AISNE","D",47,"0 à 200 m"]
[1078,2,"AISNE",0,"AULNOIS-SOUS-LAON","2 - AISNE","D",77,"0 à 200 m"]
[1079,2,"AISNE",0,"LEMPIRE","2 - AISNE","D",130,"0 à 200 m"]
[1080,2,"AISNE",0,"FOURDRAIN","2 - AISNE","D",87,"0 à 200 m"]
[1081,2,"AISNE",0,"ROZET-SAINT-ALBIN","2 - AISNE","D",115,"0 à 200 m"]
[1082,2,"AISNE",0,"THENELLES","2 - AISNE","D",93,"0 à 200 m"]
[1083,2,"AISNE",0,"BASSOLES-AULERS","2 - AISNE","D",153,"0 à 200 m"]
[1084,2,"AISNE",0,"MARIZY-SAINT-MARD","2 - AISNE","D",111,"0 à 200 m"]
[1085,2,"AISNE",0,"CONDE-EN-BRIE","2 - AISNE","D",132,"0 à 200 m"]
[1086,2,"AISNE",0,"SERINGES-ET-NESLES","2 - AISNE","D",161,"0 à 200 m"]
[1087,2,"AISNE",0,"LOGNY-LES-AUBENTON","2 - AISNE","D",206,"201 à 400 m"]
[1088,2,"AISNE",0,"VENDHUILE","2 - AISNE","D",116,"0 à 200 m"]
[1089,2,"AISNE",0,"MONAMPTEUIL","2 - AISNE","D",125,"0 à 200 m"]
[1090,2,"AISNE",0,"SERVAL",{"$f":"B1091&\" - \"&C1091","v":"2 - AISNE"},"D",138,{"$f":"IF(AND(H1091>=0,H1091<=200),$M$19,\nIF(AND(H1091>=201,H1091<=400),$M$20,\nIF(AND(H1091>=401,H1091<=600),$M$21,\nIF(AND(H1091>=601,H1091<=800),$M$22,\nIF(AND(H1091>=801,H1091<=1000),$M$23,\nIF(AND(H1091>=1001,H1091<=1200),$M$24,\nIF(AND(H1091>=1201,H1091<=1400),$M$25,\nIF(AND(H1091>=1401,H1091<=1600),$M$26,\nIF(AND(H1091>=1601,H1091<=1800),$M$27,\nIF(AND(H1091>=1801,H1091<=2000),$M$28,\nIF(AND(H1091>=2001,H1091<=2200),$M$29,\nIF(AND(H1091>=2201,H1091<=2400),$M$30,\nIF(AND(H1091>=2401,H1091<=2600),$M$31,\"erreur\")))))))))))))","v":"0 à 200 m"}]
[1091,2,"AISNE",0,"CONDREN","2 - AISNE","D",51,"0 à 200 m"]
[1092,2,"AISNE",0,"CHARMES","2 - AISNE","D",69,"0 à 200 m"]
[1093,2,"AISNE",0,"CREZANCY","2 - AISNE","D",146,"0 à 200 m"]
[1094,2,"AISNE",0,"BUCY-LES-PIERREPONT","2 - AISNE","D",105,"0 à 200 m"]
[1095,2,"AISNE",0,"PARGNAN","2 - AISNE","D",92,"0 à 200 m"]
[1096,2,"AISNE",0,"NIZY-LE-COMTE","2 - AISNE","D",104,"0 à 200 m"]
[1097,2,"AISNE",0,"GANDELU","2 - AISNE","D",118,"0 à 200 m"]
[1098,2,"AISNE",0,"ROYAUCOURT-ET-CHAILVET","2 - AISNE","D",89,"0 à 200 m"]
[1099,2,"AISNE",0,"BARISIS","2 - AISNE","D",110,"0 à 200 m"]
[1100,2,"AISNE",0,"GRUGIES","2 - AISNE","D",85,"0 à 200 m"]
[1101,2,"AISNE",0,"LAFFAUX","2 - AISNE","D",146,"0 à 200 m"]
[1102,2,"AISNE",0,"SAINT-REMY-BLANZY","2 - AISNE","D",161,"0 à 200 m"]
[1103,2,"AISNE",0,"DROIZY","2 - AISNE","D",135,"0 à 200 m"]
[1104,2,"AISNE",0,"CERIZY","2 - AISNE","D",104,"0 à 200 m"]
[1105,2,"AISNE",0,"REMIES","2 - AISNE","D",64,"0 à 200 m"]
[1106,2,"AISNE",0,"SAINT-MARTIN-RIVIERE","2 - AISNE","D",144,"0 à 200 m"]
[1107,2,"AISNE",0,"LEUILLY-SOUS-COUCY","2 - AISNE","D",114,"0 à 200 m"]
[1108,2,"AISNE",0,"DEUILLET","2 - AISNE","D",62,"0 à 200 m"]
[1109,2,"AISNE",0,"TROESNES","2 - AISNE","D",88,"0 à 200 m"]
[1110,2,"AISNE",0,"NEUFCHATEL-SUR-AISNE","2 - AISNE","D",80,"0 à 200 m"]
[1111,2,"AISNE",0,"CHERY-CHARTREUVE","2 - AISNE","D",163,"0 à 200 m"]
[1112,2,"AISNE",0,"VENDIERES","2 - AISNE","D",153,"0 à 200 m"]
[1113,2,"AISNE",0,"DANIZY","2 - AISNE","D",62,"0 à 200 m"]
[1114,2,"AISNE",0,"ORIGNY-SAINTE-BENOITE","2 - AISNE","D",94,"0 à 200 m"]
[1115,2,"AISNE",0,"GRICOURT","2 - AISNE","D",105,"0 à 200 m"]
[1116,2,"AISNE",0,"COULONGES-COHAN","2 - AISNE","D",182,"0 à 200 m"]
[1117,2,"AISNE",0,"BRUYERES-ET-MONTBERAULT","2 - AISNE","D",111,"0 à 200 m"]
[1118,2,"AISNE",0,"LOR","2 - AISNE","D",98,"0 à 200 m"]
[1119,2,"AISNE",0,"GUISE","2 - AISNE","D",129,"0 à 200 m"]
[1120,2,"AISNE",0,"LIERVAL","2 - AISNE","D",146,"0 à 200 m"]
[1121,2,"AISNE",0,"VAUXCERE","2 - AISNE","D",140,"0 à 200 m"]
[1122,2,"AISNE",0,"REMIGNY","2 - AISNE","D",80,"0 à 200 m"]
[1123,2,"AISNE",0,"GERMAINE","2 - AISNE","D",85,"0 à 200 m"]
[1124,2,"AISNE",0,"MERVAL","2 - AISNE","D",150,"0 à 200 m"]
[1125,2,"AISNE",0,"MENNESSIS","2 - AISNE","D",65,"0 à 200 m"]
[1126,2,"AISNE",{"$f":"IF($L$2=F1127,1+D1126,0)","v":0},"VILLERS-LE-SEC","2 - AISNE","D",111,"0 à 200 m"]
[1127,2,"AISNE",0,"VAUDESSON","2 - AISNE","D",119,"0 à 200 m"]
[1128,2,"AISNE",0,"MARTIGNY-COURPIERRE","2 - AISNE","D",123,"0 à 200 m"]
[1129,2,"AISNE",0,"ANCIENVILLE","2 - AISNE","D",119,"0 à 200 m"]
[1130,2,"AISNE",0,"PINON","2 - AISNE","D",83,"0 à 200 m"]
[1131,2,"AISNE",0,"ASSIS-SUR-SERRE","2 - AISNE","D",70,"0 à 200 m"]
[1132,2,"AISNE",0,"COURBES","2 - AISNE","D",67,"0 à 200 m"]
[1133,2,"AISNE",0,"CHIGNY","2 - AISNE","D",173,"0 à 200 m"]
[1134,2,"AISNE",0,"CHAUDUN","2 - AISNE","D",147,"0 à 200 m"]
[1135,2,"AISNE",0,"MISSY-AUX-BOIS","2 - AISNE","D",134,"0 à 200 m"]
[1136,2,"AISNE",0,"VUILLERY","2 - AISNE","D",87,"0 à 200 m"]
[1137,2,"AISNE",0,"SAINT-THOMAS","2 - AISNE","D",150,"0 à 200 m"]
[1138,2,"AISNE",0,"ROUVROY-SUR-SERRE","2 - AISNE","D",179,"0 à 200 m"]
[1139,2,"AISNE",0,"MAAST-ET-VIOLAINE","2 - AISNE","D",131,"0 à 200 m"]
[1140,2,"AISNE",0,"CHAMPS","2 - AISNE","D",54,"0 à 200 m"]
[1141,2,"AISNE",0,"CUGNY","2 - AISNE","D",81,"0 à 200 m"]
[1142,2,"AISNE",0,"MONTIGNY-LE-FRANC","2 - AISNE","D",136,"0 à 200 m"]
[1143,2,"AISNE",0,"NOROY-SUR-OURCQ","2 - AISNE","D",120,"0 à 200 m"]
[1144,2,"AISNE",0,"BOURGUIGNON-SOUS-COUCY","2 - AISNE","D",60,"0 à 200 m"]
[1145,2,"AISNE",0,"MESBRECOURT-RICHECOURT","2 - AISNE","D",72,"0 à 200 m"]
[1146,2,"AISNE",0,"FROIDMONT-COHARTILLE","2 - AISNE","D",82,"0 à 200 m"]
[1147,2,"AISNE",0,"AUTREPPES","2 - AISNE","D",160,"0 à 200 m"]
[1148,2,"AISNE",0,"FILAIN","2 - AISNE","D",127,"0 à 200 m"]
[1149,2,"AISNE",0,"BOUCONVILLE-VAUCLAIR","2 - AISNE","D",129,"0 à 200 m"]
[1150,2,"AISNE",0,"PROVISEUX-ET-PLESNOY","2 - AISNE","D",107,"0 à 200 m"]
[1151,2,"AISNE",0,"CRAONNELLE","2 - AISNE","D",94,"0 à 200 m"]
[1152,2,"AISNE",0,"SAINT-PIERRE-LES-FRANQUEVILLE","2 - AISNE","D",157,"0 à 200 m"]
[1153,2,"AISNE",0,"VEZAPONIN","2 - AISNE","D",112,"0 à 200 m"]
[1154,2,"AISNE",0,"PLEINE-SELVE",{"$f":"B1155&\" - \"&C1155","v":"2 - AISNE"},"D",114,{"$f":"IF(AND(H1155>=0,H1155<=200),$M$19,\nIF(AND(H1155>=201,H1155<=400),$M$20,\nIF(AND(H1155>=401,H1155<=600),$M$21,\nIF(AND(H1155>=601,H1155<=800),$M$22,\nIF(AND(H1155>=801,H1155<=1000),$M$23,\nIF(AND(H1155>=1001,H1155<=1200),$M$24,\nIF(AND(H1155>=1201,H1155<=1400),$M$25,\nIF(AND(H1155>=1401,H1155<=1600),$M$26,\nIF(AND(H1155>=1601,H1155<=1800),$M$27,\nIF(AND(H1155>=1801,H1155<=2000),$M$28,\nIF(AND(H1155>=2001,H1155<=2200),$M$29,\nIF(AND(H1155>=2201,H1155<=2400),$M$30,\nIF(AND(H1155>=2401,H1155<=2600),$M$31,\"erreur\")))))))))))))","v":"0 à 200 m"}]
[1155,2,"AISNE",0,"ANGUILCOURT-LE-SART","2 - AISNE","D",66,"0 à 200 m"]
[1156,2,"AISNE",0,"VERNEUIL-SOUS-COUCY","2 - AISNE","D",118,"0 à 200 m"]
[1157,2,"AISNE",0,"LANDOUZY-LA-VILLE","2 - AISNE","D",203,"201 à 400 m"]
[1158,2,"AISNE",0,"DIZY-LE-GROS","2 - AISNE","D",124,"0 à 200 m"]
[1159,2,"AISNE",0,"DOUCHY","2 - AISNE","D",90,"0 à 200 m"]
[1160,2,"AISNE",0,"VENDEUIL","2 - AISNE","D",74,"0 à 200 m"]
[1161,2,"AISNE",0,"CROUTTES-SUR-MARNE","2 - AISNE","D",133,"0 à 200 m"]
[1162,2,"AISNE",0,"VILLE-SAVOYE","2 - AISNE","D",116,"0 à 200 m"]
[1163,2,"AISNE",0,"FONTAINE-NOTRE-DAME","2 - AISNE","D",113,"0 à 200 m"]
[1164,2,"AISNE",0,"GIZY","2 - AISNE","D",81,"0 à 200 m"]
[1165,2,"AISNE",0,"SACONIN-ET-BREUIL","2 - AISNE","D",127,"0 à 200 m"]
[1166,2,"AISNE",0,"TARTIERS","2 - AISNE","D",115,"0 à 200 m"]
[1167,2,"AISNE",0,"MARTIGNY","2 - AISNE","D",191,"0 à 200 m"]
[1168,2,"AISNE",0,"BOIS-LES-PARGNY","2 - AISNE","D",123,"0 à 200 m"]
[1169,2,"AISNE",0,"ANNOIS","2 - AISNE","D",73,"0 à 200 m"]
[1170,2,"AISNE",0,"COURTEMONT-VARENNES","2 - AISNE","D",109,"0 à 200 m"]
[1171,2,"AISNE",0,"DOMMIERS","2 - AISNE","D",140,"0 à 200 m"]
[1172,2,"AISNE",0,"VAUX-ANDIGNY","2 - AISNE","D",144,"0 à 200 m"]
[1173,2,"AISNE",0,"BOSMONT-SUR-SERRE","2 - AISNE","D",130,"0 à 200 m"]
[1174,2,"AISNE",0,"FLEURY","2 - AISNE","D",140,"0 à 200 m"]
[1175,2,"AISNE",0,"COURMELLES","2 - AISNE","D",103,"0 à 200 m"]
[1176,2,"AISNE",0,"CROUY","2 - AISNE","D",102,"0 à 200 m"]
[1177,2,"AISNE",0,"BRAYE-EN-THIERACHE","2 - AISNE","D",165,"0 à 200 m"]
[1178,2,"AISNE",0,"PAPLEUX","2 - AISNE","D",214,"201 à 400 m"]
[1179,2,"AISNE",0,"CHOUY","2 - AISNE","D",141,"0 à 200 m"]
[1180,2,"AISNE",0,"ETAMPES-SUR-MARNE","2 - AISNE","D",110,"0 à 200 m"]
[1181,2,"AISNE",0,"MANICAMP","2 - AISNE","D",47,"0 à 200 m"]
[1182,2,"AISNE",0,"CUIRY-HOUSSE","2 - AISNE","D",132,"0 à 200 m"]
[1183,2,"AISNE",0,"MONTCORNET","2 - AISNE","D",140,"0 à 200 m"]
[1184,2,"AISNE",0,"DRAVEGNY","2 - AISNE","D",156,"0 à 200 m"]
[1185,2,"AISNE",0,"RESIGNY","2 - AISNE","D",193,"0 à 200 m"]
[1186,2,"AISNE",0,"SANCY-LES-CHEMINOTS","2 - AISNE","D",142,"0 à 200 m"]
[1187,2,"AISNE",0,"LA FERTE-MILON","2 - AISNE","D",114,"0 à 200 m"]
[1188,2,"AISNE",0,"REUILLY-SAUVIGNY","2 - AISNE","D",172,"0 à 200 m"]
[1189,2,"AISNE",0,"OEUILLY","2 - AISNE","D",74,"0 à 200 m"]
[1190,2,"AISNE",{"$f":"IF($L$2=F1191,1+D1190,0)","v":0},"AIZELLES","2 - AISNE","D",101,"0 à 200 m"]
[1191,2,"AISNE",0,"LE CHARMEL","2 - AISNE","D",197,"0 à 200 m"]
[1192,2,"AISNE",0,"MOY-DE-L'AISNE","2 - AISNE","D",81,"0 à 200 m"]
[1193,2,"AISNE",0,"COURBOIN","2 - AISNE","D",200,"0 à 200 m"]
[1194,2,"AISNE",0,"QUINCY-BASSE","2 - AISNE","D",77,"0 à 200 m"]
[1195,2,"AISNE",0,"IRON","2 - AISNE","D",144,"0 à 200 m"]
[1196,2,"AISNE",0,"SERAUCOURT-LE-GRAND","2 - AISNE","D",85,"0 à 200 m"]
[1197,2,"AISNE",0,"VERSIGNY","2 - AISNE","D",65,"0 à 200 m"]
[1198,2,"AISNE",0,"CYS-LA-COMMUNE","2 - AISNE","D",105,"0 à 200 m"]
[1199,2,"AISNE",0,"PLOYART-ET-VAURSEINE","2 - AISNE","D",127,"0 à 200 m"]
[1200,2,"AISNE",0,"VAUXTIN","2 - AISNE","D",132,"0 à 200 m"]
[1201,2,"AISNE",0,"SAPONAY","2 - AISNE","D",125,"0 à 200 m"]
[1202,2,"AISNE",0,"GIBERCOURT","2 - AISNE","D",89,"0 à 200 m"]
[1203,2,"AISNE",0,"BARENTON-CEL","2 - AISNE","D",79,"0 à 200 m"]
[1204,2,"AISNE",0,"BRAYE-EN-LAONNOIS","2 - AISNE","D",130,"0 à 200 m"]
[1205,2,"AISNE",0,"PITHON","2 - AISNE","D",75,"0 à 200 m"]
[1206,2,"AISNE",0,"BEAUME","2 - AISNE","D",206,"201 à 400 m"]
[1207,2,"AISNE",0,"VIVAISE","2 - AISNE","D",79,"0 à 200 m"]
[1208,2,"AISNE",0,"CHERMIZY-AILLES","2 - AISNE","D",121,"0 à 200 m"]
[1209,2,"AISNE",0,"LUCY-LE-BOCAGE","2 - AISNE","D",180,"0 à 200 m"]
[1210,2,"AISNE",0,"ETREAUPONT","2 - AISNE","D",178,"0 à 200 m"]
[1211,2,"AISNE",0,"AGUILCOURT","2 - AISNE","D",71,"0 à 200 m"]
[1212,2,"AISNE",0,"MONNES","2 - AISNE","D",143,"0 à 200 m"]
[1213,2,"AISNE",0,"BECQUIGNY","2 - AISNE","D",152,"0 à 200 m"]
[1214,2,"AISNE",0,"NAMPCELLES-LA-COUR","2 - AISNE","D",170,"0 à 200 m"]
[1215,2,"AISNE",0,"SAINT-NICOLAS-AUX-BOIS","2 - AISNE","D",126,"0 à 200 m"]
[1216,2,"AISNE",0,"COURCHAMPS","2 - AISNE","D",156,"0 à 200 m"]
[1217,2,"AISNE",0,"EPPES","2 - AISNE","D",85,"0 à 200 m"]
[1218,2,"AISNE",0,"NEUVILLE-SAINT-AMAND",{"$f":"B1219&\" - \"&C1219","v":"2 - AISNE"},"D",108,{"$f":"IF(AND(H1219>=0,H1219<=200),$M$19,\nIF(AND(H1219>=201,H1219<=400),$M$20,\nIF(AND(H1219>=401,H1219<=600),$M$21,\nIF(AND(H1219>=601,H1219<=800),$M$22,\nIF(AND(H1219>=801,H1219<=1000),$M$23,\nIF(AND(H1219>=1001,H1219<=1200),$M$24,\nIF(AND(H1219>=1201,H1219<=1400),$M$25,\nIF(AND(H1219>=1401,H1219<=1600),$M$26,\nIF(AND(H1219>=1601,H1219<=1800),$M$27,\nIF(AND(H1219>=1801,H1219<=2000),$M$28,\nIF(AND(H1219>=2001,H1219<=2200),$M$29,\nIF(AND(H1219>=2201,H1219<=2400),$M$30,\nIF(AND(H1219>=2401,H1219<=2600),$M$31,\"erreur\")))))))))))))","v":"0 à 200 m"}]
[1219,2,"AISNE",0,"PARGNY-LA-DHUYS","2 - AISNE","D",185,"0 à 200 m"]
[1220,2,"AISNE",0,"CIERGES","2 - AISNE","D",187,"0 à 200 m"]
[1221,2,"AISNE",0,"OULCHES-LA-VALLEE-FOULON","2 - AISNE","D",126,"0 à 200 m"]
[1222,2,"AISNE",0,"HARGICOURT","2 - AISNE","D",130,"0 à 200 m"]
[1223,2,"AISNE",0,"CAULAINCOURT","2 - AISNE","D",85,"0 à 200 m"]
[1224,2,"AISNE",0,"VINCY-REUIL-ET-MAGNY","2 - AISNE","D",156,"0 à 200 m"]
[1225,2,"AISNE",0,"GOUSSANCOURT","2 - AISNE","D",203,"201 à 400 m"]
[1226,2,"AISNE",0,"SAINTE-PREUVE","2 - AISNE","D",100,"0 à 200 m"]
[1227,2,"AISNE",0,"LEME","2 - AISNE","D",162,"0 à 200 m"]
[1228,2,"AISNE",0,"BRUYERES-SUR-FERE","2 - AISNE","D",121,"0 à 200 m"]
[1229,2,"AISNE",0,"JUMENCOURT","2 - AISNE","D",97,"0 à 200 m"]
[1230,2,"AISNE",0,"DOLIGNON","2 - AISNE","D",185,"0 à 200 m"]
[1231,2,"AISNE",0,"VESLUD","2 - AISNE","D",98,"0 à 200 m"]
[1232,2,"AISNE",0,"PRESLES-ET-THIERNY","2 - AISNE","D",99,"0 à 200 m"]
[1233,2,"AISNE",0,"NEUILLY-SAINT-FRONT","2 - AISNE","D",139,"0 à 200 m"]
[1234,2,"AISNE",0,"PROISY","2 - AISNE","D",150,"0 à 200 m"]
[1235,2,"AISNE",0,"VILLERS-SAINT-CHRISTOPHE","2 - AISNE","D",83,"0 à 200 m"]
[1236,3,"ALLIER",{"$f":"IF($L$2=F1237,1,0)","v":0},"VILLEFRANCHE-D'ALLIER","3 - ALLIER","E",274,"201 à 400 m"]
[1237,3,"ALLIER",{"$f":"IF($L$2=F1238,1+D1237,0)","v":0},"LOUCHY-MONTFAND","3 - ALLIER","E",280,"201 à 400 m"]
[1238,3,"ALLIER",{"$f":"IF($L$2=F1239,1+D1238,0)","v":0},"SAINT-BONNET-DE-FOUR","3 - ALLIER","E",393,"201 à 400 m"]
[1239,3,"ALLIER",0,"SAINT-PRIEST-D'ANDELOT","3 - ALLIER","E",461,"401 à 600 m"]
[1240,3,"ALLIER",0,"VEAUCE","3 - ALLIER","E",462,"401 à 600 m"]
[1241,3,"ALLIER",0,"SANSSAT","3 - ALLIER","E",305,"201 à 400 m"]
[1242,3,"ALLIER",0,"VITRAY","3 - ALLIER","E",265,"201 à 400 m"]
[1243,3,"ALLIER",0,"COSNE-D'ALLIER","3 - ALLIER","E",243,"201 à 400 m"]
[1244,3,"ALLIER",0,"LE VERNET","3 - ALLIER","E",389,"201 à 400 m"]
[1245,3,"ALLIER",0,"MEILLERS","3 - ALLIER","E",330,"201 à 400 m"]
[1246,3,"ALLIER",0,"CHARMES","3 - ALLIER","E",349,"201 à 400 m"]
[1247,3,"ALLIER",0,"CHEZY","3 - ALLIER","E",248,"201 à 400 m"]
[1248,3,"ALLIER",0,"TRETEAU","3 - ALLIER","E",279,"201 à 400 m"]
[1249,3,"ALLIER",0,"MONTAIGU-LE-BLIN","3 - ALLIER","E",302,"201 à 400 m"]
[1250,3,"ALLIER",0,"AUDES","3 - ALLIER","E",240,"201 à 400 m"]
[1251,3,"ALLIER",0,"SAINT-HILAIRE","3 - ALLIER","E",330,"201 à 400 m"]
[1252,3,"ALLIER",0,"YGRANDE","3 - ALLIER","E",282,"201 à 400 m"]
[1253,3,"ALLIER",0,"RONGERES","3 - ALLIER","E",270,"201 à 400 m"]
[1254,3,"ALLIER",0,"AVRILLY","3 - ALLIER","E",282,"201 à 400 m"]
[1255,3,"ALLIER",0,"AUTRY-ISSARDS","3 - ALLIER","E",262,"201 à 400 m"]
[1256,3,"ALLIER",0,"LENAX","3 - ALLIER","E",331,"201 à 400 m"]
[1257,3,"ALLIER",0,"SALIGNY-SUR-ROUDON","3 - ALLIER","E",263,"201 à 400 m"]
[1258,3,"ALLIER",0,"VENAS","3 - ALLIER","E",249,"201 à 400 m"]
[1259,3,"ALLIER",0,"BARBERIER","3 - ALLIER","E",273,"201 à 400 m"]
[1260,3,"ALLIER",0,"USSEL-D'ALLIER","3 - ALLIER","E",310,"201 à 400 m"]
[1261,3,"ALLIER",0,"LOUROUX-HODEMENT","3 - ALLIER","E",280,"201 à 400 m"]
[1262,3,"ALLIER",0,"ARCHIGNAT","3 - ALLIER","E",397,"201 à 400 m"]
[1263,3,"ALLIER",0,"AUBIGNY","3 - ALLIER","E",217,"201 à 400 m"]
[1264,3,"ALLIER",0,"HERISSON","3 - ALLIER","E",244,"201 à 400 m"]
[1265,3,"ALLIER",0,"LAVOINE","3 - ALLIER","E",881,"801 à 1000 m"]
[1266,3,"ALLIER",0,"SAINT-POURCAIN-SUR-BESBRE","3 - ALLIER","E",253,"201 à 400 m"]
[1267,3,"ALLIER",0,"SAINT-GERMAIN-DES-FOSSES","3 - ALLIER","E",268,"201 à 400 m"]
[1268,3,"ALLIER",0,"DENEUILLE-LES-MINES","3 - ALLIER","E",299,"201 à 400 m"]
[1269,3,"ALLIER",0,"BRAIZE","3 - ALLIER","E",230,"201 à 400 m"]
[1270,3,"ALLIER",0,"DURDAT-LAREQUILLE","3 - ALLIER","E",463,"401 à 600 m"]
[1271,3,"ALLIER",0,"LA CELLE","3 - ALLIER","E",504,"401 à 600 m"]
[1272,3,"ALLIER",0,"MONTMARAULT","3 - ALLIER","E",454,"401 à 600 m"]
[1273,3,"ALLIER",0,"ARRONNES","3 - ALLIER","E",482,"401 à 600 m"]
[1274,3,"ALLIER",0,"CHAREIL-CINTRAT","3 - ALLIER","E",273,"201 à 400 m"]
[1275,3,"ALLIER",0,"SAUVAGNY","3 - ALLIER","E",247,"201 à 400 m"]
[1276,3,"ALLIER",0,"SUSSAT","3 - ALLIER","E",434,"401 à 600 m"]
[1277,3,"ALLIER",0,"BRESNAY","3 - ALLIER","E",296,"201 à 400 m"]
[1278,3,"ALLIER",0,"CHASSENARD","3 - ALLIER","E",238,"201 à 400 m"]
[1279,3,"ALLIER",0,"SAINT-BONNET-TRONCAIS","3 - ALLIER","E",231,"201 à 400 m"]
[1280,3,"ALLIER",0,"LALIZOLLE","3 - ALLIER","E",552,"401 à 600 m"]
[1281,3,"ALLIER",0,"MURAT","3 - ALLIER","E",295,"201 à 400 m"]
[1282,3,"ALLIER",0,"SAINT-MARCEL-EN-MARCILLAT",{"$f":"B1283&\" - \"&C1283","v":"3 - ALLIER"},"E",463,{"$f":"IF(AND(H1283>=0,H1283<=200),$M$19,\nIF(AND(H1283>=201,H1283<=400),$M$20,\nIF(AND(H1283>=401,H1283<=600),$M$21,\nIF(AND(H1283>=601,H1283<=800),$M$22,\nIF(AND(H1283>=801,H1283<=1000),$M$23,\nIF(AND(H1283>=1001,H1283<=1200),$M$24,\nIF(AND(H1283>=1201,H1283<=1400),$M$25,\nIF(AND(H1283>=1401,H1283<=1600),$M$26,\nIF(AND(H1283>=1601,H1283<=1800),$M$27,\nIF(AND(H1283>=1801,H1283<=2000),$M$28,\nIF(AND(H1283>=2001,H1283<=2200),$M$29,\nIF(AND(H1283>=2201,H1283<=2400),$M$30,\nIF(AND(H1283>=2401,H1283<=2600),$M$31,\"erreur\")))))))))))))","v":"401 à 600 m"}]
[1283,3,"ALLIER",0,"CINDRE","3 - ALLIER","E",286,"201 à 400 m"]
[1284,3,"ALLIER",0,"FOURILLES","3 - ALLIER","E",273,"201 à 400 m"]
[1285,3,"ALLIER",0,"SAINT-REMY-EN-ROLLAT","3 - ALLIER","E",284,"201 à 400 m"]
[1286,3,"ALLIER",0,"ISLE-ET-BARDAIS","3 - ALLIER","E",239,"201 à 400 m"]
[1287,3,"ALLIER",0,"BUSSET","3 - ALLIER","E",455,"401 à 600 m"]
[1288,3,"ALLIER",0,"SAINT-AUBIN-LE-MONIAL","3 - ALLIER","E",287,"201 à 400 m"]
[1289,3,"ALLIER",0,"LE MAYET-D'ECOLE","3 - ALLIER","E",299,"201 à 400 m"]
[1290,3,"ALLIER",0,"SAINT-LEOPARDIN-D'AUGY","3 - ALLIER","E",226,"201 à 400 m"]
[1291,3,"ALLIER",0,"SAINT-LOUP","3 - ALLIER","E",249,"201 à 400 m"]
[1292,3,"ALLIER",0,"MAILLET","3 - ALLIER","E",278,"201 à 400 m"]
[1293,3,"ALLIER",0,"LE BOUCHAUD","3 - ALLIER","E",306,"201 à 400 m"]
[1294,3,"ALLIER",0,"ARPHEUILLES-SAINT-PRIEST","3 - ALLIER","E",494,"401 à 600 m"]
[1295,3,"ALLIER",0,"SAINT-MARTIN-DES-LAIS","3 - ALLIER","E",204,"201 à 400 m"]
[1296,3,"ALLIER",0,"AINAY-LE-CHATEAU","3 - ALLIER","E",215,"201 à 400 m"]
[1297,3,"ALLIER",0,"VAUX","3 - ALLIER","E",213,"201 à 400 m"]
[1298,3,"ALLIER",0,"CHIRAT-L'EGLISE","3 - ALLIER","E",406,"401 à 600 m"]
[1299,3,"ALLIER",0,"SAINT-FARGEOL","3 - ALLIER","E",519,"401 à 600 m"]
[1300,3,"ALLIER",0,"CHATELPERRON","3 - ALLIER","E",284,"201 à 400 m"]
[1301,3,"ALLIER",0,"CHAVENON","3 - ALLIER","E",352,"201 à 400 m"]
[1302,3,"ALLIER",{"$f":"IF($L$2=F1303,1+D1302,0)","v":0},"CHATEAU-SUR-ALLIER","3 - ALLIER","E",217,"201 à 400 m"]
[1303,3,"ALLIER",0,"MONTORD","3 - ALLIER","E",286,"201 à 400 m"]
[1304,3,"ALLIER",0,"VOUSSAC","3 - ALLIER","E",423,"401 à 600 m"]
[1305,3,"ALLIER",0,"LA FERTE-HAUTERIVE","3 - ALLIER","E",225,"201 à 400 m"]
[1306,3,"ALLIER",0,"SAINT-SORNIN","3 - ALLIER","E",396,"201 à 400 m"]
[1307,3,"ALLIER",0,"VALIGNAT","3 - ALLIER","E",429,"401 à 600 m"]
[1308,3,"ALLIER",0,"CHAVROCHES","3 - ALLIER","E",282,"201 à 400 m"]
[1309,3,"ALLIER",0,"LUNEAU","3 - ALLIER","E",270,"201 à 400 m"]
[1310,3,"ALLIER",0,"DOYET","3 - ALLIER","E",316,"201 à 400 m"]
[1311,3,"ALLIER",0,"LIERNOLLES","3 - ALLIER","E",296,"201 à 400 m"]
[1312,3,"ALLIER",0,"TREBAN","3 - ALLIER","E",372,"201 à 400 m"]
[1313,3,"ALLIER",0,"LIGNEROLLES","3 - ALLIER","E",326,"201 à 400 m"]
[1314,3,"ALLIER",0,"BELLENAVES","3 - ALLIER","E",402,"401 à 600 m"]
[1315,3,"ALLIER",0,"MONTBEUGNY","3 - ALLIER","E",265,"201 à 400 m"]
[1316,3,"ALLIER",0,"LA CHAPELLE-AUX-CHASSES","3 - ALLIER","E",230,"201 à 400 m"]
[1317,3,"ALLIER",0,"BESSON","3 - ALLIER","E",278,"201 à 400 m"]
[1318,3,"ALLIER",0,"LE VILHAIN","3 - ALLIER","E",348,"201 à 400 m"]
[1319,3,"ALLIER",0,"COGNAT-LYONNE","3 - ALLIER","E",334,"201 à 400 m"]
[1320,3,"ALLIER",0,"NEURE","3 - ALLIER","E",218,"201 à 400 m"]
[1321,3,"ALLIER",0,"SAINTE-THERENCE","3 - ALLIER","E",383,"201 à 400 m"]
[1322,3,"ALLIER",0,"MONETAY-SUR-ALLIER","3 - ALLIER","E",276,"201 à 400 m"]
[1323,3,"ALLIER",0,"SAZERET","3 - ALLIER","E",446,"401 à 600 m"]
[1324,3,"ALLIER",0,"BUXIERES-LES-MINES","3 - ALLIER","E",302,"201 à 400 m"]
[1325,3,"ALLIER",0,"LURCY-LEVIS","3 - ALLIER","E",228,"201 à 400 m"]
[1326,3,"ALLIER",0,"MEAULNE","3 - ALLIER","E",220,"201 à 400 m"]
[1327,3,"ALLIER",0,"GOUISE","3 - ALLIER","E",266,"201 à 400 m"]
[1328,3,"ALLIER",0,"GIPCY","3 - ALLIER","E",339,"201 à 400 m"]
[1329,3,"ALLIER",0,"MEILLARD","3 - ALLIER","E",332,"201 à 400 m"]
[1330,3,"ALLIER",0,"MONTILLY","3 - ALLIER","E",233,"201 à 400 m"]
[1331,3,"ALLIER",0,"CHEZELLE","3 - ALLIER","E",308,"201 à 400 m"]
[1332,3,"ALLIER",0,"SAINT-DIDIER-LA-FORET","3 - ALLIER","E",280,"201 à 400 m"]
[1333,3,"ALLIER",0,"CHAPEAU","3 - ALLIER","E",265,"201 à 400 m"]
[1334,3,"ALLIER",0,"AVERMES","3 - ALLIER","E",225,"201 à 400 m"]
[1335,3,"ALLIER",0,"CHEMILLY","3 - ALLIER","E",239,"201 à 400 m"]
[1336,3,"ALLIER",0,"VERNEIX","3 - ALLIER","E",346,"201 à 400 m"]
[1337,3,"ALLIER",0,"LE PIN","3 - ALLIER","E",278,"201 à 400 m"]
[1338,3,"ALLIER",0,"LAPRUGNE","3 - ALLIER","E",834,"801 à 1000 m"]
[1339,3,"ALLIER",0,"TERJAT","3 - ALLIER","E",481,"401 à 600 m"]
[1340,3,"ALLIER",0,"AGONGES","3 - ALLIER","E",233,"201 à 400 m"]
[1341,3,"ALLIER",0,"ABREST","3 - ALLIER","E",304,"201 à 400 m"]
[1342,3,"ALLIER",0,"TREIGNAT","3 - ALLIER","E",446,"401 à 600 m"]
[1343,3,"ALLIER",0,"BILLEZOIS","3 - ALLIER","E",319,"201 à 400 m"]
[1344,3,"ALLIER",0,"THENEUILLE","3 - ALLIER","E",304,"201 à 400 m"]
[1345,3,"ALLIER",0,"SAINT-LEGER-SUR-VOUZANCE","3 - ALLIER","E",267,"201 à 400 m"]
[1346,3,"ALLIER",0,"CHATELUS",{"$f":"B1347&\" - \"&C1347","v":"3 - ALLIER"},"E",383,{"$f":"IF(AND(H1347>=0,H1347<=200),$M$19,\nIF(AND(H1347>=201,H1347<=400),$M$20,\nIF(AND(H1347>=401,H1347<=600),$M$21,\nIF(AND(H1347>=601,H1347<=800),$M$22,\nIF(AND(H1347>=801,H1347<=1000),$M$23,\nIF(AND(H1347>=1001,H1347<=1200),$M$24,\nIF(AND(H1347>=1201,H1347<=1400),$M$25,\nIF(AND(H1347>=1401,H1347<=1600),$M$26,\nIF(AND(H1347>=1601,H1347<=1800),$M$27,\nIF(AND(H1347>=1801,H1347<=2000),$M$28,\nIF(AND(H1347>=2001,H1347<=2200),$M$29,\nIF(AND(H1347>=2201,H1347<=2400),$M$30,\nIF(AND(H1347>=2401,H1347<=2600),$M$31,\"erreur\")))))))))))))","v":"201 à 400 m"}]
[1347,3,"ALLIER",0,"VICHY","3 - ALLIER","E",261,"201 à 400 m"]
[1348,3,"ALLIER",0,"BRUGHEAS","3 - ALLIER","E",342,"201 à 400 m"]
[1349,3,"ALLIER",0,"VERNUSSE","3 - ALLIER","E",409,"401 à 600 m"]
[1350,3,"ALLIER",0,"SAULZET","3 - ALLIER","E",317,"201 à 400 m"]
[1351,3,"ALLIER",0,"NEUILLY-EN-DONJON","3 - ALLIER","E",293,"201 à 400 m"]
[1352,3,"ALLIER",0,"SAINT-GENEST","3 - ALLIER","E",373,"201 à 400 m"]
[1353,3,"ALLIER",0,"DIOU","3 - ALLIER","E",233,"201 à 400 m"]
[1354,3,"ALLIER",0,"MONTOLDRE","3 - ALLIER","E",274,"201 à 400 m"]
[1355,3,"ALLIER",0,"HURIEL","3 - ALLIER","E",319,"201 à 400 m"]
[1356,3,"ALLIER",0,"LORIGES","3 - ALLIER","E",254,"201 à 400 m"]
[1357,3,"ALLIER",0,"BARRAIS-BUSSOLLES","3 - ALLIER","E",401,"401 à 600 m"]
[1358,3,"ALLIER",0,"SAINT-GERMAIN-DE-SALLES","3 - ALLIER","E",291,"201 à 400 m"]
[1359,3,"ALLIER",0,"SAINT-PRIX","3 - ALLIER","E",330,"201 à 400 m"]
[1360,3,"ALLIER",0,"NASSIGNY","3 - ALLIER","E",210,"201 à 400 m"]
[1361,3,"ALLIER",0,"QUINSSAINES","3 - ALLIER","E",401,"401 à 600 m"]
[1362,3,"ALLIER",0,"CHATILLON","3 - ALLIER","E",358,"201 à 400 m"]
[1363,3,"ALLIER",0,"LA CHAPELAUDE","3 - ALLIER","E",277,"201 à 400 m"]
[1364,3,"ALLIER",0,"MAZERIER","3 - ALLIER","E",388,"201 à 400 m"]
[1365,3,"ALLIER",0,"NAVES","3 - ALLIER","E",366,"201 à 400 m"]
[1366,3,"ALLIER",{"$f":"IF($L$2=F1367,1+D1366,0)","v":0},"MOULINS","3 - ALLIER","E",213,"201 à 400 m"]
[1367,3,"ALLIER",0,"CHAZEMAIS","3 - ALLIER","E",268,"201 à 400 m"]
[1368,3,"ALLIER",0,"SAINT-MARTINIEN","3 - ALLIER","E",428,"401 à 600 m"]
[1369,3,"ALLIER",0,"NIZEROLLES","3 - ALLIER","E",485,"401 à 600 m"]
[1370,3,"ALLIER",0,"MONTCOMBROUX-LES-MINES","3 - ALLIER","E",342,"201 à 400 m"]
[1371,3,"ALLIER",0,"AUROUER","3 - ALLIER","E",246,"201 à 400 m"]
[1372,3,"ALLIER",0,"LIMOISE","3 - ALLIER","E",264,"201 à 400 m"]
[1373,3,"ALLIER",0,"GANNAT","3 - ALLIER","E",405,"401 à 600 m"]
[1374,3,"ALLIER",0,"SAINT-MENOUX","3 - ALLIER","E",246,"201 à 400 m"]
[1375,3,"ALLIER",0,"MARIOL","3 - ALLIER","E",296,"201 à 400 m"]
[1376,3,"ALLIER",0,"SAINT-BONNET-DE-ROCHEFORT","3 - ALLIER","E",337,"201 à 400 m"]
[1377,3,"ALLIER",0,"VAUMAS","3 - ALLIER","E",265,"201 à 400 m"]
[1378,3,"ALLIER",0,"VIPLAIX","3 - ALLIER","E",351,"201 à 400 m"]
[1379,3,"ALLIER",0,"SAINT-VOIR","3 - ALLIER","E",277,"201 à 400 m"]
[1380,3,"ALLIER",0,"BRANSAT","3 - ALLIER","E",339,"201 à 400 m"]
[1381,3,"ALLIER",0,"SAINT-GERAND-LE-PUY","3 - ALLIER","E",311,"201 à 400 m"]
[1382,3,"ALLIER",0,"CHAMBERAT","3 - ALLIER","E",366,"201 à 400 m"]
[1383,3,"ALLIER",0,"NADES","3 - ALLIER","E",598,"401 à 600 m"]
[1384,3,"ALLIER",0,"MOLLES","3 - ALLIER","E",435,"401 à 600 m"]
[1385,3,"ALLIER",0,"EBREUIL","3 - ALLIER","E",393,"201 à 400 m"]
[1386,3,"ALLIER",0,"ESTIVAREILLES","3 - ALLIER","E",239,"201 à 400 m"]
[1387,3,"ALLIER",0,"SAINT-ELOY-D'ALLIER","3 - ALLIER","E",329,"201 à 400 m"]
[1388,3,"ALLIER",0,"SERBANNES","3 - ALLIER","E",342,"201 à 400 m"]
[1389,3,"ALLIER",0,"MERCY","3 - ALLIER","E",281,"201 à 400 m"]
[1390,3,"ALLIER",0,"ARFEUILLES","3 - ALLIER","E",556,"401 à 600 m"]
[1391,3,"ALLIER",0,"GANNAY-SUR-LOIRE","3 - ALLIER","E",210,"201 à 400 m"]
[1392,3,"ALLIER",0,"SAINT-DESIRE","3 - ALLIER","E",300,"201 à 400 m"]
[1393,3,"ALLIER",0,"LAVAULT-SAINTE-ANNE","3 - ALLIER","E",271,"201 à 400 m"]
[1394,3,"ALLIER",0,"BAYET","3 - ALLIER","E",258,"201 à 400 m"]
[1395,3,"ALLIER",0,"FERRIERES-SUR-SICHON","3 - ALLIER","E",636,"601 à 800 m"]
[1396,3,"ALLIER",0,"PERIGNY","3 - ALLIER","E",316,"201 à 400 m"]
[1397,3,"ALLIER",0,"CONTIGNY","3 - ALLIER","E",238,"201 à 400 m"]
[1398,3,"ALLIER",0,"CERILLY","3 - ALLIER","E",303,"201 à 400 m"]
[1399,3,"ALLIER",0,"TREZELLES","3 - ALLIER","E",284,"201 à 400 m"]
[1400,3,"ALLIER",0,"SOUVIGNY","3 - ALLIER","E",279,"201 à 400 m"]
[1401,3,"ALLIER",0,"CHAMBLET","3 - ALLIER","E",352,"201 à 400 m"]
[1402,3,"ALLIER",0,"SAINT-POURCAIN-SUR-SIOULE","3 - ALLIER","E",248,"201 à 400 m"]
[1403,3,"ALLIER",0,"SAINT-DIDIER-EN-DONJON","3 - ALLIER","E",288,"201 à 400 m"]
[1404,3,"ALLIER",0,"SAINT-PRIEST-EN-MURAT","3 - ALLIER","E",358,"201 à 400 m"]
[1405,3,"ALLIER",0,"BIZENEUILLE","3 - ALLIER","E",312,"201 à 400 m"]
[1406,3,"ALLIER",0,"FRANCHESSE","3 - ALLIER","E",264,"201 à 400 m"]
[1407,3,"ALLIER",0,"COULANGES","3 - ALLIER","E",245,"201 à 400 m"]
[1408,3,"ALLIER",0,"LA CHABANNE","3 - ALLIER","E",684,"601 à 800 m"]
[1409,3,"ALLIER",0,"LAFELINE","3 - ALLIER","E",379,"201 à 400 m"]
[1410,3,"ALLIER",0,"LETELON",{"$f":"B1411&\" - \"&C1411","v":"3 - ALLIER"},"E",207,{"$f":"IF(AND(H1411>=0,H1411<=200),$M$19,\nIF(AND(H1411>=201,H1411<=400),$M$20,\nIF(AND(H1411>=401,H1411<=600),$M$21,\nIF(AND(H1411>=601,H1411<=800),$M$22,\nIF(AND(H1411>=801,H1411<=1000),$M$23,\nIF(AND(H1411>=1001,H1411<=1200),$M$24,\nIF(AND(H1411>=1201,H1411<=1400),$M$25,\nIF(AND(H1411>=1401,H1411<=1600),$M$26,\nIF(AND(H1411>=1601,H1411<=1800),$M$27,\nIF(AND(H1411>=1801,H1411<=2000),$M$28,\nIF(AND(H1411>=2001,H1411<=2200),$M$29,\nIF(AND(H1411>=2201,H1411<=2400),$M$30,\nIF(AND(H1411>=2401,H1411<=2600),$M$31,\"erreur\")))))))))))))","v":"201 à 400 m"}]
[1411,3,"ALLIER",0,"PARAY-SOUS-BRIAILLES","3 - ALLIER","E",240,"201 à 400 m"]
[1412,3,"ALLIER",0,"BEZENET","3 - ALLIER","E",327,"201 à 400 m"]
[1413,3,"ALLIER",0,"LODDES","3 - ALLIER","E",444,"401 à 600 m"]
[1414,3,"ALLIER",0,"CHANTELLE","3 - ALLIER","E",302,"201 à 400 m"]
[1415,3,"ALLIER",0,"SAINT-CHRISTOPHE","3 - ALLIER","E",382,"201 à 400 m"]
[1416,3,"ALLIER",0,"MONESTIER","3 - ALLIER","E",348,"201 à 400 m"]
[1417,3,"ALLIER",0,"LUSIGNY","3 - ALLIER","E",250,"201 à 400 m"]
[1418,3,"ALLIER",0,"SAINT-MARCEL-EN-MURAT","3 - ALLIER","E",437,"401 à 600 m"]
[1419,3,"ALLIER",0,"MAZIRAT","3 - ALLIER","E",419,"401 à 600 m"]
[1420,3,"ALLIER",0,"LE BRETHON","3 - ALLIER","E",306,"201 à 400 m"]
[1421,3,"ALLIER",0,"MAGNET","3 - ALLIER","E",297,"201 à 400 m"]
[1422,3,"ALLIER",0,"VALLON-EN-SULLY","3 - ALLIER","E",212,"201 à 400 m"]
[1423,3,"ALLIER",0,"CREUZIER-LE-NEUF","3 - ALLIER","E",295,"201 à 400 m"]
[1424,3,"ALLIER",0,"CREUZIER-LE-VIEUX","3 - ALLIER","E",319,"201 à 400 m"]
[1425,3,"ALLIER",0,"SAINT-YORRE","3 - ALLIER","E",284,"201 à 400 m"]
[1426,3,"ALLIER",0,"HAUTERIVE","3 - ALLIER","E",267,"201 à 400 m"]
[1427,3,"ALLIER",0,"THIEL-SUR-ACOLIN","3 - ALLIER","E",252,"201 à 400 m"]
[1428,3,"ALLIER",0,"MARCILLAT-EN-COMBRAILLE","3 - ALLIER","E",473,"401 à 600 m"]
[1429,3,"ALLIER",0,"CESSET","3 - ALLIER","E",349,"201 à 400 m"]
[1430,3,"ALLIER",{"$f":"IF($L$2=F1431,1+D1430,0)","v":0},"PARAY-LE-FRESIL","3 - ALLIER","E",229,"201 à 400 m"]
[1431,3,"ALLIER",0,"BROUT-VERNET","3 - ALLIER","E",294,"201 à 400 m"]
[1432,3,"ALLIER",0,"LE MAYET-DE-MONTAGNE","3 - ALLIER","E",569,"401 à 600 m"]
[1433,3,"ALLIER",0,"RONNET","3 - ALLIER","E",505,"401 à 600 m"]
[1434,3,"ALLIER",0,"BEAUNE-D'ALLIER","3 - ALLIER","E",481,"401 à 600 m"]
[1435,3,"ALLIER",0,"ETROUSSAT","3 - ALLIER","E",304,"201 à 400 m"]
[1436,3,"ALLIER",0,"MONETAY-SUR-LOIRE","3 - ALLIER","E",267,"201 à 400 m"]
[1437,3,"ALLIER",0,"CHOUVIGNY","3 - ALLIER","E",462,"401 à 600 m"]
[1438,3,"ALLIER",0,"VILLEBRET","3 - ALLIER","E",372,"201 à 400 m"]
[1439,3,"ALLIER",0,"MALICORNE","3 - ALLIER","E",369,"201 à 400 m"]
[1440,3,"ALLIER",0,"TORTEZAIS","3 - ALLIER","E",262,"201 à 400 m"]
[1441,3,"ALLIER",0,"COUZON","3 - ALLIER","E",229,"201 à 400 m"]
[1442,3,"ALLIER",0,"TREVOL","3 - ALLIER","E",233,"201 à 400 m"]
[1443,3,"ALLIER",0,"VIEURE","3 - ALLIER","E",260,"201 à 400 m"]
[1444,3,"ALLIER",0,"SAINT-LEON","3 - ALLIER","E",321,"201 à 400 m"]
[1445,3,"ALLIER",0,"VICQ","3 - ALLIER","E",355,"201 à 400 m"]
[1446,3,"ALLIER",0,"BAGNEUX","3 - ALLIER","E",222,"201 à 400 m"]
[1447,3,"ALLIER",0,"HYDS","3 - ALLIER","E",449,"401 à 600 m"]
[1448,3,"ALLIER",0,"FLEURIEL","3 - ALLIER","E",353,"201 à 400 m"]
[1449,3,"ALLIER",0,"SAINT-GERAND-DE-VAUX","3 - ALLIER","E",265,"201 à 400 m"]
[1450,3,"ALLIER",0,"CRECHY","3 - ALLIER","E",254,"201 à 400 m"]
[1451,3,"ALLIER",0,"BEAULON","3 - ALLIER","E",222,"201 à 400 m"]
[1452,3,"ALLIER",0,"SAINT-ENNEMOND","3 - ALLIER","E",234,"201 à 400 m"]
[1453,3,"ALLIER",0,"JALIGNY-SUR-BESBRE","3 - ALLIER","E",272,"201 à 400 m"]
[1454,3,"ALLIER",0,"BERT","3 - ALLIER","E",364,"201 à 400 m"]
[1455,3,"ALLIER",0,"COUTANSOUZE","3 - ALLIER","E",532,"401 à 600 m"]
[1456,3,"ALLIER",0,"PREMILHAT","3 - ALLIER","E",318,"201 à 400 m"]
[1457,3,"ALLIER",0,"BESSAY-SUR-ALLIER","3 - ALLIER","E",233,"201 à 400 m"]
[1458,3,"ALLIER",0,"LE THEIL","3 - ALLIER","E",416,"401 à 600 m"]
[1459,3,"ALLIER",0,"GIVARLAIS","3 - ALLIER","E",309,"201 à 400 m"]
[1460,3,"ALLIER",0,"BIOZAT","3 - ALLIER","E",353,"201 à 400 m"]
[1461,3,"ALLIER",0,"COLOMBIER","3 - ALLIER","E",428,"401 à 600 m"]
[1462,3,"ALLIER",0,"NOYANT-D'ALLIER","3 - ALLIER","E",352,"201 à 400 m"]
[1463,3,"ALLIER",0,"SAINT-CLEMENT","3 - ALLIER","E",645,"601 à 800 m"]
[1464,3,"ALLIER",0,"SAINT-NICOLAS-DES-BIEFS","3 - ALLIER","E",915,"801 à 1000 m"]
[1465,3,"ALLIER",0,"MARCENAT","3 - ALLIER","E",251,"201 à 400 m"]
[1466,3,"ALLIER",0,"LOUROUX-DE-BOUBLE","3 - ALLIER","E",459,"401 à 600 m"]
[1467,3,"ALLIER",0,"SAINT-ETIENNE-DE-VICQ","3 - ALLIER","E",359,"201 à 400 m"]
[1468,3,"ALLIER",0,"SAINT-SAUVIER","3 - ALLIER","E",423,"401 à 600 m"]
[1469,3,"ALLIER",0,"JENZAT","3 - ALLIER","E",327,"201 à 400 m"]
[1470,3,"ALLIER",0,"SAINT-FELIX","3 - ALLIER","E",343,"201 à 400 m"]
[1471,3,"ALLIER",0,"MONTEIGNET-SUR-L'ANDELOT","3 - ALLIER","E",321,"201 à 400 m"]
[1472,3,"ALLIER",0,"CHARMEIL","3 - ALLIER","E",260,"201 à 400 m"]
[1473,3,"ALLIER",0,"BEGUES","3 - ALLIER","E",413,"401 à 600 m"]
[1474,3,"ALLIER",0,"NERIS-LES-BAINS",{"$f":"B1475&\" - \"&C1475","v":"3 - ALLIER"},"E",354,{"$f":"IF(AND(H1475>=0,H1475<=200),$M$19,\nIF(AND(H1475>=201,H1475<=400),$M$20,\nIF(AND(H1475>=401,H1475<=600),$M$21,\nIF(AND(H1475>=601,H1475<=800),$M$22,\nIF(AND(H1475>=801,H1475<=1000),$M$23,\nIF(AND(H1475>=1001,H1475<=1200),$M$24,\nIF(AND(H1475>=1201,H1475<=1400),$M$25,\nIF(AND(H1475>=1401,H1475<=1600),$M$26,\nIF(AND(H1475>=1601,H1475<=1800),$M$27,\nIF(AND(H1475>=1801,H1475<=2000),$M$28,\nIF(AND(H1475>=2001,H1475<=2200),$M$29,\nIF(AND(H1475>=2201,H1475<=2400),$M$30,\nIF(AND(H1475>=2401,H1475<=2600),$M$31,\"erreur\")))))))))))))","v":"201 à 400 m"}]
[1475,3,"ALLIER",0,"GENNETINES","3 - ALLIER","E",247,"201 à 400 m"]
[1476,3,"ALLIER",0,"ECHASSIERES","3 - ALLIER","E",570,"401 à 600 m"]
[1477,3,"ALLIER",0,"SORBIER","3 - ALLIER","E",325,"201 à 400 m"]
[1478,3,"ALLIER",0,"SAINT-ANGEL","3 - ALLIER","E",364,"201 à 400 m"]
[1479,3,"ALLIER",0,"BILLY","3 - ALLIER","E",311,"201 à 400 m"]
[1480,3,"ALLIER",0,"MONTVICQ","3 - ALLIER","E",343,"201 à 400 m"]
[1481,3,"ALLIER",0,"TAXAT-SENAT","3 - ALLIER","E",299,"201 à 400 m"]
[1482,3,"ALLIER",0,"MOLINET","3 - ALLIER","E",245,"201 à 400 m"]
[1483,3,"ALLIER",0,"MARIGNY","3 - ALLIER","E",256,"201 à 400 m"]
[1484,3,"ALLIER",0,"URCAY","3 - ALLIER","E",224,"201 à 400 m"]
[1485,3,"ALLIER",0,"LANGY","3 - ALLIER","E",305,"201 à 400 m"]
[1486,3,"ALLIER",0,"LE BREUIL","3 - ALLIER","E",370,"201 à 400 m"]
[1487,3,"ALLIER",0,"YZEURE","3 - ALLIER","E",253,"201 à 400 m"]
[1488,3,"ALLIER",0,"REUGNY","3 - ALLIER","E",204,"201 à 400 m"]
[1489,3,"ALLIER",0,"VARENNES-SUR-TECHE","3 - ALLIER","E",306,"201 à 400 m"]
[1490,3,"ALLIER",0,"COULEUVRE","3 - ALLIER","E",251,"201 à 400 m"]
[1491,3,"ALLIER",0,"COMMENTRY","3 - ALLIER","E",385,"201 à 400 m"]
[1492,3,"ALLIER",0,"LE VEURDRE","3 - ALLIER","E",210,"201 à 400 m"]
[1493,3,"ALLIER",0,"MONTAIGUET-EN-FOREZ","3 - ALLIER","E",357,"201 à 400 m"]
[1494,3,"ALLIER",{"$f":"IF($L$2=F1495,1+D1494,0)","v":0},"THIONNE","3 - ALLIER","E",279,"201 à 400 m"]
[1495,3,"ALLIER",0,"CHATEL-MONTAGNE","3 - ALLIER","E",626,"601 à 800 m"]
[1496,3,"ALLIER",0,"POUZY-MESANGY","3 - ALLIER","E",220,"201 à 400 m"]
[1497,3,"ALLIER",0,"VALIGNY","3 - ALLIER","E",232,"201 à 400 m"]
[1498,3,"ALLIER",0,"VARENNES-SUR-ALLIER","3 - ALLIER","E",250,"201 à 400 m"]
[1499,3,"ALLIER",0,"ROCLES","3 - ALLIER","E",402,"401 à 600 m"]
[1500,3,"ALLIER",0,"TEILLET-ARGENTY","3 - ALLIER","E",376,"201 à 400 m"]
[1501,3,"ALLIER",0,"DENEUILLE-LES-CHANTELLE","3 - ALLIER","E",338,"201 à 400 m"]
[1502,3,"ALLIER",0,"CHEVAGNES","3 - ALLIER","E",238,"201 à 400 m"]
[1503,3,"ALLIER",0,"LA GUILLERMIE","3 - ALLIER","E",765,"601 à 800 m"]
[1504,3,"ALLIER",0,"SAINT-PIERRE-LAVAL","3 - ALLIER","E",466,"401 à 600 m"]
[1505,3,"ALLIER",0,"LOUROUX-BOURBONNAIS","3 - ALLIER","E",306,"201 à 400 m"]
[1506,3,"ALLIER",0,"TOULON-SUR-ALLIER","3 - ALLIER","E",241,"201 à 400 m"]
[1507,3,"ALLIER",0,"SAINT-PONT","3 - ALLIER","E",317,"201 à 400 m"]
[1508,3,"ALLIER",0,"CRESSANGES","3 - ALLIER","E",381,"201 à 400 m"]
[1509,3,"ALLIER",0,"BLOMARD","3 - ALLIER","E",418,"401 à 600 m"]
[1510,3,"ALLIER",0,"BOUCE","3 - ALLIER","E",260,"201 à 400 m"]
[1511,3,"ALLIER",0,"ISSERPENT","3 - ALLIER","E",403,"401 à 600 m"]
[1512,3,"ALLIER",0,"LE DONJON","3 - ALLIER","E",332,"201 à 400 m"]
[1513,3,"ALLIER",0,"CHATEL-DE-NEUVRE","3 - ALLIER","E",249,"201 à 400 m"]
[1514,3,"ALLIER",0,"DROITURIER","3 - ALLIER","E",384,"201 à 400 m"]
[1515,3,"ALLIER",0,"VILLENEUVE-SUR-ALLIER","3 - ALLIER","E",217,"201 à 400 m"]
[1516,3,"ALLIER",0,"SEUILLET","3 - ALLIER","E",287,"201 à 400 m"]
[1517,3,"ALLIER",0,"BELLERIVE-SUR-ALLIER","3 - ALLIER","E",283,"201 à 400 m"]
[1518,3,"ALLIER",0,"LAPALISSE","3 - ALLIER","E",324,"201 à 400 m"]
[1519,3,"ALLIER",0,"SAULCET","3 - ALLIER","E",269,"201 à 400 m"]
[1520,3,"ALLIER",0,"MESPLES","3 - ALLIER","E",389,"201 à 400 m"]
[1521,3,"ALLIER",0,"MONTLUCON","3 - ALLIER","E",235,"201 à 400 m"]
[1522,3,"ALLIER",0,"BRESSOLLES","3 - ALLIER","E",241,"201 à 400 m"]
[1523,3,"ALLIER",0,"NEUILLY-LE-REAL","3 - ALLIER","E",268,"201 à 400 m"]
[1524,3,"ALLIER",0,"LE MONTET","3 - ALLIER","E",452,"401 à 600 m"]
[1525,3,"ALLIER",0,"COURCAIS","3 - ALLIER","E",324,"201 à 400 m"]
[1526,3,"ALLIER",0,"CHARROUX","3 - ALLIER","E",371,"201 à 400 m"]
[1527,3,"ALLIER",0,"POEZAT","3 - ALLIER","E",339,"201 à 400 m"]
[1528,3,"ALLIER",0,"SAINT-PALAIS","3 - ALLIER","E",380,"201 à 400 m"]
[1529,3,"ALLIER",0,"GARNAT-SUR-ENGIEVRE","3 - ALLIER","E",213,"201 à 400 m"]
[1530,3,"ALLIER",0,"LA CHAPELLE","3 - ALLIER","E",456,"401 à 600 m"]
[1531,3,"ALLIER",0,"CUSSET","3 - ALLIER","E",360,"201 à 400 m"]
[1532,3,"ALLIER",0,"ESPINASSE-VOZELLE","3 - ALLIER","E",324,"201 à 400 m"]
[1533,3,"ALLIER",0,"SAINT-PLAISIR","3 - ALLIER","E",256,"201 à 400 m"]
[1534,3,"ALLIER",0,"PIERREFITTE-SUR-LOIRE","3 - ALLIER","E",233,"201 à 400 m"]
[1535,3,"ALLIER",0,"DESERTINES","3 - ALLIER","E",283,"201 à 400 m"]
[1536,3,"ALLIER",0,"CHAPPES","3 - ALLIER","E",381,"201 à 400 m"]
[1537,3,"ALLIER",0,"BOURBON-L'ARCHAMBAULT","3 - ALLIER","E",264,"201 à 400 m"]
[1538,3,"ALLIER",0,"LA PETITE-MARCHE",{"$f":"B1539&\" - \"&C1539","v":"3 - ALLIER"},"E",425,{"$f":"IF(AND(H1539>=0,H1539<=200),$M$19,\nIF(AND(H1539>=201,H1539<=400),$M$20,\nIF(AND(H1539>=401,H1539<=600),$M$21,\nIF(AND(H1539>=601,H1539<=800),$M$22,\nIF(AND(H1539>=801,H1539<=1000),$M$23,\nIF(AND(H1539>=1001,H1539<=1200),$M$24,\nIF(AND(H1539>=1201,H1539<=1400),$M$25,\nIF(AND(H1539>=1401,H1539<=1600),$M$26,\nIF(AND(H1539>=1601,H1539<=1800),$M$27,\nIF(AND(H1539>=1801,H1539<=2000),$M$28,\nIF(AND(H1539>=2001,H1539<=2200),$M$29,\nIF(AND(H1539>=2201,H1539<=2400),$M$30,\nIF(AND(H1539>=2401,H1539<=2600),$M$31,\"erreur\")))))))))))))","v":"401 à 600 m"}]
[1539,3,"ALLIER",0,"ESCUROLLES","3 - ALLIER","E",306,"201 à 400 m"]
[1540,3,"ALLIER",0,"COULANDON","3 - ALLIER","E",249,"201 à 400 m"]
[1541,3,"ALLIER",0,"DOMERAT","3 - ALLIER","E",238,"201 à 400 m"]
[1542,3,"ALLIER",0,"VENDAT","3 - ALLIER","E",311,"201 à 400 m"]
[1543,3,"ALLIER",0,"LAMAIDS","3 - ALLIER","E",463,"401 à 600 m"]
[1544,3,"ALLIER",0,"NEUVY","3 - ALLIER","E",230,"201 à 400 m"]
[1545,3,"ALLIER",0,"TARGET","3 - ALLIER","E",409,"401 à 600 m"]
[1546,3,"ALLIER",0,"SAINT-CAPRAIS","3 - ALLIER","E",327,"201 à 400 m"]
[1547,3,"ALLIER",0,"LOUROUX-DE-BEAUNE","3 - ALLIER","E",420,"401 à 600 m"]
[1548,3,"ALLIER",0,"ANDELAROCHE","3 - ALLIER","E",429,"401 à 600 m"]
[1549,3,"ALLIER",0,"SERVILLY","3 - ALLIER","E",303,"201 à 400 m"]
[1550,3,"ALLIER",0,"SAINT-VICTOR","3 - ALLIER","E",242,"201 à 400 m"]
[1551,3,"ALLIER",0,"VERNEUIL-EN-BOURBONNAIS","3 - ALLIER","E",300,"201 à 400 m"]
[1552,3,"ALLIER",0,"DOMPIERRE-SUR-BESBRE","3 - ALLIER","E",235,"201 à 400 m"]
[1553,3,"ALLIER",0,"TRONGET","3 - ALLIER","E",433,"401 à 600 m"]
[1554,3,"ALLIER",0,"BOST","3 - ALLIER","E",316,"201 à 400 m"]
[1555,3,"ALLIER",0,"DEUX-CHAISES","3 - ALLIER","E",438,"401 à 600 m"]
[1556,4,"ALPES DE HAUTE PROVENCE",{"$f":"IF($L$2=F1557,1,0)","v":0},"VAUMEILH","4 - ALPES DE HAUTE PROVENCE","E",658,"601 à 800 m"]
[1557,4,"ALPES DE HAUTE PROVENCE",{"$f":"IF($L$2=F1558,1+D1557,0)","v":0},"LE CAIRE","4 - ALPES DE HAUTE PROVENCE","E",1064,"1001 à 1200 m"]
[1558,4,"ALPES DE HAUTE PROVENCE",{"$f":"IF($L$2=F1559,1+D1558,0)","v":0},"AUZET","4 - ALPES DE HAUTE PROVENCE","E",1525,"1401 à 1600 m"]
[1559,4,"ALPES DE HAUTE PROVENCE",0,"ANNOT","4 - ALPES DE HAUTE PROVENCE","E",1022,"1001 à 1200 m"]
[1560,4,"ALPES DE HAUTE PROVENCE",0,"SAINT-JULIEN-DU-VERDON","4 - ALPES DE HAUTE PROVENCE","E",1065,"1001 à 1200 m"]
[1561,4,"ALPES DE HAUTE PROVENCE",0,"MALLEFOUGASSE-AUGES","4 - ALPES DE HAUTE PROVENCE","E",787,"601 à 800 m"]
[1562,4,"ALPES DE HAUTE PROVENCE",0,"VILLARS-COLMARS","4 - ALPES DE HAUTE PROVENCE","E",1953,"1801 à 2000 m"]
[1563,4,"ALPES DE HAUTE PROVENCE",0,"AUTHON","4 - ALPES DE HAUTE PROVENCE","E",1480,"1401 à 1600 m"]
[1564,4,"ALPES DE HAUTE PROVENCE",0,"MANE","4 - ALPES DE HAUTE PROVENCE","E",549,"401 à 600 m"]
[1565,4,"ALPES DE HAUTE PROVENCE",0,"AUBENAS-LES-ALPES","4 - ALPES DE HAUTE PROVENCE","E",589,"401 à 600 m"]
[1566,4,"ALPES DE HAUTE PROVENCE",0,"BRAUX","4 - ALPES DE HAUTE PROVENCE","E",1130,"1001 à 1200 m"]
[1567,4,"ALPES DE HAUTE PROVENCE",0,"ENTREVAUX","4 - ALPES DE HAUTE PROVENCE","E",879,"801 à 1000 m"]
[1568,4,"ALPES DE HAUTE PROVENCE",0,"ESPARRON-DE-VERDON","4 - ALPES DE HAUTE PROVENCE","E",473,"401 à 600 m"]
[1569,4,"ALPES DE HAUTE PROVENCE",0,"GIGORS","4 - ALPES DE HAUTE PROVENCE","E",1158,"1001 à 1200 m"]
[1570,4,"ALPES DE HAUTE PROVENCE",0,"MOUSTIERS-SAINTE-MARIE","4 - ALPES DE HAUTE PROVENCE","E",891,"801 à 1000 m"]
[1571,4,"ALPES DE HAUTE PROVENCE",0,"CASTELLET-LES-SAUSSES","4 - ALPES DE HAUTE PROVENCE","E",1522,"1401 à 1600 m"]
[1572,4,"ALPES DE HAUTE PROVENCE",0,"LA ROCHEGIRON","4 - ALPES DE HAUTE PROVENCE","E",1132,"1001 à 1200 m"]
[1573,4,"ALPES DE HAUTE PROVENCE",0,"MIRABEAU","4 - ALPES DE HAUTE PROVENCE","E",638,"601 à 800 m"]
[1574,4,"ALPES DE HAUTE PROVENCE",0,"LE BRUSQUET","4 - ALPES DE HAUTE PROVENCE","E",913,"801 à 1000 m"]
[1575,4,"ALPES DE HAUTE PROVENCE",0,"BEAUVEZER","4 - ALPES DE HAUTE PROVENCE","E",1649,"1601 à 1800 m"]
[1576,4,"ALPES DE HAUTE PROVENCE",0,"LE CASTELLET","4 - ALPES DE HAUTE PROVENCE","E",540,"401 à 600 m"]
[1577,4,"ALPES DE HAUTE PROVENCE",0,"QUINSON","4 - ALPES DE HAUTE PROVENCE","E",513,"401 à 600 m"]
[1578,4,"ALPES DE HAUTE PROVENCE",0,"SAINT-PIERRE","4 - ALPES DE HAUTE PROVENCE","E",755,"601 à 800 m"]
[1579,4,"ALPES DE HAUTE PROVENCE",0,"SAINT-JURS","4 - ALPES DE HAUTE PROVENCE","E",904,"801 à 1000 m"]
[1580,4,"ALPES DE HAUTE PROVENCE",0,"REVEST-DES-BROUSSES","4 - ALPES DE HAUTE PROVENCE","E",660,"601 à 800 m"]
[1581,4,"ALPES DE HAUTE PROVENCE",0,"ROUMOULES","4 - ALPES DE HAUTE PROVENCE","E",662,"601 à 800 m"]
[1582,4,"ALPES DE HAUTE PROVENCE",0,"SAINT-ETIENNE-LES-ORGUES","4 - ALPES DE HAUTE PROVENCE","E",1019,"1001 à 1200 m"]
[1583,4,"ALPES DE HAUTE PROVENCE",0,"FORCALQUIER","4 - ALPES DE HAUTE PROVENCE","E",566,"401 à 600 m"]
[1584,4,"ALPES DE HAUTE PROVENCE",0,"BAYONS","4 - ALPES DE HAUTE PROVENCE","E",1317,"1201 à 1400 m"]
[1585,4,"ALPES DE HAUTE PROVENCE",0,"MONTJUSTIN","4 - ALPES DE HAUTE PROVENCE","E",523,"401 à 600 m"]
[1586,4,"ALPES DE HAUTE PROVENCE",0,"LE LAUZET-UBAYE","4 - ALPES DE HAUTE PROVENCE","E",1575,"1401 à 1600 m"]
[1587,4,"ALPES DE HAUTE PROVENCE",0,"SAINT-PAUL-SUR-UBAYE","4 - ALPES DE HAUTE PROVENCE","E",2393,"2201 à 2400 m"]
[1588,4,"ALPES DE HAUTE PROVENCE",0,"GANAGOBIE","4 - ALPES DE HAUTE PROVENCE","E",492,"401 à 600 m"]
[1589,4,"ALPES DE HAUTE PROVENCE",0,"CHAUDON-NORANTE","4 - ALPES DE HAUTE PROVENCE","E",1017,"1001 à 1200 m"]
[1590,4,"ALPES DE HAUTE PROVENCE",0,"MONTSALIER","4 - ALPES DE HAUTE PROVENCE","E",849,"801 à 1000 m"]
[1591,4,"ALPES DE HAUTE PROVENCE",0,"ENTRAGES","4 - ALPES DE HAUTE PROVENCE","E",956,"801 à 1000 m"]
[1592,4,"ALPES DE HAUTE PROVENCE",0,"CLARET","4 - ALPES DE HAUTE PROVENCE","E",704,"601 à 800 m"]
[1593,4,"ALPES DE HAUTE PROVENCE",0,"MANOSQUE","4 - ALPES DE HAUTE PROVENCE","E",407,"401 à 600 m"]
[1594,4,"ALPES DE HAUTE PROVENCE",0,"ESTOUBLON","4 - ALPES DE HAUTE PROVENCE","E",730,"601 à 800 m"]
[1595,4,"ALPES DE HAUTE PROVENCE",0,"SEYNE","4 - ALPES DE HAUTE PROVENCE","E",1529,"1401 à 1600 m"]
[1596,4,"ALPES DE HAUTE PROVENCE",0,"LIMANS","4 - ALPES DE HAUTE PROVENCE","E",635,"601 à 800 m"]
[1597,4,"ALPES DE HAUTE PROVENCE",0,"SAINT-MARTIN-LES-EAUX","4 - ALPES DE HAUTE PROVENCE","E",542,"401 à 600 m"]
[1598,4,"ALPES DE HAUTE PROVENCE",0,"ENCHASTRAYES","4 - ALPES DE HAUTE PROVENCE","E",1865,"1801 à 2000 m"]
[1599,4,"ALPES DE HAUTE PROVENCE",0,"LAMBRUISSE","4 - ALPES DE HAUTE PROVENCE","E",1326,"1201 à 1400 m"]
[1600,4,"ALPES DE HAUTE PROVENCE",0,"BLIEUX","4 - ALPES DE HAUTE PROVENCE","E",1294,"1201 à 1400 m"]
[1601,4,"ALPES DE HAUTE PROVENCE",0,"SAINT-LIONS","4 - ALPES DE HAUTE PROVENCE","E",1011,"1001 à 1200 m"]
[1602,4,"ALPES DE HAUTE PROVENCE",0,"REVEST-SAINT-MARTIN",{"$f":"B1603&\" - \"&C1603","v":"4 - ALPES DE HAUTE PROVENCE"},"E",701,{"$f":"IF(AND(H1603>=0,H1603<=200),$M$19,\nIF(AND(H1603>=201,H1603<=400),$M$20,\nIF(AND(H1603>=401,H1603<=600),$M$21,\nIF(AND(H1603>=601,H1603<=800),$M$22,\nIF(AND(H1603>=801,H1603<=1000),$M$23,\nIF(AND(H1603>=1001,H1603<=1200),$M$24,\nIF(AND(H1603>=1201,H1603<=1400),$M$25,\nIF(AND(H1603>=1401,H1603<=1600),$M$26,\nIF(AND(H1603>=1601,H1603<=1800),$M$27,\nIF(AND(H1603>=1801,H1603<=2000),$M$28,\nIF(AND(H1603>=2001,H1603<=2200),$M$29,\nIF(AND(H1603>=2201,H1603<=2400),$M$30,\nIF(AND(H1603>=2401,H1603<=2600),$M$31,\"erreur\")))))))))))))","v":"601 à 800 m"}]
[1603,4,"ALPES DE HAUTE PROVENCE",0,"VOLX","4 - ALPES DE HAUTE PROVENCE","E",453,"401 à 600 m"]
[1604,4,"ALPES DE HAUTE PROVENCE",0,"ALLONS","4 - ALPES DE HAUTE PROVENCE","E",1365,"1201 à 1400 m"]
[1605,4,"ALPES DE HAUTE PROVENCE",0,"VALERNES","4 - ALPES DE HAUTE PROVENCE","E",689,"601 à 800 m"]
[1606,4,"ALPES DE HAUTE PROVENCE",0,"DAUPHIN","4 - ALPES DE HAUTE PROVENCE","E",441,"401 à 600 m"]
[1607,4,"ALPES DE HAUTE PROVENCE",0,"LE FUGERET","4 - ALPES DE HAUTE PROVENCE","E",1312,"1201 à 1400 m"]
[1608,4,"ALPES DE HAUTE PROVENCE",0,"PIERREVERT","4 - ALPES DE HAUTE PROVENCE","E",404,"401 à 600 m"]
[1609,4,"ALPES DE HAUTE PROVENCE",0,"VALBELLE","4 - ALPES DE HAUTE PROVENCE","E",892,"801 à 1000 m"]
[1610,4,"ALPES DE HAUTE PROVENCE",0,"LA BREOLE","4 - ALPES DE HAUTE PROVENCE","E",1051,"1001 à 1200 m"]
[1611,4,"ALPES DE HAUTE PROVENCE",0,"MEOLANS-REVEL","4 - ALPES DE HAUTE PROVENCE","E",1903,"1801 à 2000 m"]
[1612,4,"ALPES DE HAUTE PROVENCE",0,"MISON","4 - ALPES DE HAUTE PROVENCE","E",579,"401 à 600 m"]
[1613,4,"ALPES DE HAUTE PROVENCE",0,"LARCHE","4 - ALPES DE HAUTE PROVENCE","E",2315,"2201 à 2400 m"]
[1614,4,"ALPES DE HAUTE PROVENCE",0,"MONTAGNAC-MONTPEZAT","4 - ALPES DE HAUTE PROVENCE","E",564,"401 à 600 m"]
[1615,4,"ALPES DE HAUTE PROVENCE",0,"PUIMOISSON","4 - ALPES DE HAUTE PROVENCE","E",687,"601 à 800 m"]
[1616,4,"ALPES DE HAUTE PROVENCE",0,"THORAME-BASSE","4 - ALPES DE HAUTE PROVENCE","E",1564,"1401 à 1600 m"]
[1617,4,"ALPES DE HAUTE PROVENCE",0,"CLAMENSANE","4 - ALPES DE HAUTE PROVENCE","E",929,"801 à 1000 m"]
[1618,4,"ALPES DE HAUTE PROVENCE",0,"CHATEAUREDON","4 - ALPES DE HAUTE PROVENCE","E",823,"801 à 1000 m"]
[1619,4,"ALPES DE HAUTE PROVENCE",0,"FAUCON-DU-CAIRE","4 - ALPES DE HAUTE PROVENCE","E",1265,"1201 à 1400 m"]
[1620,4,"ALPES DE HAUTE PROVENCE",0,"FAUCON-DE-BARCELONNETTE","4 - ALPES DE HAUTE PROVENCE","E",1757,"1601 à 1800 m"]
[1621,4,"ALPES DE HAUTE PROVENCE",0,"VOLONNE","4 - ALPES DE HAUTE PROVENCE","E",685,"601 à 800 m"]
[1622,4,"ALPES DE HAUTE PROVENCE",{"$f":"IF($L$2=F1623,1+D1622,0)","v":0},"LES THUILES","4 - ALPES DE HAUTE PROVENCE","E",1833,"1801 à 2000 m"]
[1623,4,"ALPES DE HAUTE PROVENCE",0,"SAINT-JACQUES","4 - ALPES DE HAUTE PROVENCE","E",997,"801 à 1000 m"]
[1624,4,"ALPES DE HAUTE PROVENCE",0,"LES OMERGUES","4 - ALPES DE HAUTE PROVENCE","E",1085,"1001 à 1200 m"]
[1625,4,"ALPES DE HAUTE PROVENCE",0,"CLUMANC","4 - ALPES DE HAUTE PROVENCE","E",1085,"1001 à 1200 m"]
[1626,4,"ALPES DE HAUTE PROVENCE",0,"DRAIX","4 - ALPES DE HAUTE PROVENCE","E",1202,"1201 à 1400 m"]
[1627,4,"ALPES DE HAUTE PROVENCE",0,"AIGLUN","4 - ALPES DE HAUTE PROVENCE","E",631,"601 à 800 m"]
[1628,4,"ALPES DE HAUTE PROVENCE",0,"SAINT-JEANNET","4 - ALPES DE HAUTE PROVENCE","E",785,"601 à 800 m"]
[1629,4,"ALPES DE HAUTE PROVENCE",0,"ROUGON","4 - ALPES DE HAUTE PROVENCE","E",1080,"1001 à 1200 m"]
[1630,4,"ALPES DE HAUTE PROVENCE",0,"NIOZELLES","4 - ALPES DE HAUTE PROVENCE","E",455,"401 à 600 m"]
[1631,4,"ALPES DE HAUTE PROVENCE",0,"CRUIS","4 - ALPES DE HAUTE PROVENCE","E",1057,"1001 à 1200 m"]
[1632,4,"ALPES DE HAUTE PROVENCE",0,"AUBIGNOSC","4 - ALPES DE HAUTE PROVENCE","E",615,"601 à 800 m"]
[1633,4,"ALPES DE HAUTE PROVENCE",0,"BANON","4 - ALPES DE HAUTE PROVENCE","E",746,"601 à 800 m"]
[1634,4,"ALPES DE HAUTE PROVENCE",0,"UVERNET-FOURS","4 - ALPES DE HAUTE PROVENCE","E",2065,"2001 à 2200 m"]
[1635,4,"ALPES DE HAUTE PROVENCE",0,"LA CONDAMINE-CHATELARD","4 - ALPES DE HAUTE PROVENCE","E",2169,"2001 à 2200 m"]
[1636,4,"ALPES DE HAUTE PROVENCE",0,"NIBLES","4 - ALPES DE HAUTE PROVENCE","E",734,"601 à 800 m"]
[1637,4,"ALPES DE HAUTE PROVENCE",0,"SAINT-PONS","4 - ALPES DE HAUTE PROVENCE","E",1791,"1601 à 1800 m"]
[1638,4,"ALPES DE HAUTE PROVENCE",0,"REILLANNE","4 - ALPES DE HAUTE PROVENCE","E",566,"401 à 600 m"]
[1639,4,"ALPES DE HAUTE PROVENCE",0,"BEYNES","4 - ALPES DE HAUTE PROVENCE","E",900,"801 à 1000 m"]
[1640,4,"ALPES DE HAUTE PROVENCE",0,"LE CHAFFAUT-SAINT-JURSON","4 - ALPES DE HAUTE PROVENCE","E",657,"601 à 800 m"]
[1641,4,"ALPES DE HAUTE PROVENCE",0,"PIEGUT","4 - ALPES DE HAUTE PROVENCE","E",970,"801 à 1000 m"]
[1642,4,"ALPES DE HAUTE PROVENCE",0,"SAINT-VINCENT-LES-FORTS","4 - ALPES DE HAUTE PROVENCE","E",1271,"1201 à 1400 m"]
[1643,4,"ALPES DE HAUTE PROVENCE",0,"LA MOTTE-DU-CAIRE","4 - ALPES DE HAUTE PROVENCE","E",857,"801 à 1000 m"]
[1644,4,"ALPES DE HAUTE PROVENCE",0,"MELVE","4 - ALPES DE HAUTE PROVENCE","E",935,"801 à 1000 m"]
[1645,4,"ALPES DE HAUTE PROVENCE",0,"BRAS-D'ASSE","4 - ALPES DE HAUTE PROVENCE","E",599,"401 à 600 m"]
[1646,4,"ALPES DE HAUTE PROVENCE",0,"LA BRILLANNE","4 - ALPES DE HAUTE PROVENCE","E",386,"201 à 400 m"]
[1647,4,"ALPES DE HAUTE PROVENCE",0,"ARCHAIL","4 - ALPES DE HAUTE PROVENCE","E",1111,"1001 à 1200 m"]
[1648,4,"ALPES DE HAUTE PROVENCE",0,"THEZE","4 - ALPES DE HAUTE PROVENCE","E",583,"401 à 600 m"]
[1649,4,"ALPES DE HAUTE PROVENCE",0,"BRUNET","4 - ALPES DE HAUTE PROVENCE","E",553,"401 à 600 m"]
[1650,4,"ALPES DE HAUTE PROVENCE",0,"SAINTE-CROIX-DU-VERDON","4 - ALPES DE HAUTE PROVENCE","E",564,"401 à 600 m"]
[1651,4,"ALPES DE HAUTE PROVENCE",0,"TARTONNE","4 - ALPES DE HAUTE PROVENCE","E",1298,"1201 à 1400 m"]
[1652,4,"ALPES DE HAUTE PROVENCE",0,"SAINT-ANDRE-LES-ALPES","4 - ALPES DE HAUTE PROVENCE","E",1225,"1201 à 1400 m"]
[1653,4,"ALPES DE HAUTE PROVENCE",0,"MONTCLAR","4 - ALPES DE HAUTE PROVENCE","E",1402,"1401 à 1600 m"]
[1654,4,"ALPES DE HAUTE PROVENCE",0,"GREOUX-LES-BAINS","4 - ALPES DE HAUTE PROVENCE","E",389,"201 à 400 m"]
[1655,4,"ALPES DE HAUTE PROVENCE",0,"MEZEL","4 - ALPES DE HAUTE PROVENCE","E",702,"601 à 800 m"]
[1656,4,"ALPES DE HAUTE PROVENCE",0,"JAUSIERS","4 - ALPES DE HAUTE PROVENCE","E",2085,"2001 à 2200 m"]
[1657,4,"ALPES DE HAUTE PROVENCE",0,"BEVONS","4 - ALPES DE HAUTE PROVENCE","E",649,"601 à 800 m"]
[1658,4,"ALPES DE HAUTE PROVENCE",0,"SIGONCE","4 - ALPES DE HAUTE PROVENCE","E",529,"401 à 600 m"]
[1659,4,"ALPES DE HAUTE PROVENCE",0,"CHATEAU-ARNOUX-SAINT-AUBAN","4 - ALPES DE HAUTE PROVENCE","E",507,"401 à 600 m"]
[1660,4,"ALPES DE HAUTE PROVENCE",0,"SAINT-LAURENT-DU-VERDON","4 - ALPES DE HAUTE PROVENCE","E",468,"401 à 600 m"]
[1661,4,"ALPES DE HAUTE PROVENCE",0,"THORAME-HAUTE","4 - ALPES DE HAUTE PROVENCE","E",1632,"1601 à 1800 m"]
[1662,4,"ALPES DE HAUTE PROVENCE",0,"VALENSOLE","4 - ALPES DE HAUTE PROVENCE","E",507,"401 à 600 m"]
[1663,4,"ALPES DE HAUTE PROVENCE",0,"SAINTE-CROIX-A-LAUZE","4 - ALPES DE HAUTE PROVENCE","E",584,"401 à 600 m"]
[1664,4,"ALPES DE HAUTE PROVENCE",0,"CURBANS","4 - ALPES DE HAUTE PROVENCE","E",867,"801 à 1000 m"]
[1665,4,"ALPES DE HAUTE PROVENCE",0,"LA JAVIE","4 - ALPES DE HAUTE PROVENCE","E",1138,"1001 à 1200 m"]
[1666,4,"ALPES DE HAUTE PROVENCE",0,"SAUSSES",{"$f":"B1667&\" - \"&C1667","v":"4 - ALPES DE HAUTE PROVENCE"},"E",1158,{"$f":"IF(AND(H1667>=0,H1667<=200),$M$19,\nIF(AND(H1667>=201,H1667<=400),$M$20,\nIF(AND(H1667>=401,H1667<=600),$M$21,\nIF(AND(H1667>=601,H1667<=800),$M$22,\nIF(AND(H1667>=801,H1667<=1000),$M$23,\nIF(AND(H1667>=1001,H1667<=1200),$M$24,\nIF(AND(H1667>=1201,H1667<=1400),$M$25,\nIF(AND(H1667>=1401,H1667<=1600),$M$26,\nIF(AND(H1667>=1601,H1667<=1800),$M$27,\nIF(AND(H1667>=1801,H1667<=2000),$M$28,\nIF(AND(H1667>=2001,H1667<=2200),$M$29,\nIF(AND(H1667>=2201,H1667<=2400),$M$30,\nIF(AND(H1667>=2401,H1667<=2600),$M$31,\"erreur\")))))))))))))","v":"1001 à 1200 m"}]
[1667,4,"ALPES DE HAUTE PROVENCE",0,"CERESTE","4 - ALPES DE HAUTE PROVENCE","E",471,"401 à 600 m"]
[1668,4,"ALPES DE HAUTE PROVENCE",0,"ENTREPIERRES","4 - ALPES DE HAUTE PROVENCE","E",787,"601 à 800 m"]
[1669,4,"ALPES DE HAUTE PROVENCE",0,"PUIMICHEL","4 - ALPES DE HAUTE PROVENCE","E",684,"601 à 800 m"]
[1670,4,"ALPES DE HAUTE PROVENCE",0,"PIERRERUE","4 - ALPES DE HAUTE PROVENCE","E",491,"401 à 600 m"]
[1671,4,"ALPES DE HAUTE PROVENCE",0,"MONTFURON","4 - ALPES DE HAUTE PROVENCE","E",538,"401 à 600 m"]
[1672,4,"ALPES DE HAUTE PROVENCE",0,"CORBIERES","4 - ALPES DE HAUTE PROVENCE","E",337,"201 à 400 m"]
[1673,4,"ALPES DE HAUTE PROVENCE",0,"SAINT-GENIEZ","4 - ALPES DE HAUTE PROVENCE","E",1059,"1001 à 1200 m"]
[1674,4,"ALPES DE HAUTE PROVENCE",0,"MORIEZ","4 - ALPES DE HAUTE PROVENCE","E",1136,"1001 à 1200 m"]
[1675,4,"ALPES DE HAUTE PROVENCE",0,"BARREME","4 - ALPES DE HAUTE PROVENCE","E",972,"801 à 1000 m"]
[1676,4,"ALPES DE HAUTE PROVENCE",0,"MEYRONNES","4 - ALPES DE HAUTE PROVENCE","E",2191,"2001 à 2200 m"]
[1677,4,"ALPES DE HAUTE PROVENCE",0,"L'HOSPITALET","4 - ALPES DE HAUTE PROVENCE","E",1151,"1001 à 1200 m"]
[1678,4,"ALPES DE HAUTE PROVENCE",0,"LE VERNET","4 - ALPES DE HAUTE PROVENCE","E",1474,"1401 à 1600 m"]
[1679,4,"ALPES DE HAUTE PROVENCE",0,"SAINT-JULIEN-D'ASSE","4 - ALPES DE HAUTE PROVENCE","E",593,"401 à 600 m"]
[1680,4,"ALPES DE HAUTE PROVENCE",0,"CHATEAUNEUF-VAL-SAINT-DONAT","4 - ALPES DE HAUTE PROVENCE","E",776,"601 à 800 m"]
[1681,4,"ALPES DE HAUTE PROVENCE",0,"SOLEILHAS","4 - ALPES DE HAUTE PROVENCE","E",1342,"1201 à 1400 m"]
[1682,4,"ALPES DE HAUTE PROVENCE",0,"PEYROULES","4 - ALPES DE HAUTE PROVENCE","E",1207,"1201 à 1400 m"]
[1683,4,"ALPES DE HAUTE PROVENCE",0,"MARCOUX","4 - ALPES DE HAUTE PROVENCE","E",803,"801 à 1000 m"]
[1684,4,"ALPES DE HAUTE PROVENCE",0,"SAINT-MICHEL-L'OBSERVATOIRE","4 - ALPES DE HAUTE PROVENCE","E",537,"401 à 600 m"]
[1685,4,"ALPES DE HAUTE PROVENCE",0,"SAINT-BENOIT","4 - ALPES DE HAUTE PROVENCE","E",871,"801 à 1000 m"]
[1686,4,"ALPES DE HAUTE PROVENCE",{"$f":"IF($L$2=F1687,1+D1686,0)","v":0},"PEYRUIS","4 - ALPES DE HAUTE PROVENCE","E",476,"401 à 600 m"]
[1687,4,"ALPES DE HAUTE PROVENCE",0,"LURS","4 - ALPES DE HAUTE PROVENCE","E",451,"401 à 600 m"]
[1688,4,"ALPES DE HAUTE PROVENCE",0,"L'ESCALE","4 - ALPES DE HAUTE PROVENCE","E",617,"601 à 800 m"]
[1689,4,"ALPES DE HAUTE PROVENCE",0,"MEAILLES","4 - ALPES DE HAUTE PROVENCE","E",1506,"1401 à 1600 m"]
[1690,4,"ALPES DE HAUTE PROVENCE",0,"LA PALUD-SUR-VERDON","4 - ALPES DE HAUTE PROVENCE","E",1089,"1001 à 1200 m"]
[1691,4,"ALPES DE HAUTE PROVENCE",0,"LA ROCHETTE","4 - ALPES DE HAUTE PROVENCE","E",953,"801 à 1000 m"]
[1692,4,"ALPES DE HAUTE PROVENCE",0,"SAINTE-TULLE","4 - ALPES DE HAUTE PROVENCE","E",319,"201 à 400 m"]
[1693,4,"ALPES DE HAUTE PROVENCE",0,"MONTLAUX","4 - ALPES DE HAUTE PROVENCE","E",627,"601 à 800 m"]
[1694,4,"ALPES DE HAUTE PROVENCE",0,"BARLES","4 - ALPES DE HAUTE PROVENCE","E",1447,"1401 à 1600 m"]
[1695,4,"ALPES DE HAUTE PROVENCE",0,"ONGLES","4 - ALPES DE HAUTE PROVENCE","E",745,"601 à 800 m"]
[1696,4,"ALPES DE HAUTE PROVENCE",0,"UBRAYE","4 - ALPES DE HAUTE PROVENCE","E",1215,"1201 à 1400 m"]
[1697,4,"ALPES DE HAUTE PROVENCE",0,"VILLEMUS","4 - ALPES DE HAUTE PROVENCE","E",568,"401 à 600 m"]
[1698,4,"ALPES DE HAUTE PROVENCE",0,"SELONNET","4 - ALPES DE HAUTE PROVENCE","E",1273,"1201 à 1400 m"]
[1699,4,"ALPES DE HAUTE PROVENCE",0,"ALLEMAGNE-EN-PROVENCE","4 - ALPES DE HAUTE PROVENCE","E",538,"401 à 600 m"]
[1700,4,"ALPES DE HAUTE PROVENCE",0,"DEMANDOLX","4 - ALPES DE HAUTE PROVENCE","E",1230,"1201 à 1400 m"]
[1701,4,"ALPES DE HAUTE PROVENCE",0,"MALIJAI","4 - ALPES DE HAUTE PROVENCE","E",616,"601 à 800 m"]
[1702,4,"ALPES DE HAUTE PROVENCE",0,"VALAVOIRE","4 - ALPES DE HAUTE PROVENCE","E",1204,"1201 à 1400 m"]
[1703,4,"ALPES DE HAUTE PROVENCE",0,"PRADS-HAUTE-BLEONE","4 - ALPES DE HAUTE PROVENCE","E",1617,"1601 à 1800 m"]
[1704,4,"ALPES DE HAUTE PROVENCE",0,"SISTERON","4 - ALPES DE HAUTE PROVENCE","E",588,"401 à 600 m"]
[1705,4,"ALPES DE HAUTE PROVENCE",0,"CHATEAUNEUF-MIRAVAIL","4 - ALPES DE HAUTE PROVENCE","E",939,"801 à 1000 m"]
[1706,4,"ALPES DE HAUTE PROVENCE",0,"PONTIS","4 - ALPES DE HAUTE PROVENCE","E",1251,"1201 à 1400 m"]
[1707,4,"ALPES DE HAUTE PROVENCE",0,"REVEST-DU-BION","4 - ALPES DE HAUTE PROVENCE","E",948,"801 à 1000 m"]
[1708,4,"ALPES DE HAUTE PROVENCE",0,"ALLOS","4 - ALPES DE HAUTE PROVENCE","E",2087,"2001 à 2200 m"]
[1709,4,"ALPES DE HAUTE PROVENCE",0,"MONTFORT","4 - ALPES DE HAUTE PROVENCE","E",538,"401 à 600 m"]
[1710,4,"ALPES DE HAUTE PROVENCE",0,"SAINT-MAIME","4 - ALPES DE HAUTE PROVENCE","E",454,"401 à 600 m"]
[1711,4,"ALPES DE HAUTE PROVENCE",0,"CHAMPTERCIER","4 - ALPES DE HAUTE PROVENCE","E",796,"601 à 800 m"]
[1712,4,"ALPES DE HAUTE PROVENCE",0,"THOARD","4 - ALPES DE HAUTE PROVENCE","E",960,"801 à 1000 m"]
[1713,4,"ALPES DE HAUTE PROVENCE",0,"COLMARS","4 - ALPES DE HAUTE PROVENCE","E",1970,"1801 à 2000 m"]
[1714,4,"ALPES DE HAUTE PROVENCE",0,"OPPEDETTE","4 - ALPES DE HAUTE PROVENCE","E",551,"401 à 600 m"]
[1715,4,"ALPES DE HAUTE PROVENCE",0,"SALIGNAC","4 - ALPES DE HAUTE PROVENCE","E",531,"401 à 600 m"]
[1716,4,"ALPES DE HAUTE PROVENCE",0,"LA GARDE","4 - ALPES DE HAUTE PROVENCE","E",1179,"1001 à 1200 m"]
[1717,4,"ALPES DE HAUTE PROVENCE",0,"ENTREVENNES","4 - ALPES DE HAUTE PROVENCE","E",618,"601 à 800 m"]
[1718,4,"ALPES DE HAUTE PROVENCE",0,"CHATEAUFORT","4 - ALPES DE HAUTE PROVENCE","E",752,"601 à 800 m"]
[1719,4,"ALPES DE HAUTE PROVENCE",0,"SAINT-MARTIN-LES-SEYNE","4 - ALPES DE HAUTE PROVENCE","E",1221,"1201 à 1400 m"]
[1720,4,"ALPES DE HAUTE PROVENCE",0,"CASTELLANE","4 - ALPES DE HAUTE PROVENCE","E",1055,"1001 à 1200 m"]
[1721,4,"ALPES DE HAUTE PROVENCE",0,"RIEZ","4 - ALPES DE HAUTE PROVENCE","E",609,"601 à 800 m"]
[1722,4,"ALPES DE HAUTE PROVENCE",0,"MALLEMOISSON","4 - ALPES DE HAUTE PROVENCE","E",521,"401 à 600 m"]
[1723,4,"ALPES DE HAUTE PROVENCE",0,"ORAISON","4 - ALPES DE HAUTE PROVENCE","E",417,"401 à 600 m"]
[1724,4,"ALPES DE HAUTE PROVENCE",0,"LARDIERS","4 - ALPES DE HAUTE PROVENCE","E",1091,"1001 à 1200 m"]
[1725,4,"ALPES DE HAUTE PROVENCE",0,"BEAUJEU","4 - ALPES DE HAUTE PROVENCE","E",1246,"1201 à 1400 m"]
[1726,4,"ALPES DE HAUTE PROVENCE",0,"NOYERS-SUR-JABRON","4 - ALPES DE HAUTE PROVENCE","E",933,"801 à 1000 m"]
[1727,4,"ALPES DE HAUTE PROVENCE",0,"SAINT-VINCENT-SUR-JABRON","4 - ALPES DE HAUTE PROVENCE","E",976,"801 à 1000 m"]
[1728,4,"ALPES DE HAUTE PROVENCE",0,"LE CASTELLARD-MELAN","4 - ALPES DE HAUTE PROVENCE","E",1216,"1201 à 1400 m"]
[1729,4,"ALPES DE HAUTE PROVENCE",0,"SAUMANE","4 - ALPES DE HAUTE PROVENCE","E",831,"801 à 1000 m"]
[1730,4,"ALPES DE HAUTE PROVENCE",0,"VENTEROL",{"$f":"B1731&\" - \"&C1731","v":"4 - ALPES DE HAUTE PROVENCE"},"E",1017,{"$f":"IF(AND(H1731>=0,H1731<=200),$M$19,\nIF(AND(H1731>=201,H1731<=400),$M$20,\nIF(AND(H1731>=401,H1731<=600),$M$21,\nIF(AND(H1731>=601,H1731<=800),$M$22,\nIF(AND(H1731>=801,H1731<=1000),$M$23,\nIF(AND(H1731>=1001,H1731<=1200),$M$24,\nIF(AND(H1731>=1201,H1731<=1400),$M$25,\nIF(AND(H1731>=1401,H1731<=1600),$M$26,\nIF(AND(H1731>=1601,H1731<=1800),$M$27,\nIF(AND(H1731>=1801,H1731<=2000),$M$28,\nIF(AND(H1731>=2001,H1731<=2200),$M$29,\nIF(AND(H1731>=2201,H1731<=2400),$M$30,\nIF(AND(H1731>=2401,H1731<=2600),$M$31,\"erreur\")))))))))))))","v":"1001 à 1200 m"}]
[1731,4,"ALPES DE HAUTE PROVENCE",0,"BARCELONNETTE","4 - ALPES DE HAUTE PROVENCE","E",1407,"1401 à 1600 m"]
[1732,4,"ALPES DE HAUTE PROVENCE",0,"BELLAFFAIRE","4 - ALPES DE HAUTE PROVENCE","E",1034,"1001 à 1200 m"]
[1733,4,"ALPES DE HAUTE PROVENCE",0,"LA ROBINE-SUR-GALABRE","4 - ALPES DE HAUTE PROVENCE","E",1076,"1001 à 1200 m"]
[1734,4,"ALPES DE HAUTE PROVENCE",0,"SIMIANE-LA-ROTONDE","4 - ALPES DE HAUTE PROVENCE","E",747,"601 à 800 m"]
[1735,4,"ALPES DE HAUTE PROVENCE",0,"PEIPIN","4 - ALPES DE HAUTE PROVENCE","E",710,"601 à 800 m"]
[1736,4,"ALPES DE HAUTE PROVENCE",0,"SENEZ","4 - ALPES DE HAUTE PROVENCE","E",1114,"1001 à 1200 m"]
[1737,4,"ALPES DE HAUTE PROVENCE",0,"VAL-DE-CHALVAGNE","4 - ALPES DE HAUTE PROVENCE","E",1111,"1001 à 1200 m"]
[1738,4,"ALPES DE HAUTE PROVENCE",0,"TURRIERS","4 - ALPES DE HAUTE PROVENCE","E",1177,"1001 à 1200 m"]
[1739,4,"ALPES DE HAUTE PROVENCE",0,"SOURRIBES","4 - ALPES DE HAUTE PROVENCE","E",746,"601 à 800 m"]
[1740,4,"ALPES DE HAUTE PROVENCE",0,"LES MEES","4 - ALPES DE HAUTE PROVENCE","E",527,"401 à 600 m"]
[1741,4,"ALPES DE HAUTE PROVENCE",0,"FONTIENNE","4 - ALPES DE HAUTE PROVENCE","E",714,"601 à 800 m"]
[1742,4,"ALPES DE HAUTE PROVENCE",0,"LA MURE-ARGENS","4 - ALPES DE HAUTE PROVENCE","E",1331,"1201 à 1400 m"]
[1743,4,"ALPES DE HAUTE PROVENCE",0,"HAUTES-DUYES","4 - ALPES DE HAUTE PROVENCE","E",1179,"1001 à 1200 m"]
[1744,4,"ALPES DE HAUTE PROVENCE",0,"SIGOYER","4 - ALPES DE HAUTE PROVENCE","E",724,"601 à 800 m"]
[1745,4,"ALPES DE HAUTE PROVENCE",0,"BARRAS","4 - ALPES DE HAUTE PROVENCE","E",854,"801 à 1000 m"]
[1746,4,"ALPES DE HAUTE PROVENCE",0,"CUREL","4 - ALPES DE HAUTE PROVENCE","E",914,"801 à 1000 m"]
[1747,4,"ALPES DE HAUTE PROVENCE",0,"ANGLES","4 - ALPES DE HAUTE PROVENCE","E",1126,"1001 à 1200 m"]
[1748,4,"ALPES DE HAUTE PROVENCE",0,"REDORTIERS","4 - ALPES DE HAUTE PROVENCE","E",1121,"1001 à 1200 m"]
[1749,4,"ALPES DE HAUTE PROVENCE",0,"VILLENEUVE","4 - ALPES DE HAUTE PROVENCE","E",406,"401 à 600 m"]
[1750,4,"ALPES DE HAUTE PROVENCE",{"$f":"IF($L$2=F1751,1+D1750,0)","v":0},"VERDACHES","4 - ALPES DE HAUTE PROVENCE","E",1336,"1201 à 1400 m"]
[1751,4,"ALPES DE HAUTE PROVENCE",0,"DIGNE-LES-BAINS","4 - ALPES DE HAUTE PROVENCE","E",868,"801 à 1000 m"]
[1752,4,"ALPES DE HAUTE PROVENCE",0,"MAJASTRES","4 - ALPES DE HAUTE PROVENCE","E",1307,"1201 à 1400 m"]
[1753,4,"ALPES DE HAUTE PROVENCE",0,"SAINT-MARTIN-DE-BROMES","4 - ALPES DE HAUTE PROVENCE","E",461,"401 à 600 m"]
[1754,4,"ALPES DE HAUTE PROVENCE",0,"VERGONS","4 - ALPES DE HAUTE PROVENCE","E",1278,"1201 à 1400 m"]
[1755,4,"ALPES DE HAUTE PROVENCE",0,"VACHERES","4 - ALPES DE HAUTE PROVENCE","E",688,"601 à 800 m"]
[1756,5,"HAUTES-ALPES",{"$f":"IF($L$2=F1757,1,0)","v":0},"SAINT-JULIEN-EN-BEAUCHENE","5 - HAUTES-ALPES","G",1316,"1201 à 1400 m"]
[1757,5,"HAUTES-ALPES",{"$f":"IF($L$2=F1758,1+D1757,0)","v":0},"VILLAR-D'ARENE","5 - HAUTES-ALPES","G",2519,"2401 à 2600 m"]
[1758,5,"HAUTES-ALPES",{"$f":"IF($L$2=F1759,1+D1758,0)","v":0},"SIGOYER","5 - HAUTES-ALPES","G",1153,"1001 à 1200 m"]
[1759,5,"HAUTES-ALPES",0,"LE GLAIZIL","5 - HAUTES-ALPES","G",1326,"1201 à 1400 m"]
[1760,5,"HAUTES-ALPES",0,"CHATEAUROUX-LES-ALPES","5 - HAUTES-ALPES","G",1923,"1801 à 2000 m"]
[1761,5,"HAUTES-ALPES",0,"REOTIER","5 - HAUTES-ALPES","G",1792,"1601 à 1800 m"]
[1762,5,"HAUTES-ALPES",0,"SAINT-FIRMIN","5 - HAUTES-ALPES","G",1268,"1201 à 1400 m"]
[1763,5,"HAUTES-ALPES",0,"LA ROCHE-DE-RAME","5 - HAUTES-ALPES","G",1853,"1801 à 2000 m"]
[1764,5,"HAUTES-ALPES",0,"LA BATIE-VIEILLE","5 - HAUTES-ALPES","G",968,"801 à 1000 m"]
[1765,5,"HAUTES-ALPES",0,"LES ORRES","5 - HAUTES-ALPES","G",2114,"2001 à 2200 m"]
[1766,5,"HAUTES-ALPES",0,"LAGRAND","5 - HAUTES-ALPES","G",698,"601 à 800 m"]
[1767,5,"HAUTES-ALPES",0,"PRUNIERES","5 - HAUTES-ALPES","G",1112,"1001 à 1200 m"]
[1768,5,"HAUTES-ALPES",0,"VILLAR-LOUBIERE","5 - HAUTES-ALPES","G",1879,"1801 à 2000 m"]
[1769,5,"HAUTES-ALPES",0,"SAINT-ANDRE-DE-ROSANS","5 - HAUTES-ALPES","G",792,"601 à 800 m"]
[1770,5,"HAUTES-ALPES",0,"CHATEAU-VILLE-VIEILLE","5 - HAUTES-ALPES","G",2017,"2001 à 2200 m"]
[1771,5,"HAUTES-ALPES",0,"SAINT-CHAFFREY","5 - HAUTES-ALPES","G",1919,"1801 à 2000 m"]
[1772,5,"HAUTES-ALPES",0,"FREISSINIERES","5 - HAUTES-ALPES","G",2194,"2001 à 2200 m"]
[1773,5,"HAUTES-ALPES",0,"ORCIERES","5 - HAUTES-ALPES","G",2127,"2001 à 2200 m"]
[1774,5,"HAUTES-ALPES",0,"CHAUFFAYER","5 - HAUTES-ALPES","G",923,"801 à 1000 m"]
[1775,5,"HAUTES-ALPES",0,"SAINTE-COLOMBE","5 - HAUTES-ALPES","G",965,"801 à 1000 m"]
[1776,5,"HAUTES-ALPES",0,"VAL-DES-PRES","5 - HAUTES-ALPES","G",1992,"1801 à 2000 m"]
[1777,5,"HAUTES-ALPES",0,"EYGLIERS","5 - HAUTES-ALPES","G",1615,"1601 à 1800 m"]
[1778,5,"HAUTES-ALPES",0,"BRUIS","5 - HAUTES-ALPES","G",961,"801 à 1000 m"]
[1779,5,"HAUTES-ALPES",0,"SAINT-BONNET-EN-CHAMPSAUR","5 - HAUTES-ALPES","G",1224,"1201 à 1400 m"]
[1780,5,"HAUTES-ALPES",0,"VENTAVON","5 - HAUTES-ALPES","G",758,"601 à 800 m"]
[1781,5,"HAUTES-ALPES",0,"SAINT-EUSEBE-EN-CHAMPSAUR","5 - HAUTES-ALPES","G",1014,"1001 à 1200 m"]
[1782,5,"HAUTES-ALPES",0,"MANTEYER","5 - HAUTES-ALPES","G",1290,"1201 à 1400 m"]
[1783,5,"HAUTES-ALPES",0,"SAINT-ANDRE-D'EMBRUN","5 - HAUTES-ALPES","G",1598,"1401 à 1600 m"]
[1784,5,"HAUTES-ALPES",0,"SAINT-CREPIN","5 - HAUTES-ALPES","G",1752,"1601 à 1800 m"]
[1785,5,"HAUTES-ALPES",0,"SAINT-ETIENNE-LE-LAUS","5 - HAUTES-ALPES","G",906,"801 à 1000 m"]
[1786,5,"HAUTES-ALPES",0,"MEREUIL","5 - HAUTES-ALPES","G",871,"801 à 1000 m"]
[1787,5,"HAUTES-ALPES",0,"ETOILE-SAINT-CYRICE","5 - HAUTES-ALPES","G",905,"801 à 1000 m"]
[1788,5,"HAUTES-ALPES",0,"FOUILLOUSE","5 - HAUTES-ALPES","G",842,"801 à 1000 m"]
[1789,5,"HAUTES-ALPES",0,"CEILLAC","5 - HAUTES-ALPES","G",2290,"2201 à 2400 m"]
[1790,5,"HAUTES-ALPES",0,"FOREST-SAINT-JULIEN","5 - HAUTES-ALPES","G",1211,"1201 à 1400 m"]
[1791,5,"HAUTES-ALPES",0,"LA SAULCE","5 - HAUTES-ALPES","G",622,"601 à 800 m"]
[1792,5,"HAUTES-ALPES",0,"SAINT-LEGER-LES-MELEZES","5 - HAUTES-ALPES","G",1425,"1401 à 1600 m"]
[1793,5,"HAUTES-ALPES",0,"ORPIERRE","5 - HAUTES-ALPES","G",887,"801 à 1000 m"]
[1794,5,"HAUTES-ALPES",0,"SAINT-VERAN",{"$f":"B1795&\" - \"&C1795","v":"5 - HAUTES-ALPES"},"G",2438,{"$f":"IF(AND(H1795>=0,H1795<=200),$M$19,\nIF(AND(H1795>=201,H1795<=400),$M$20,\nIF(AND(H1795>=401,H1795<=600),$M$21,\nIF(AND(H1795>=601,H1795<=800),$M$22,\nIF(AND(H1795>=801,H1795<=1000),$M$23,\nIF(AND(H1795>=1001,H1795<=1200),$M$24,\nIF(AND(H1795>=1201,H1795<=1400),$M$25,\nIF(AND(H1795>=1401,H1795<=1600),$M$26,\nIF(AND(H1795>=1601,H1795<=1800),$M$27,\nIF(AND(H1795>=1801,H1795<=2000),$M$28,\nIF(AND(H1795>=2001,H1795<=2200),$M$29,\nIF(AND(H1795>=2201,H1795<=2400),$M$30,\nIF(AND(H1795>=2401,H1795<=2600),$M$31,\"erreur\")))))))))))))","v":"2401 à 2600 m"}]
[1795,5,"HAUTES-ALPES",0,"LE BERSAC","5 - HAUTES-ALPES","G",769,"601 à 800 m"]
[1796,5,"HAUTES-ALPES",0,"CHABESTAN","5 - HAUTES-ALPES","G",799,"601 à 800 m"]
[1797,5,"HAUTES-ALPES",0,"PUY-SAINT-ANDRE","5 - HAUTES-ALPES","G",2044,"2001 à 2200 m"]
[1798,5,"HAUTES-ALPES",0,"LA HAUTE-BEAUME","5 - HAUTES-ALPES","G",1314,"1201 à 1400 m"]
[1799,5,"HAUTES-ALPES",0,"BRIANCON","5 - HAUTES-ALPES","G",1586,"1401 à 1600 m"]
[1800,5,"HAUTES-ALPES",0,"BREZIERS","5 - HAUTES-ALPES","G",1052,"1001 à 1200 m"]
[1801,5,"HAUTES-ALPES",0,"MONTBRAND","5 - HAUTES-ALPES","G",1203,"1201 à 1400 m"]
[1802,5,"HAUTES-ALPES",0,"EOURRES","5 - HAUTES-ALPES","G",1217,"1201 à 1400 m"]
[1803,5,"HAUTES-ALPES",0,"TALLARD","5 - HAUTES-ALPES","G",651,"601 à 800 m"]
[1804,5,"HAUTES-ALPES",0,"LA FAURIE","5 - HAUTES-ALPES","G",1112,"1001 à 1200 m"]
[1805,5,"HAUTES-ALPES",0,"ABRIES","5 - HAUTES-ALPES","G",2272,"2201 à 2400 m"]
[1806,5,"HAUTES-ALPES",0,"ASPRES-SUR-BUECH","5 - HAUTES-ALPES","G",1120,"1001 à 1200 m"]
[1807,5,"HAUTES-ALPES",0,"AIGUILLES","5 - HAUTES-ALPES","G",2135,"2001 à 2200 m"]
[1808,5,"HAUTES-ALPES",0,"LES COSTES","5 - HAUTES-ALPES","G",1420,"1401 à 1600 m"]
[1809,5,"HAUTES-ALPES",0,"MONTGARDIN","5 - HAUTES-ALPES","G",965,"801 à 1000 m"]
[1810,5,"HAUTES-ALPES",0,"VALSERRES","5 - HAUTES-ALPES","G",883,"801 à 1000 m"]
[1811,5,"HAUTES-ALPES",0,"LE SAUZE-DU-LAC","5 - HAUTES-ALPES","G",908,"801 à 1000 m"]
[1812,5,"HAUTES-ALPES",0,"SAINT-JACQUES-EN-VALGODEMARD","5 - HAUTES-ALPES","G",1486,"1401 à 1600 m"]
[1813,5,"HAUTES-ALPES",0,"SAVINES-LE-LAC","5 - HAUTES-ALPES","G",1061,"1001 à 1200 m"]
[1814,5,"HAUTES-ALPES",0,"FURMEYER","5 - HAUTES-ALPES","G",1095,"1001 à 1200 m"]
[1815,5,"HAUTES-ALPES",0,"VARS","5 - HAUTES-ALPES","G",2263,"2201 à 2400 m"]
[1816,5,"HAUTES-ALPES",0,"CHAMPOLEON","5 - HAUTES-ALPES","G",2139,"2001 à 2200 m"]
[1817,5,"HAUTES-ALPES",0,"MONTJAY","5 - HAUTES-ALPES","G",1005,"1001 à 1200 m"]
[1818,5,"HAUTES-ALPES",0,"EMBRUN","5 - HAUTES-ALPES","G",1412,"1401 à 1600 m"]
[1819,5,"HAUTES-ALPES",0,"CROTS","5 - HAUTES-ALPES","G",1539,"1401 à 1600 m"]
[1820,5,"HAUTES-ALPES",0,"SAINT-LAURENT-DU-CROS","5 - HAUTES-ALPES","G",1178,"1001 à 1200 m"]
[1821,5,"HAUTES-ALPES",0,"SIGOTTIER","5 - HAUTES-ALPES","G",952,"801 à 1000 m"]
[1822,5,"HAUTES-ALPES",{"$f":"IF($L$2=F1823,1+D1822,0)","v":0},"CHATEAUVIEUX","5 - HAUTES-ALPES","G",776,"601 à 800 m"]
[1823,5,"HAUTES-ALPES",0,"CHANOUSSE","5 - HAUTES-ALPES","G",1002,"1001 à 1200 m"]
[1824,5,"HAUTES-ALPES",0,"ESPINASSES","5 - HAUTES-ALPES","G",1179,"1001 à 1200 m"]
[1825,5,"HAUTES-ALPES",0,"SORBIERS","5 - HAUTES-ALPES","G",904,"801 à 1000 m"]
[1826,5,"HAUTES-ALPES",0,"LA BATIE-MONTSALEON","5 - HAUTES-ALPES","G",782,"601 à 800 m"]
[1827,5,"HAUTES-ALPES",0,"LAYE","5 - HAUTES-ALPES","G",1349,"1201 à 1400 m"]
[1828,5,"HAUTES-ALPES",0,"RABOU","5 - HAUTES-ALPES","G",1451,"1401 à 1600 m"]
[1829,5,"HAUTES-ALPES",0,"GUILLESTRE","5 - HAUTES-ALPES","G",1646,"1601 à 1800 m"]
[1830,5,"HAUTES-ALPES",0,"THEUS","5 - HAUTES-ALPES","G",1147,"1001 à 1200 m"]
[1831,5,"HAUTES-ALPES",0,"BARRET-SUR-MEOUGE","5 - HAUTES-ALPES","G",894,"801 à 1000 m"]
[1832,5,"HAUTES-ALPES",0,"ARVIEUX","5 - HAUTES-ALPES","G",2096,"2001 à 2200 m"]
[1833,5,"HAUTES-ALPES",0,"MONETIER-ALLEMONT","5 - HAUTES-ALPES","G",724,"601 à 800 m"]
[1834,5,"HAUTES-ALPES",0,"SAINT-MICHEL-DE-CHAILLOL","5 - HAUTES-ALPES","G",1707,"1601 à 1800 m"]
[1835,5,"HAUTES-ALPES",0,"LA FARE-EN-CHAMPSAUR","5 - HAUTES-ALPES","G",1287,"1201 à 1400 m"]
[1836,5,"HAUTES-ALPES",0,"SAINT-MARTIN-DE-QUEYRIERES","5 - HAUTES-ALPES","G",1887,"1801 à 2000 m"]
[1837,5,"HAUTES-ALPES",0,"AVANCON","5 - HAUTES-ALPES","G",962,"801 à 1000 m"]
[1838,5,"HAUTES-ALPES",0,"SAINT-SAUVEUR","5 - HAUTES-ALPES","G",1306,"1201 à 1400 m"]
[1839,5,"HAUTES-ALPES",0,"ANTONAVES","5 - HAUTES-ALPES","G",794,"601 à 800 m"]
[1840,5,"HAUTES-ALPES",0,"JARJAYES","5 - HAUTES-ALPES","G",889,"801 à 1000 m"]
[1841,5,"HAUTES-ALPES",0,"SAINT-APOLLINAIRE","5 - HAUTES-ALPES","G",1346,"1201 à 1400 m"]
[1842,5,"HAUTES-ALPES",0,"BENEVENT-ET-CHARBILLAC","5 - HAUTES-ALPES","G",1192,"1001 à 1200 m"]
[1843,5,"HAUTES-ALPES",0,"LA FREISSINOUSE","5 - HAUTES-ALPES","G",997,"801 à 1000 m"]
[1844,5,"HAUTES-ALPES",0,"ROUSSET","5 - HAUTES-ALPES","G",944,"801 à 1000 m"]
[1845,5,"HAUTES-ALPES",0,"L'ARGENTIERE-LA-BESSEE","5 - HAUTES-ALPES","G",1992,"1801 à 2000 m"]
[1846,5,"HAUTES-ALPES",0,"AGNIERES-EN-DEVOLUY","5 - HAUTES-ALPES","G",1645,"1601 à 1800 m"]
[1847,5,"HAUTES-ALPES",0,"SAINT-PIERRE-AVEZ","5 - HAUTES-ALPES","G",980,"801 à 1000 m"]
[1848,5,"HAUTES-ALPES",0,"VALLOUISE","5 - HAUTES-ALPES","G",2227,"2201 à 2400 m"]
[1849,5,"HAUTES-ALPES",0,"OZE","5 - HAUTES-ALPES","G",860,"801 à 1000 m"]
[1850,5,"HAUTES-ALPES",0,"CHATEAUNEUF-D'OZE","5 - HAUTES-ALPES","G",1274,"1201 à 1400 m"]
[1851,5,"HAUTES-ALPES",0,"VILLAR-SAINT-PANCRACE","5 - HAUTES-ALPES","G",2048,"2001 à 2200 m"]
[1852,5,"HAUTES-ALPES",0,"UPAIX","5 - HAUTES-ALPES","G",621,"601 à 800 m"]
[1853,5,"HAUTES-ALPES",0,"CHORGES","5 - HAUTES-ALPES","G",1168,"1001 à 1200 m"]
[1854,5,"HAUTES-ALPES",0,"SALEON","5 - HAUTES-ALPES","G",711,"601 à 800 m"]
[1855,5,"HAUTES-ALPES",0,"MONT-DAUPHIN","5 - HAUTES-ALPES","G",1005,"1001 à 1200 m"]
[1856,5,"HAUTES-ALPES",0,"LE POET","5 - HAUTES-ALPES","G",554,"401 à 600 m"]
[1857,5,"HAUTES-ALPES",0,"BARATIER","5 - HAUTES-ALPES","G",1660,"1601 à 1800 m"]
[1858,5,"HAUTES-ALPES",0,"LETTRET",{"$f":"B1859&\" - \"&C1859","v":"5 - HAUTES-ALPES"},"G",721,{"$f":"IF(AND(H1859>=0,H1859<=200),$M$19,\nIF(AND(H1859>=201,H1859<=400),$M$20,\nIF(AND(H1859>=401,H1859<=600),$M$21,\nIF(AND(H1859>=601,H1859<=800),$M$22,\nIF(AND(H1859>=801,H1859<=1000),$M$23,\nIF(AND(H1859>=1001,H1859<=1200),$M$24,\nIF(AND(H1859>=1201,H1859<=1400),$M$25,\nIF(AND(H1859>=1401,H1859<=1600),$M$26,\nIF(AND(H1859>=1601,H1859<=1800),$M$27,\nIF(AND(H1859>=1801,H1859<=2000),$M$28,\nIF(AND(H1859>=2001,H1859<=2200),$M$29,\nIF(AND(H1859>=2201,H1859<=2400),$M$30,\nIF(AND(H1859>=2401,H1859<=2600),$M$31,\"erreur\")))))))))))))","v":"601 à 800 m"}]
[1859,5,"HAUTES-ALPES",0,"SAINT-JEAN-SAINT-NICOLAS","5 - HAUTES-ALPES","G",1607,"1601 à 1800 m"]
[1860,5,"HAUTES-ALPES",0,"BARCILLONNETTE","5 - HAUTES-ALPES","G",1147,"1001 à 1200 m"]
[1861,5,"HAUTES-ALPES",0,"BUISSARD","5 - HAUTES-ALPES","G",1152,"1001 à 1200 m"]
[1862,5,"HAUTES-ALPES",0,"CHABOTTES","5 - HAUTES-ALPES","G",1113,"1001 à 1200 m"]
[1863,5,"HAUTES-ALPES",0,"PUY-SAINT-EUSEBE","5 - HAUTES-ALPES","G",1368,"1201 à 1400 m"]
[1864,5,"HAUTES-ALPES",0,"PELVOUX","5 - HAUTES-ALPES","G",2515,"2401 à 2600 m"]
[1865,5,"HAUTES-ALPES",0,"MOLINES-EN-QUEYRAS","5 - HAUTES-ALPES","G",2349,"2201 à 2400 m"]
[1866,5,"HAUTES-ALPES",0,"LA MOTTE-EN-CHAMPSAUR","5 - HAUTES-ALPES","G",1902,"1801 à 2000 m"]
[1867,5,"HAUTES-ALPES",0,"CERVIERES","5 - HAUTES-ALPES","G",2313,"2201 à 2400 m"]
[1868,5,"HAUTES-ALPES",0,"SAINT-CLEMENT-SUR-DURANCE","5 - HAUTES-ALPES","G",1640,"1601 à 1800 m"]
[1869,5,"HAUTES-ALPES",0,"PELLEAUTIER","5 - HAUTES-ALPES","G",1052,"1001 à 1200 m"]
[1870,5,"HAUTES-ALPES",0,"MONTMAUR","5 - HAUTES-ALPES","G",1402,"1401 à 1600 m"]
[1871,5,"HAUTES-ALPES",0,"LA BEAUME","5 - HAUTES-ALPES","G",1062,"1001 à 1200 m"]
[1872,5,"HAUTES-ALPES",0,"LE MONETIER-LES-BAINS","5 - HAUTES-ALPES","G",2264,"2201 à 2400 m"]
[1873,5,"HAUTES-ALPES",0,"SAINTE-MARIE","5 - HAUTES-ALPES","G",858,"801 à 1000 m"]
[1874,5,"HAUTES-ALPES",0,"NOSSAGE-ET-BENEVENT","5 - HAUTES-ALPES","G",810,"801 à 1000 m"]
[1875,5,"HAUTES-ALPES",0,"MONTGENEVRE","5 - HAUTES-ALPES","G",2218,"2201 à 2400 m"]
[1876,5,"HAUTES-ALPES",0,"TRESCLEOUX","5 - HAUTES-ALPES","G",801,"801 à 1000 m"]
[1877,5,"HAUTES-ALPES",0,"CHAMPCELLA","5 - HAUTES-ALPES","G",1958,"1801 à 2000 m"]
[1878,5,"HAUTES-ALPES",0,"LA CHAPELLE-EN-VALGAUDEMAR","5 - HAUTES-ALPES","G",2172,"2001 à 2200 m"]
[1879,5,"HAUTES-ALPES",0,"RAMBAUD","5 - HAUTES-ALPES","G",957,"801 à 1000 m"]
[1880,5,"HAUTES-ALPES",0,"SERRES","5 - HAUTES-ALPES","G",831,"801 à 1000 m"]
[1881,5,"HAUTES-ALPES",0,"EYGUIANS","5 - HAUTES-ALPES","G",711,"601 à 800 m"]
[1882,5,"HAUTES-ALPES",0,"ASPREMONT","5 - HAUTES-ALPES","G",804,"801 à 1000 m"]
[1883,5,"HAUTES-ALPES",0,"PUY-SAINT-PIERRE","5 - HAUTES-ALPES","G",1794,"1601 à 1800 m"]
[1884,5,"HAUTES-ALPES",0,"LA SALLE-LES-ALPES","5 - HAUTES-ALPES","G",2101,"2001 à 2200 m"]
[1885,5,"HAUTES-ALPES",0,"MONTMORIN","5 - HAUTES-ALPES","G",1036,"1001 à 1200 m"]
[1886,5,"HAUTES-ALPES",{"$f":"IF($L$2=F1887,1+D1886,0)","v":0},"SAINT-AUBAN-D'OZE","5 - HAUTES-ALPES","G",1163,"1001 à 1200 m"]
[1887,5,"HAUTES-ALPES",0,"SAINT-ETIENNE-EN-DEVOLUY","5 - HAUTES-ALPES","G",1715,"1601 à 1800 m"]
[1888,5,"HAUTES-ALPES",0,"POLIGNY","5 - HAUTES-ALPES","G",1227,"1201 à 1400 m"]
[1889,5,"HAUTES-ALPES",0,"MONTCLUS","5 - HAUTES-ALPES","G",1005,"1001 à 1200 m"]
[1890,5,"HAUTES-ALPES",0,"ESPARRON","5 - HAUTES-ALPES","G",1229,"1201 à 1400 m"]
[1891,5,"HAUTES-ALPES",0,"LA ROCHETTE","5 - HAUTES-ALPES","G",1121,"1001 à 1200 m"]
[1892,5,"HAUTES-ALPES",0,"SAINT-PIERRE-D'ARGENCON","5 - HAUTES-ALPES","G",921,"801 à 1000 m"]
[1893,5,"HAUTES-ALPES",0,"LA GRAVE","5 - HAUTES-ALPES","G",2340,"2201 à 2400 m"]
[1894,5,"HAUTES-ALPES",0,"LES INFOURNAS","5 - HAUTES-ALPES","G",1665,"1601 à 1800 m"]
[1895,5,"HAUTES-ALPES",0,"SAINT-GENIS","5 - HAUTES-ALPES","G",932,"801 à 1000 m"]
[1896,5,"HAUTES-ALPES",0,"RISOUL","5 - HAUTES-ALPES","G",1789,"1601 à 1800 m"]
[1897,5,"HAUTES-ALPES",0,"SAINT-DISDIER","5 - HAUTES-ALPES","G",1675,"1601 à 1800 m"]
[1898,5,"HAUTES-ALPES",0,"REMOLLON","5 - HAUTES-ALPES","G",835,"801 à 1000 m"]
[1899,5,"HAUTES-ALPES",0,"ROCHEBRUNE","5 - HAUTES-ALPES","G",817,"801 à 1000 m"]
[1900,5,"HAUTES-ALPES",0,"LES VIGNEAUX","5 - HAUTES-ALPES","G",1498,"1401 à 1600 m"]
[1901,5,"HAUTES-ALPES",0,"LA CLUSE","5 - HAUTES-ALPES","G",1647,"1601 à 1800 m"]
[1902,5,"HAUTES-ALPES",0,"MONTROND","5 - HAUTES-ALPES","G",656,"601 à 800 m"]
[1903,5,"HAUTES-ALPES",0,"SAINT-MAURICE-EN-VALGODEMARD","5 - HAUTES-ALPES","G",1771,"1601 à 1800 m"]
[1904,5,"HAUTES-ALPES",0,"VEYNES","5 - HAUTES-ALPES","G",1106,"1001 à 1200 m"]
[1905,5,"HAUTES-ALPES",0,"NEVACHE","5 - HAUTES-ALPES","G",2297,"2201 à 2400 m"]
[1906,5,"HAUTES-ALPES",0,"LA PIARRE","5 - HAUTES-ALPES","G",1149,"1001 à 1200 m"]
[1907,5,"HAUTES-ALPES",0,"MOYDANS","5 - HAUTES-ALPES","G",948,"801 à 1000 m"]
[1908,5,"HAUTES-ALPES",0,"RISTOLAS","5 - HAUTES-ALPES","G",2377,"2201 à 2400 m"]
[1909,5,"HAUTES-ALPES",0,"SAVOURNON","5 - HAUTES-ALPES","G",900,"801 à 1000 m"]
[1910,5,"HAUTES-ALPES",0,"PUY-SANIERES","5 - HAUTES-ALPES","G",1211,"1201 à 1400 m"]
[1911,5,"HAUTES-ALPES",0,"CHATEAUNEUF-DE-CHABRE","5 - HAUTES-ALPES","G",775,"601 à 800 m"]
[1912,5,"HAUTES-ALPES",0,"GAP","5 - HAUTES-ALPES","G",1113,"1001 à 1200 m"]
[1913,5,"HAUTES-ALPES",0,"LAZER","5 - HAUTES-ALPES","G",706,"601 à 800 m"]
[1914,5,"HAUTES-ALPES",0,"SALERANS","5 - HAUTES-ALPES","G",880,"801 à 1000 m"]
[1915,5,"HAUTES-ALPES",0,"LARDIER-ET-VALENCA","5 - HAUTES-ALPES","G",810,"801 à 1000 m"]
[1916,5,"HAUTES-ALPES",0,"VITROLLES","5 - HAUTES-ALPES","G",776,"601 à 800 m"]
[1917,5,"HAUTES-ALPES",0,"LA ROCHE-DES-ARNAUDS","5 - HAUTES-ALPES","G",1346,"1201 à 1400 m"]
[1918,5,"HAUTES-ALPES",0,"PUY-SAINT-VINCENT","5 - HAUTES-ALPES","G",2052,"2001 à 2200 m"]
[1919,5,"HAUTES-ALPES",0,"REALLON","5 - HAUTES-ALPES","G",2026,"2001 à 2200 m"]
[1920,5,"HAUTES-ALPES",0,"SAINT-JULIEN-EN-CHAMPSAUR","5 - HAUTES-ALPES","G",1225,"1201 à 1400 m"]
[1921,5,"HAUTES-ALPES",0,"LE SAIX","5 - HAUTES-ALPES","G",1150,"1001 à 1200 m"]
[1922,5,"HAUTES-ALPES",0,"RIBIERS",{"$f":"B1923&\" - \"&C1923","v":"5 - HAUTES-ALPES"},"G",708,{"$f":"IF(AND(H1923>=0,H1923<=200),$M$19,\nIF(AND(H1923>=201,H1923<=400),$M$20,\nIF(AND(H1923>=401,H1923<=600),$M$21,\nIF(AND(H1923>=601,H1923<=800),$M$22,\nIF(AND(H1923>=801,H1923<=1000),$M$23,\nIF(AND(H1923>=1001,H1923<=1200),$M$24,\nIF(AND(H1923>=1201,H1923<=1400),$M$25,\nIF(AND(H1923>=1401,H1923<=1600),$M$26,\nIF(AND(H1923>=1601,H1923<=1800),$M$27,\nIF(AND(H1923>=1801,H1923<=2000),$M$28,\nIF(AND(H1923>=2001,H1923<=2200),$M$29,\nIF(AND(H1923>=2201,H1923<=2400),$M$30,\nIF(AND(H1923>=2401,H1923<=2600),$M$31,\"erreur\")))))))))))))","v":"601 à 800 m"}]
[1923,5,"HAUTES-ALPES",0,"NEFFES","5 - HAUTES-ALPES","G",726,"601 à 800 m"]
[1924,5,"HAUTES-ALPES",0,"ANCELLE","5 - HAUTES-ALPES","G",1719,"1601 à 1800 m"]
[1925,5,"HAUTES-ALPES",0,"RIBEYRET","5 - HAUTES-ALPES","G",947,"801 à 1000 m"]
[1926,5,"HAUTES-ALPES",0,"LE NOYER","5 - HAUTES-ALPES","G",1357,"1201 à 1400 m"]
[1927,5,"HAUTES-ALPES",0,"ASPRES-LES-CORPS","5 - HAUTES-ALPES","G",1450,"1401 à 1600 m"]
[1928,5,"HAUTES-ALPES",0,"LARAGNE-MONTEGLIN","5 - HAUTES-ALPES","G",671,"601 à 800 m"]
[1929,5,"HAUTES-ALPES",0,"CREVOUX","5 - HAUTES-ALPES","G",2163,"2001 à 2200 m"]
[1930,5,"HAUTES-ALPES",0,"L'EPINE","5 - HAUTES-ALPES","G",1079,"1001 à 1200 m"]
[1931,5,"HAUTES-ALPES",0,"LA BATIE-NEUVE","5 - HAUTES-ALPES","G",1182,"1001 à 1200 m"]
[1932,5,"HAUTES-ALPES",0,"ROSANS","5 - HAUTES-ALPES","G",840,"801 à 1000 m"]
[1933,6,"ALPES MARITIMES",{"$f":"IF($L$2=F1934,1,0)","v":0},"BAIROLS","6 - ALPES MARITIMES","E",956,"801 à 1000 m"]
[1934,6,"ALPES MARITIMES",{"$f":"IF($L$2=F1935,1+D1934,0)","v":0},"SAINT-VALLIER-DE-THIEY","6 - ALPES MARITIMES","A",850,"801 à 1000 m"]
[1935,6,"ALPES MARITIMES",{"$f":"IF($L$2=F1936,1+D1935,0)","v":0},"CHATEAUNEUF-GRASSE","6 - ALPES MARITIMES","A",318,"201 à 400 m"]
[1936,6,"ALPES MARITIMES",0,"BRIANCONNET","6 - ALPES MARITIMES","E",1093,"1001 à 1200 m"]
[1937,6,"ALPES MARITIMES",0,"ASCROS","6 - ALPES MARITIMES","E",997,"801 à 1000 m"]
[1938,6,"ALPES MARITIMES",0,"MOULINET","6 - ALPES MARITIMES","A",1299,"1201 à 1400 m"]
[1939,6,"ALPES MARITIMES",0,"UTELLE","6 - ALPES MARITIMES","A",846,"801 à 1000 m"]
[1940,6,"ALPES MARITIMES",0,"LE BROC","6 - ALPES MARITIMES","A",506,"401 à 600 m"]
[1941,6,"ALPES MARITIMES",0,"LES FERRES","6 - ALPES MARITIMES","A",691,"601 à 800 m"]
[1942,6,"ALPES MARITIMES",0,"LE TIGNET","6 - ALPES MARITIMES","A",225,"201 à 400 m"]
[1943,6,"ALPES MARITIMES",0,"SAINT-BLAISE","6 - ALPES MARITIMES","A",367,"201 à 400 m"]
[1944,6,"ALPES MARITIMES",0,"SAINT-MARTIN-VESUBIE","6 - ALPES MARITIMES","A",1949,"1801 à 2000 m"]
[1945,6,"ALPES MARITIMES",0,"ASPREMONT","6 - ALPES MARITIMES","A",493,"401 à 600 m"]
[1946,6,"ALPES MARITIMES",0,"CABRIS","6 - ALPES MARITIMES","A",540,"401 à 600 m"]
[1947,6,"ALPES MARITIMES",0,"COLOMARS","6 - ALPES MARITIMES","A",242,"201 à 400 m"]
[1948,6,"ALPES MARITIMES",0,"REVEST-LES-ROCHES","6 - ALPES MARITIMES","A",780,"601 à 800 m"]
[1949,6,"ALPES MARITIMES",0,"DURANUS","6 - ALPES MARITIMES","A",866,"801 à 1000 m"]
[1950,6,"ALPES MARITIMES",0,"GREOLIERES","6 - ALPES MARITIMES","A",1195,"1001 à 1200 m"]
[1951,6,"ALPES MARITIMES",0,"COLLONGUES","6 - ALPES MARITIMES","A",749,"601 à 800 m"]
[1952,6,"ALPES MARITIMES",0,"THIERY","6 - ALPES MARITIMES","A",1060,"1001 à 1200 m"]
[1953,6,"ALPES MARITIMES",0,"PEILLE","6 - ALPES MARITIMES","A",752,"601 à 800 m"]
[1954,6,"ALPES MARITIMES",0,"SAINT-PAUL-DE-VENCE","6 - ALPES MARITIMES","A",152,"0 à 200 m"]
[1955,6,"ALPES MARITIMES",0,"LA ROQUETTE-SUR-SIAGNE","6 - ALPES MARITIMES","A",65,"0 à 200 m"]
[1956,6,"ALPES MARITIMES",0,"L'ESCARENE","6 - ALPES MARITIMES","A",534,"401 à 600 m"]
[1957,6,"ALPES MARITIMES",0,"CIPIERES","6 - ALPES MARITIMES","A",1044,"1001 à 1200 m"]
[1958,6,"ALPES MARITIMES",0,"GRASSE","6 - ALPES MARITIMES","A",356,"201 à 400 m"]
[1959,6,"ALPES MARITIMES",0,"PUGET-THENIERS","6 - ALPES MARITIMES","A",640,"601 à 800 m"]
[1960,6,"ALPES MARITIMES",0,"CARROS","6 - ALPES MARITIMES","A",367,"201 à 400 m"]
[1961,6,"ALPES MARITIMES",0,"LA CROIX-SUR-ROUDOULE","6 - ALPES MARITIMES","A",1062,"1001 à 1200 m"]
[1962,6,"ALPES MARITIMES",0,"VILLARS-SUR-VAR","6 - ALPES MARITIMES","A",768,"601 à 800 m"]
[1963,6,"ALPES MARITIMES",0,"VENCE","6 - ALPES MARITIMES","A",533,"401 à 600 m"]
[1964,6,"ALPES MARITIMES",0,"LE ROURET","6 - ALPES MARITIMES","A",315,"201 à 400 m"]
[1965,6,"ALPES MARITIMES",0,"TOURRETTES-SUR-LOUP","6 - ALPES MARITIMES","A",558,"401 à 600 m"]
[1966,6,"ALPES MARITIMES",0,"CHATEAUNEUF-D'ENTRAUNES","6 - ALPES MARITIMES","A",1742,"1601 à 1800 m"]
[1967,6,"ALPES MARITIMES",0,"AURIBEAU-SUR-SIAGNE","6 - ALPES MARITIMES","A",108,"0 à 200 m"]
[1968,6,"ALPES MARITIMES",0,"SOSPEL","6 - ALPES MARITIMES","A",719,"601 à 800 m"]
[1969,6,"ALPES MARITIMES",0,"TOURRETTE-LEVENS","6 - ALPES MARITIMES","A",444,"401 à 600 m"]
[1970,6,"ALPES MARITIMES",0,"LE MAS","6 - ALPES MARITIMES","A",1062,"1001 à 1200 m"]
[1971,6,"ALPES MARITIMES",0,"CLANS","6 - ALPES MARITIMES","A",1120,"1001 à 1200 m"]
[1972,6,"ALPES MARITIMES",0,"TENDE","6 - ALPES MARITIMES","A",1761,"1601 à 1800 m"]
[1973,6,"ALPES MARITIMES",0,"TOUDON","6 - ALPES MARITIMES","A",859,"801 à 1000 m"]
[1974,6,"ALPES MARITIMES",0,"ANTIBES","6 - ALPES MARITIMES","A",44,"0 à 200 m"]
[1975,6,"ALPES MARITIMES",0,"CUEBRIS","6 - ALPES MARITIMES","A",711,"601 à 800 m"]
[1976,6,"ALPES MARITIMES",0,"CHATEAUNEUF-VILLEVIEILLE","6 - ALPES MARITIMES","A",602,"601 à 800 m"]
[1977,6,"ALPES MARITIMES",0,"BOUYON","6 - ALPES MARITIMES","A",657,"601 à 800 m"]
[1978,6,"ALPES MARITIMES",0,"CANTARON","6 - ALPES MARITIMES","A",380,"201 à 400 m"]
[1979,6,"ALPES MARITIMES",0,"SAINT-JEANNET","6 - ALPES MARITIMES","A",557,"401 à 600 m"]
[1980,6,"ALPES MARITIMES",0,"PEILLON","6 - ALPES MARITIMES","A",344,"201 à 400 m"]
[1981,6,"ALPES MARITIMES",0,"BIOT","6 - ALPES MARITIMES","A",97,"0 à 200 m"]
[1982,6,"ALPES MARITIMES",0,"PIERREFEU","6 - ALPES MARITIMES","A",734,"601 à 800 m"]
[1983,6,"ALPES MARITIMES",0,"ILONSE","6 - ALPES MARITIMES","A",1149,"1001 à 1200 m"]
[1984,6,"ALPES MARITIMES",0,"SAINT-MARTIN-D'ENTRAUNES","6 - ALPES MARITIMES","A",1682,"1601 à 1800 m"]
[1985,6,"ALPES MARITIMES",0,"COURMES","6 - ALPES MARITIMES","A",870,"801 à 1000 m"]
[1986,6,"ALPES MARITIMES",0,"CASTELLAR",{"$f":"B1987&\" - \"&C1987","v":"6 - ALPES MARITIMES"},"A",684,{"$f":"IF(AND(H1987>=0,H1987<=200),$M$19,\nIF(AND(H1987>=201,H1987<=400),$M$20,\nIF(AND(H1987>=401,H1987<=600),$M$21,\nIF(AND(H1987>=601,H1987<=800),$M$22,\nIF(AND(H1987>=801,H1987<=1000),$M$23,\nIF(AND(H1987>=1001,H1987<=1200),$M$24,\nIF(AND(H1987>=1201,H1987<=1400),$M$25,\nIF(AND(H1987>=1401,H1987<=1600),$M$26,\nIF(AND(H1987>=1601,H1987<=1800),$M$27,\nIF(AND(H1987>=1801,H1987<=2000),$M$28,\nIF(AND(H1987>=2001,H1987<=2200),$M$29,\nIF(AND(H1987>=2201,H1987<=2400),$M$30,\nIF(AND(H1987>=2401,H1987<=2600),$M$31,\"erreur\")))))))))))))","v":"601 à 800 m"}]
[1987,6,"ALPES MARITIMES",0,"AUVARE","6 - ALPES MARITIMES","A",1412,"1401 à 1600 m"]
[1988,6,"ALPES MARITIMES",0,"ANDON","6 - ALPES MARITIMES","A",1253,"1201 à 1400 m"]
[1989,6,"ALPES MARITIMES",0,"TOURNEFORT","6 - ALPES MARITIMES","A",477,"401 à 600 m"]
[1990,6,"ALPES MARITIMES",0,"LUCERAM","6 - ALPES MARITIMES","A",947,"801 à 1000 m"]
[1991,6,"ALPES MARITIMES",0,"LA COLLE-SUR-LOUP","6 - ALPES MARITIMES","A",138,"0 à 200 m"]
[1992,6,"ALPES MARITIMES",0,"PIERLAS","6 - ALPES MARITIMES","A",1421,"1401 à 1600 m"]
[1993,6,"ALPES MARITIMES",0,"TOUET-SUR-VAR","6 - ALPES MARITIMES","A",543,"401 à 600 m"]
[1994,6,"ALPES MARITIMES",0,"ISOLA","6 - ALPES MARITIMES","A",1829,"1801 à 2000 m"]
[1995,6,"ALPES MARITIMES",0,"TOURETTE-DU-CHATEAU","6 - ALPES MARITIMES","A",803,"801 à 1000 m"]
[1996,6,"ALPES MARITIMES",0,"SAINT-MARTIN-DU-VAR","6 - ALPES MARITIMES","A",184,"0 à 200 m"]
[1997,6,"ALPES MARITIMES",0,"ROURE","6 - ALPES MARITIMES","A",1477,"1401 à 1600 m"]
[1998,6,"ALPES MARITIMES",0,"AIGLUN","6 - ALPES MARITIMES","E",840,"801 à 1000 m"]
[1999,6,"ALPES MARITIMES",{"$f":"IF($L$2=F2000,1+D1999,0)","v":0},"PEYMEINADE","6 - ALPES MARITIMES","A",204,"201 à 400 m"]
[2003,6,"ALPES MARITIMES",0,"CONTES","6 - ALPES MARITIMES","A",311,"201 à 400 m"]
[2021,6,"ALPES MARITIMES",0,"LA BOLLENE-VESUBIE","6 - ALPES MARITIMES","A",1283,"1201 à 1400 m"]
[2038,6,"ALPES MARITIMES",0,"SAINT-AUBAN","6 - ALPES MARITIMES","A",1040,"1001 à 1200 m"]
[2056,6,"ALPES MARITIMES",0,"CAILLE","6 - ALPES MARITIMES","A",1314,"1201 à 1400 m"]
[2073,6,"ALPES MARITIMES",0,"LEVENS","6 - ALPES MARITIMES","A",603,"601 à 800 m"]
[2090,6,"ALPES MARITIMES",0,"BEZAUDUN-LES-ALPES","6 - ALPES MARITIMES","A",955,"801 à 1000 m"]
[2108,7,"ARDÈCHE",0,"LAVILLEDIEU","7 - ARDÈCHE","D",269,"201 à 400 m"]
[2125,7,"ARDÈCHE",0,"FELINES","7 - ARDÈCHE","D",409,"401 à 600 m"]
[2143,7,"ARDÈCHE",0,"LACHAPELLE-GRAILLOUSE","7 - ARDÈCHE","D",1102,"1001 à 1200 m"]
[2160,7,"ARDÈCHE",0,"DESAIGNES","7 - ARDÈCHE","D",669,"601 à 800 m"]
[2177,7,"ARDÈCHE",0,"COLOMBIER-LE-JEUNE","7 - ARDÈCHE","D",476,"401 à 600 m"]
[2195,7,"ARDÈCHE",0,"LYAS","7 - ARDÈCHE","D",533,"401 à 600 m"]
[2212,7,"ARDÈCHE",0,"SAINT-CLEMENT","7 - ARDÈCHE","D",1077,"1001 à 1200 m"]
[2229,7,"ARDÈCHE",0,"SAINT-ETIENNE-DE-BOULOGNE","7 - ARDÈCHE","D",632,"601 à 800 m"]
[2247,7,"ARDÈCHE",0,"VINZIEUX","7 - ARDÈCHE","D",462,"401 à 600 m"]
[2264,7,"ARDÈCHE",0,"CHAUZON","7 - ARDÈCHE","D",195,"0 à 200 m"]
[2282,7,"ARDÈCHE",0,"ASTET","7 - ARDÈCHE","D",1297,"1201 à 1400 m"]
[2293,7,"ARDÈCHE",0,"TOURNON-SUR-RHONE","7 - ARDÈCHE","D",235,"201 à 400 m"]
[2317,7,"ARDÈCHE",0,"LUSSAS","7 - ARDÈCHE","D",337,"201 à 400 m"]
[2335,7,"ARDÈCHE",0,"PLANZOLLES","7 - ARDÈCHE","D",457,"401 à 600 m"]
[2352,7,"ARDÈCHE",0,"SAINT-ALBAN-EN-MONTAGNE","7 - ARDÈCHE","D",1108,"1001 à 1200 m"]
[2370,7,"ARDÈCHE",0,"MARCOLS-LES-EAUX",{"$f":"B2371&\" - \"&C2371","v":"7 - ARDÈCHE"},"D",974,{"$f":"IF(AND(H2371>=0,H2371<=200),$M$19,\nIF(AND(H2371>=201,H2371<=400),$M$20,\nIF(AND(H2371>=401,H2371<=600),$M$21,\nIF(AND(H2371>=601,H2371<=800),$M$22,\nIF(AND(H2371>=801,H2371<=1000),$M$23,\nIF(AND(H2371>=1001,H2371<=1200),$M$24,\nIF(AND(H2371>=1201,H2371<=1400),$M$25,\nIF(AND(H2371>=1401,H2371<=1600),$M$26,\nIF(AND(H2371>=1601,H2371<=1800),$M$27,\nIF(AND(H2371>=1801,H2371<=2000),$M$28,\nIF(AND(H2371>=2001,H2371<=2200),$M$29,\nIF(AND(H2371>=2201,H2371<=2400),$M$30,\nIF(AND(H2371>=2401,H2371<=2600),$M$31,\"erreur\")))))))))))))","v":"801 à 1000 m"}]
[2387,7,"ARDÈCHE",0,"BERRIAS-ET-CASTELJAU","7 - ARDÈCHE","D",166,"0 à 200 m"]
[2404,7,"ARDÈCHE",0,"POURCHERES","7 - ARDÈCHE","D",701,"601 à 800 m"]
[2422,7,"ARDÈCHE",0,"PEREYRES","7 - ARDÈCHE","D",1086,"1001 à 1200 m"]
[2439,8,"ARDENNES",0,"MONT-LAURENT","8 - ARDENNES","G",123,"0 à 200 m"]
[2456,8,"ARDENNES",0,"COUCY","8 - ARDENNES","G",80,"0 à 200 m"]
[2474,8,"ARDENNES",0,"BOGNY-SUR-MEUSE","8 - ARDENNES","G",250,"201 à 400 m"]
[2491,8,"ARDENNES",0,"SOMMERANCE","8 - ARDENNES","G",192,"0 à 200 m"]
[2509,8,"ARDENNES",0,"WADELINCOURT","8 - ARDENNES","G",193,"0 à 200 m"]
[2526,8,"ARDENNES",0,"GERNELLE","8 - ARDENNES","G",243,"201 à 400 m"]
[2543,8,"ARDENNES",0,"JOIGNY-SUR-MEUSE","8 - ARDENNES","G",208,"201 à 400 m"]
[2561,8,"ARDENNES",0,"LA CHAPELLE","8 - ARDENNES","G",370,"201 à 400 m"]
[2578,8,"ARDENNES",0,"NOUART","8 - ARDENNES","G",230,"201 à 400 m"]
[2595,8,"ARDENNES",0,"SORMONNE","8 - ARDENNES","G",174,"0 à 200 m"]
[2610,8,"ARDENNES",0,"BOURCQ","8 - ARDENNES","G",143,"0 à 200 m"]
[2614,8,"ARDENNES",0,"HIERGES","8 - ARDENNES","G",157,"0 à 200 m"]
[2632,8,"ARDENNES",0,"VIVIER-AU-COURT","8 - ARDENNES","G",191,"0 à 200 m"]
[2649,8,"ARDENNES",0,"SAINT-LOUP-TERRIER","8 - ARDENNES","G",186,"0 à 200 m"]
[2666,8,"ARDENNES",0,"LA FERTE-SUR-CHIERS","8 - ARDENNES","G",197,"0 à 200 m"]
[2684,8,"ARDENNES",0,"RUBECOURT-ET-LAMECOURT","8 - ARDENNES","G",205,"201 à 400 m"]
[2701,8,"ARDENNES",0,"MONTHOIS","8 - ARDENNES","G",119,"0 à 200 m"]
[2719,8,"ARDENNES",0,"ETREPIGNY","8 - ARDENNES","G",204,"201 à 400 m"]
[2736,8,"ARDENNES",0,"MATTON-ET-CLEMENCY","8 - ARDENNES","G",256,"201 à 400 m"]
[2753,8,"ARDENNES",0,"MALANDRY","8 - ARDENNES","G",268,"201 à 400 m"]
[2771,8,"ARDENNES",0,"HARGNIES","8 - ARDENNES","G",359,"201 à 400 m"]
[2788,8,"ARDENNES",0,"AUBONCOURT-VAUZELLES","8 - ARDENNES","G",102,"0 à 200 m"]
[2805,8,"ARDENNES",0,"BAYONVILLE","8 - ARDENNES","G",237,"201 à 400 m"]
[2823,8,"ARDENNES",0,"VIEL-SAINT-REMY","8 - ARDENNES","G",199,"0 à 200 m"]
[2840,8,"ARDENNES",0,"WARNECOURT","8 - ARDENNES","G",207,"201 à 400 m"]
[2858,8,"ARDENNES",0,"SOMMAUTHE","8 - ARDENNES","G",215,"201 à 400 m"]
[2875,8,"ARDENNES",0,"VAUX-VILLAINE","8 - ARDENNES","G",246,"201 à 400 m"]
[2892,8,"ARDENNES",0,"HERPY-L'ARLESIENNE","8 - ARDENNES","G",95,"0 à 200 m"]
[2909,9,"ARIÈGE",0,"ALEU","9 - ARIÈGE","C",755,"601 à 800 m"]
[2928,9,"ARIÈGE",0,"BENAC","9 - ARIÈGE","C",562,"401 à 600 m"]
[2946,9,"ARIÈGE",0,"CAZAVET",{"$f":"B2947&\" - \"&C2947","v":"9 - ARIÈGE"},"C",609,{"$f":"IF(AND(H2947>=0,H2947<=200),$M$19,\nIF(AND(H2947>=201,H2947<=400),$M$20,\nIF(AND(H2947>=401,H2947<=600),$M$21,\nIF(AND(H2947>=601,H2947<=800),$M$22,\nIF(AND(H2947>=801,H2947<=1000),$M$23,\nIF(AND(H2947>=1001,H2947<=1200),$M$24,\nIF(AND(H2947>=1201,H2947<=1400),$M$25,\nIF(AND(H2947>=1401,H2947<=1600),$M$26,\nIF(AND(H2947>=1601,H2947<=1800),$M$27,\nIF(AND(H2947>=1801,H2947<=2000),$M$28,\nIF(AND(H2947>=2001,H2947<=2200),$M$29,\nIF(AND(H2947>=2201,H2947<=2400),$M$30,\nIF(AND(H2947>=2401,H2947<=2600),$M$31,\"erreur\")))))))))))))","v":"601 à 800 m"}]
[2963,9,"ARIÈGE",0,"TOURTROL","9 - ARIÈGE","C",310,"201 à 400 m"]
[2980,9,"ARIÈGE",0,"BURRET","9 - ARIÈGE","C",816,"801 à 1000 m"]
[2998,9,"ARIÈGE",0,"TROYE-D'ARIEGE","9 - ARIÈGE","C",417,"401 à 600 m"]
[3015,9,"ARIÈGE",0,"MONTGAUCH","9 - ARIÈGE","C",562,"401 à 600 m"]
[3032,9,"ARIÈGE",0,"MONTAUT","9 - ARIÈGE","C",267,"201 à 400 m"]
[3050,9,"ARIÈGE",0,"ERCE","9 - ARIÈGE","C",1023,"1001 à 1200 m"]
[3067,9,"ARIÈGE",0,"LE PEYRAT","9 - ARIÈGE","C",492,"401 à 600 m"]
[3085,9,"ARIÈGE",0,"LOUBENS","9 - ARIÈGE","C",488,"401 à 600 m"]
[3102,9,"ARIÈGE",0,"OUST","9 - ARIÈGE","C",752,"601 à 800 m"]
[3119,9,"ARIÈGE",0,"MOULIN-NEUF","9 - ARIÈGE","C",353,"201 à 400 m"]
[3137,9,"ARIÈGE",0,"CASTILLON-EN-COUSERANS","9 - ARIÈGE","C",912,"801 à 1000 m"]
[3154,9,"ARIÈGE",0,"BEDEILLE","9 - ARIÈGE","C",433,"401 à 600 m"]
[3171,9,"ARIÈGE",0,"ALOS","9 - ARIÈGE","C",1059,"1001 à 1200 m"]
[3189,9,"ARIÈGE",0,"MONTAGAGNE","9 - ARIÈGE","C",864,"801 à 1000 m"]
[3202,9,"ARIÈGE",0,"SENTEIN",{"$f":"B3203&\" - \"&C3203","v":"9 - ARIÈGE"},"C",1619,{"$f":"IF(AND(H3203>=0,H3203<=200),$M$19,\nIF(AND(H3203>=201,H3203<=400),$M$20,\nIF(AND(H3203>=401,H3203<=600),$M$21,\nIF(AND(H3203>=601,H3203<=800),$M$22,\nIF(AND(H3203>=801,H3203<=1000),$M$23,\nIF(AND(H3203>=1001,H3203<=1200),$M$24,\nIF(AND(H3203>=1201,H3203<=1400),$M$25,\nIF(AND(H3203>=1401,H3203<=1600),$M$26,\nIF(AND(H3203>=1601,H3203<=1800),$M$27,\nIF(AND(H3203>=1801,H3203<=2000),$M$28,\nIF(AND(H3203>=2001,H3203<=2200),$M$29,\nIF(AND(H3203>=2201,H3203<=2400),$M$30,\nIF(AND(H3203>=2401,H3203<=2600),$M$31,\"erreur\")))))))))))))","v":"1601 à 1800 m"}]
[3225,9,"ARIÈGE",0,"LES PUJOLS","9 - ARIÈGE","C",309,"201 à 400 m"]
[3242,"10","AUBE",0,"FOUCHERES","10 - AUBE","G",149,"0 à 200 m"]
[3259,"10","AUBE",0,"VAUPOISSON","10 - AUBE","G",128,"0 à 200 m"]
[3277,"10","AUBE",0,"LANTAGES","10 - AUBE","G",182,"0 à 200 m"]
[3294,"10","AUBE",0,"VALLIERES","10 - AUBE","G",192,"0 à 200 m"]
[3312,"10","AUBE",0,"VIVIERS-SUR-ARTAUT","10 - AUBE","G",284,"201 à 400 m"]
[3329,"10","AUBE",0,"GYE-SUR-SEINE","10 - AUBE","G",254,"201 à 400 m"]
[3346,"10","AUBE",0,"LES BORDES-AUMONT","10 - AUBE","G",130,"0 à 200 m"]
[3347,"10","AUBE",0,"CHALETTE-SUR-VOIRE","10 - AUBE","G",128,"0 à 200 m"]
[3364,"10","AUBE",0,"BREVIANDES","10 - AUBE","G",115,"0 à 200 m"]
[3381,"10","AUBE",0,"DONNEMENT","10 - AUBE","G",132,"0 à 200 m"]
[3399,"10","AUBE",0,"ISLE-AUMONT","10 - AUBE","G",124,"0 à 200 m"]
[3416,"10","AUBE",0,"BOUY-LUXEMBOURG","10 - AUBE","G",161,"0 à 200 m"]
[3434,"10","AUBE",0,"ROUILLY-SACEY","10 - AUBE","G",136,"0 à 200 m"]
[3451,"10","AUBE",0,"ROUILLY-SAINT-LOUP","10 - AUBE","G",112,"0 à 200 m"]
[3468,"10","AUBE",0,"CHATRES","10 - AUBE","G",89,"0 à 200 m"]
[3486,"10","AUBE",0,"BARBEREY-SAINT-SULPICE","10 - AUBE","G",116,"0 à 200 m"]
[3501,"10","AUBE",0,"LES NOES-PRES-TROYES","10 - AUBE","G",108,"0 à 200 m"]
[3521,"10","AUBE",0,"BLIGNY","10 - AUBE","G",270,"201 à 400 m"]
[3539,"10","AUBE",0,"VILLE-SUR-ARCE","10 - AUBE","G",244,"201 à 400 m"]
[3556,"10","AUBE",0,"JUVANCOURT","10 - AUBE","G",275,"201 à 400 m"]
[3574,"10","AUBE",0,"JONCREUIL","10 - AUBE","G",130,"0 à 200 m"]
[3591,"10","AUBE",0,"SAINT-CHRISTOPHE-DODINICOURT","10 - AUBE","G",114,"0 à 200 m"]
[3608,"10","AUBE",0,"ORIGNY-LE-SEC","10 - AUBE","G",100,"0 à 200 m"]
[3626,"10","AUBE",0,"DIENVILLE","10 - AUBE","G",144,"0 à 200 m"]
[3643,"10","AUBE",0,"AVANT-LES-RAMERUPT","10 - AUBE","G",145,"0 à 200 m"]
[3661,"10","AUBE",0,"AMANCE","10 - AUBE","G",171,"0 à 200 m"]
[3678,"11","AUDE",0,"PEYRENS","11 - AUDE","C",179,"0 à 200 m"]
[3695,"11","AUDE",0,"RIBOUISSE","11 - AUDE","C",328,"201 à 400 m"]
[3713,"11","AUDE",0,"FELINES-TERMENES","11 - AUDE","C",427,"401 à 600 m"]
[3730,"11","AUDE",0,"MAZEROLLES-DU-RAZES","11 - AUDE","C",252,"201 à 400 m"]
[3747,"11","AUDE",0,"COUSTOUGE","11 - AUDE","C",238,"201 à 400 m"]
[3765,"11","AUDE",0,"ARQUES","11 - AUDE","C",496,"401 à 600 m"]
[3782,"11","AUDE",0,"MARQUEIN","11 - AUDE","C",253,"201 à 400 m"]
[3800,"11","AUDE",0,"LIMOUSIS","11 - AUDE","C",315,"201 à 400 m"]
[3818,"11","AUDE",0,"CRUSCADES","11 - AUDE","C",37,"0 à 200 m"]
[3835,"11","AUDE",0,"MONTREAL","11 - AUDE","C",209,"201 à 400 m"]
[3853,"11","AUDE",0,"PRADELLES-EN-VAL","11 - AUDE","C",296,"201 à 400 m"]
[3870,"11","AUDE",0,"GINCLA","11 - AUDE","C",890,"801 à 1000 m"]
[3888,"11","AUDE",0,"CAZILHAC","11 - AUDE","C",152,"0 à 200 m"]
[3905,"11","AUDE",0,"SAINT-JEAN-DE-PARACOL","11 - AUDE","C",500,"401 à 600 m"]
[3922,"11","AUDE",0,"CAMURAC","11 - AUDE","C",1368,"1201 à 1400 m"]
[3940,"11","AUDE",0,"ROQUEFORT-DES-CORBIERES","11 - AUDE","C",159,"0 à 200 m"]
[3957,"11","AUDE",0,"CUCUGNAN","11 - AUDE","C",425,"401 à 600 m"]
[3974,"11","AUDE",0,"JOUCOU","11 - AUDE","C",780,"601 à 800 m"]
[3992,"11","AUDE",0,"LE CLAT","11 - AUDE","C",1063,"1001 à 1200 m"]
[4009,"11","AUDE",0,"CASCASTEL-DES-CORBIERES","11 - AUDE","C",254,"201 à 400 m"]
[4027,"11","AUDE",0,"ALBIERES","11 - AUDE","C",578,"401 à 600 m"]
[4044,"11","AUDE",0,"CONILHAC-DE-LA-MONTAGNE","11 - AUDE","C",474,"401 à 600 m"]
[4061,"11","AUDE",0,"MIREVAL-LAURAGAIS","11 - AUDE","C",205,"201 à 400 m"]
[4079,"11","AUDE",0,"QUINTILLAN","11 - AUDE","C",366,"201 à 400 m"]
[4096,"11","AUDE",0,"CUXAC-CABARDES","11 - AUDE","C",667,"601 à 800 m"]
[4111,"12","AVEYRON",0,"SAINT-SEVER-DU-MOUSTIER","12 - AVEYRON","D",686,"601 à 800 m"]
[4115,"12","AVEYRON",0,"ESCANDOLIERES","12 - AVEYRON","E",464,"401 à 600 m"]
[4132,"12","AVEYRON",0,"MORLHON-LE-HAUT","12 - AVEYRON","E",506,"401 à 600 m"]
[4150,"12","AVEYRON",0,"MAYRAN","12 - AVEYRON","E",586,"401 à 600 m"]
[4167,"12","AVEYRON",{"$f":"IF($L$2=F4168,1+D4167,0)","v":0},"LES ALBRES","12 - AVEYRON","E",459,"401 à 600 m"]
[4184,"12","AVEYRON",0,"TOURNEMIRE","12 - AVEYRON","D",642,"601 à 800 m"]
[4202,"12","AVEYRON",0,"SAINT-BEAUZELY","12 - AVEYRON","D",768,"601 à 800 m"]
[4219,"12","AVEYRON",0,"SAVIGNAC","12 - AVEYRON","E",377,"201 à 400 m"]
[4237,"12","AVEYRON",0,"SAINT-LAURENT-D'OLT","12 - AVEYRON","E",656,"601 à 800 m"]
[4254,"12","AVEYRON",0,"PEYRUSSE-LE-ROC","12 - AVEYRON","E",393,"201 à 400 m"]
[4271,"12","AVEYRON",0,"ENTRAYGUES-SUR-TRUYERE","12 - AVEYRON","E",476,"401 à 600 m"]
[4289,"12","AVEYRON",0,"BUZEINS","12 - AVEYRON","E",729,"601 à 800 m"]
[4306,"12","AVEYRON",0,"SAINT-REMY","12 - AVEYRON","E",351,"201 à 400 m"]
[4323,"12","AVEYRON",0,"MELJAC","12 - AVEYRON","D",514,"401 à 600 m"]
[4341,"12","AVEYRON",0,"GRAND-VABRE","12 - AVEYRON","E",416,"401 à 600 m"]
[4358,"12","AVEYRON",0,"NANT","12 - AVEYRON","D",712,"601 à 800 m"]
[4376,"12","AVEYRON",0,"MURASSON","12 - AVEYRON","D",754,"601 à 800 m"]
[4393,"12","AVEYRON",0,"VIALA-DU-TARN","12 - AVEYRON","D",612,"601 à 800 m"]
[4410,"13","BOUCHES-DU-RHÔNE",0,"CHATEAURENARD","13 - BOUCHES-DU-RHÔNE","C",32,"0 à 200 m"]
[4429,"13","BOUCHES-DU-RHÔNE",0,"LE THOLONET","13 - BOUCHES-DU-RHÔNE","C",230,"201 à 400 m"]
[4446,"13","BOUCHES-DU-RHÔNE",0,"MARSEILLE-10E--ARRONDISSEMENT","13 - BOUCHES-DU-RHÔNE","C",100,"0 à 200 m"]
[4464,"13","BOUCHES-DU-RHÔNE",0,"ISTRES","13 - BOUCHES-DU-RHÔNE","C",34,"0 à 200 m"]
[4481,"13","BOUCHES-DU-RHÔNE",0,"MARSEILLE-14E--ARRONDISSEMENT","13 - BOUCHES-DU-RHÔNE","C",137,"0 à 200 m"]
[4498,"13","BOUCHES-DU-RHÔNE",0,"BOUC-BEL-AIR","13 - BOUCHES-DU-RHÔNE","C",219,"201 à 400 m"]
[4516,"13","BOUCHES-DU-RHÔNE",0,"SIMIANE-COLLONGUE","13 - BOUCHES-DU-RHÔNE","C",377,"201 à 400 m"]
[4533,"13","BOUCHES-DU-RHÔNE",0,"PLAN-DE-CUQUES","13 - BOUCHES-DU-RHÔNE","C",269,"201 à 400 m"]
[4550,"14","CALVADOS",0,"BAUQUAY","14 - CALVADOS","D",140,"0 à 200 m"]
[4568,"14","CALVADOS",0,"MATHIEU","14 - CALVADOS","D",48,"0 à 200 m"]
[4585,"14","CALVADOS",0,"CREPON","14 - CALVADOS","D",52,"0 à 200 m"]
[4603,"14","CALVADOS",0,"LA CAMBE","14 - CALVADOS","D",25,"0 à 200 m"]
[4620,"14","CALVADOS",0,"PENNEDEPIE","14 - CALVADOS","D",47,"0 à 200 m"]
[4637,"14","CALVADOS",0,"HERMIVAL-LES-VAUX","14 - CALVADOS","D",122,"0 à 200 m"]
[4655,"14","CALVADOS",0,"SAINT-GERMAIN-LA-BLANCHE-HERBE","14 - CALVADOS","D",71,"0 à 200 m"]
[4672,"14","CALVADOS",0,"TILLY-LA-CAMPAGNE","14 - CALVADOS","D",73,"0 à 200 m"]
[4689,"14","CALVADOS",0,"BELLENGREVILLE","14 - CALVADOS","D",32,"0 à 200 m"]
[4707,"14","CALVADOS",0,"SAINTE-MARIE-OUTRE-L'EAU","14 - CALVADOS","D",98,"0 à 200 m"]
[4727,"14","CALVADOS",0,"CARPIQUET","14 - CALVADOS","D",62,"0 à 200 m"]
[4743,"14","CALVADOS",0,"PIERREPONT","14 - CALVADOS","D",211,"201 à 400 m"]
[4760,"14","CALVADOS",0,"LIVRY","14 - CALVADOS","D",148,"0 à 200 m"]
[4777,"14","CALVADOS",0,"MONTS-EN-BESSIN","14 - CALVADOS","D",129,"0 à 200 m"]
[4795,"14","CALVADOS",0,"ANGERVILLE","14 - CALVADOS","D",42,"0 à 200 m"]
[4812,"14","CALVADOS",0,"TREPREL","14 - CALVADOS","D",224,"201 à 400 m"]
[4830,"14","CALVADOS",0,"LANTHEUIL","14 - CALVADOS","D",36,"0 à 200 m"]
[4847,"14","CALVADOS",0,"BLANGY-LE-CHATEAU","14 - CALVADOS","D",100,"0 à 200 m"]
[4864,"14","CALVADOS",0,"BAROU-EN-AUGE","14 - CALVADOS","D",76,"0 à 200 m"]
[4865,"14","CALVADOS",0,"ESCOVILLE","14 - CALVADOS","D",28,"0 à 200 m"]
[4882,"14","CALVADOS",0,"PRESLES","14 - CALVADOS","D",182,"0 à 200 m"]
[4899,"14","CALVADOS",0,"BRETTEVILLE-SUR-LAIZE","14 - CALVADOS","D",90,"0 à 200 m"]
[4917,"14","CALVADOS",0,"BRETTEVILLE-L'ORGUEILLEUSE","14 - CALVADOS","D",59,"0 à 200 m"]
[4934,"14","CALVADOS",0,"COULONCES","14 - CALVADOS","D",123,"0 à 200 m"]
[4952,"14","CALVADOS",0,"CERQUEUX","14 - CALVADOS","D",194,"0 à 200 m"]
[4969,"14","CALVADOS",0,"SAINT-MANVIEU-NORREY","14 - CALVADOS","D",74,"0 à 200 m"]
[4986,"14","CALVADOS",0,"SAINTE-MARGUERITE-DE-VIETTE","14 - CALVADOS","D",137,"0 à 200 m"]
[5006,"14","CALVADOS",0,"LE TOURNEUR","14 - CALVADOS","D",174,"0 à 200 m"]
[5022,"14","CALVADOS",0,"LA VILLETTE","14 - CALVADOS","D",212,"201 à 400 m"]
[5039,"14","CALVADOS",0,"ERNES","14 - CALVADOS","D",62,"0 à 200 m"]
[5057,"14","CALVADOS",0,"RULLY","14 - CALVADOS","D",206,"201 à 400 m"]
[5074,"14","CALVADOS",0,"ORBEC","14 - CALVADOS","D",149,"0 à 200 m"]
[5092,"14","CALVADOS",0,"EVRECY","14 - CALVADOS","D",103,"0 à 200 m"]
[5109,"14","CALVADOS",0,"HONFLEUR","14 - CALVADOS","D",47,"0 à 200 m"]
[5126,"14","CALVADOS",0,"BEAUFOUR-DRUVAL","14 - CALVADOS","D",121,"0 à 200 m"]
[5144,"14","CALVADOS",0,"VIERVILLE-SUR-MER","14 - CALVADOS","D",44,"0 à 200 m"]
[5161,"14","CALVADOS",0,"CRESSERONS","14 - CALVADOS","D",30,"0 à 200 m"]
[5179,"14","CALVADOS",0,"LES OUBEAUX","14 - CALVADOS","D",36,"0 à 200 m"]
[5196,"14","CALVADOS",0,"BENERVILLE-SUR-MER","14 - CALVADOS","D",45,"0 à 200 m"]
[5213,"14","CALVADOS",0,"SAINT-PIERRE-DE-MAILLOC","14 - CALVADOS","D",130,"0 à 200 m"]
[5231,"14","CALVADOS",0,"BAZENVILLE","14 - CALVADOS","D",64,"0 à 200 m"]
[5248,"15","CANTAL",0,"LA MONSELIE","15 - CANTAL","E",708,"601 à 800 m"]
[5265,"15","CANTAL",0,"JABRUN","15 - CANTAL","E",1066,"1001 à 1200 m"]
[5283,"15","CANTAL",0,"SAINT-MARY-LE-PLAIN","15 - CANTAL","E",869,"801 à 1000 m"]
[5300,"15","CANTAL",0,"REILHAC","15 - CANTAL","E",692,"601 à 800 m"]
[5323,"15","CANTAL",0,"SENEZERGUES","15 - CANTAL","E",569,"401 à 600 m"]
[5336,"15","CANTAL",0,"DEUX-VERGES","15 - CANTAL","E",1127,"1001 à 1200 m"]
[5353,"15","CANTAL",0,"MALBO","15 - CANTAL","E",1210,"1201 à 1400 m"]
[5371,"15","CANTAL",0,"CHALINARGUES","15 - CANTAL","E",1059,"1001 à 1200 m"]
[5388,"15","CANTAL",0,"MONTSALVY","15 - CANTAL","E",666,"601 à 800 m"]
[5406,"15","CANTAL",0,"MEALLET","15 - CANTAL","E",617,"601 à 800 m"]
[5423,"15","CANTAL",0,"FONTANGES","15 - CANTAL","E",888,"801 à 1000 m"]
[5440,"15","CANTAL",0,"VALJOUZE","15 - CANTAL","E",921,"801 à 1000 m"]
[5458,"15","CANTAL",0,"PRUNET","15 - CANTAL","E",741,"601 à 800 m"]
[5475,"15","CANTAL",0,"BARRIAC-LES-BOSQUETS","15 - CANTAL","E",649,"601 à 800 m"]
[5492,"15","CANTAL",0,"SAINT-SATURNIN","15 - CANTAL","E",1118,"1001 à 1200 m"]
[5510,"16","CHARENTE",0,"MOUTONNEAU","16 - CHARENTE","C",88,"0 à 200 m"]
[5527,"16","CHARENTE",0,"SAINT-ADJUTORY","16 - CHARENTE","C",192,"0 à 200 m"]
[5545,"16","CHARENTE",0,"PASSIRAC","16 - CHARENTE","C",130,"0 à 200 m"]
[5562,"16","CHARENTE",0,"MOUTHIERS-SUR-BOEME","16 - CHARENTE","C",107,"0 à 200 m"]
[5579,"16","CHARENTE",0,"POURSAC","16 - CHARENTE","C",100,"0 à 200 m"]
[5597,"16","CHARENTE",0,"JUILLE","16 - CHARENTE","C",87,"0 à 200 m"]
[5614,"16","CHARENTE",0,"BAYERS","16 - CHARENTE","C",94,"0 à 200 m"]
[5618,"16","CHARENTE",0,"ORADOUR","16 - CHARENTE","C",82,"0 à 200 m"]
[5633,"16","CHARENTE",0,"VERVANT","16 - CHARENTE","C",98,"0 à 200 m"]
[5650,"16","CHARENTE",0,"GENSAC-LA-PALLUE","16 - CHARENTE","C",23,"0 à 200 m"]
[5668,"16","CHARENTE",0,"BONNEVILLE","16 - CHARENTE","C",88,"0 à 200 m"]
[5685,"16","CHARENTE",0,"PARZAC","16 - CHARENTE","C",149,"0 à 200 m"]
[5702,"16","CHARENTE",0,"PERIGNAC","16 - CHARENTE","C",137,"0 à 200 m"]
[5720,"16","CHARENTE",0,"TORSAC","16 - CHARENTE","C",131,"0 à 200 m"]
[5737,"16","CHARENTE",0,"SAINT-MARTIAL","16 - CHARENTE","C",120,"0 à 200 m"]
[5755,"16","CHARENTE",0,"MONTIGNAC-LE-COQ","16 - CHARENTE","C",115,"0 à 200 m"]
[5772,"16","CHARENTE",0,"ROUILLAC","16 - CHARENTE","C",131,"0 à 200 m"]
[5789,"16","CHARENTE",0,"CRITEUIL-LA-MAGDELEINE","16 - CHARENTE","C",53,"0 à 200 m"]
[5807,"16","CHARENTE",0,"MANOT","16 - CHARENTE","C",192,"0 à 200 m"]
[5824,"16","CHARENTE",0,"VILLEBOIS-LAVALETTE","16 - CHARENTE","C",138,"0 à 200 m"]
[5841,"16","CHARENTE",0,"ORGEDEUIL","16 - CHARENTE","C",228,"201 à 400 m"]
[5859,"16","CHARENTE",0,"GOURVILLE","16 - CHARENTE","C",95,"0 à 200 m"]
[5876,"16","CHARENTE",0,"FONTENILLE","16 - CHARENTE","C",98,"0 à 200 m"]
[5894,"16","CHARENTE",0,"LUXE","16 - CHARENTE","C",69,"0 à 200 m"]
[5911,"17","CHARENTE-MARITIME",{"$f":"IF($L$2=F5912,1+D5911,0)","v":0},"DOEUIL-SUR-LE-MIGNON","17 - CHARENTE-MARITIME","C",47,"0 à 200 m"]
[5935,"17","CHARENTE-MARITIME",0,"MORAGNE","17 - CHARENTE-MARITIME","C",17,"0 à 200 m"]
[5947,"17","CHARENTE-MARITIME",0,"PONT-L'ABBE-D'ARNOULT","17 - CHARENTE-MARITIME","B",24,"0 à 200 m"]
[5964,"17","CHARENTE-MARITIME",0,"PUILBOREAU","17 - CHARENTE-MARITIME","B",23,"0 à 200 m"]
[5981,"17","CHARENTE-MARITIME",0,"SAINT-GERMAIN-DE-MARENCENNES","17 - CHARENTE-MARITIME","C",16,"0 à 200 m"]
[5999,"17","CHARENTE-MARITIME",0,"LA JARD","17 - CHARENTE-MARITIME","C",17,"0 à 200 m"]
[6016,"17","CHARENTE-MARITIME",0,"DOMPIERRE-SUR-CHARENTE","17 - CHARENTE-MARITIME","C",29,"0 à 200 m"]
[6034,"17","CHARENTE-MARITIME",0,"TERNANT","17 - CHARENTE-MARITIME","C",18,"0 à 200 m"]
[6051,"17","CHARENTE-MARITIME",0,"SAINT-MEDARD-D'AUNIS","17 - CHARENTE-MARITIME","B",23,"0 à 200 m"]
[6068,"17","CHARENTE-MARITIME",0,"MERIGNAC","17 - CHARENTE-MARITIME","C",78,"0 à 200 m"]
[6086,"17","CHARENTE-MARITIME",0,"CLION","17 - CHARENTE-MARITIME","B",34,"0 à 200 m"]
[6103,"17","CHARENTE-MARITIME",{"$f":"IF($L$2=F6104,1+D6103,0)","v":0},"CROIX-CHAPEAU","17 - CHARENTE-MARITIME","B",35,"0 à 200 m"]
[6121,"17","CHARENTE-MARITIME",0,"DOMPIERRE-SUR-MER","17 - CHARENTE-MARITIME","B",23,"0 à 200 m"]
[6138,"17","CHARENTE-MARITIME",0,"LA CLISSE","17 - CHARENTE-MARITIME","C",34,"0 à 200 m"]
[6155,"17","CHARENTE-MARITIME",0,"ANDILLY","17 - CHARENTE-MARITIME","B",7,"0 à 200 m"]
[6173,"17","CHARENTE-MARITIME",0,"SAINT-MARTIAL-DE-VITATERNE","17 - CHARENTE-MARITIME","C",63,"0 à 200 m"]
[6190,"17","CHARENTE-MARITIME",0,"VANDRE","17 - CHARENTE-MARITIME","C",18,"0 à 200 m"]
[6207,"17","CHARENTE-MARITIME",0,"LA CLOTTE","17 - CHARENTE-MARITIME","C",41,"0 à 200 m"]
[6214,"17","CHARENTE-MARITIME",0,"SEMUSSAC","17 - CHARENTE-MARITIME","B",21,"0 à 200 m"]
[6243,"17","CHARENTE-MARITIME",0,"SAINT-CESAIRE","17 - CHARENTE-MARITIME","C",68,"0 à 200 m"]
[6261,"17","CHARENTE-MARITIME",0,"BREUIL-MAGNE","17 - CHARENTE-MARITIME","B",6,"0 à 200 m"]
[6278,"17","CHARENTE-MARITIME",0,"SAINT-JEAN-D'ANGLE","17 - CHARENTE-MARITIME","B",8,"0 à 200 m"]
[6295,"17","CHARENTE-MARITIME",{"$f":"IF($L$2=F6296,1+D6295,0)","v":0},"LOULAY","17 - CHARENTE-MARITIME","C",60,"0 à 200 m"]
[6313,"17","CHARENTE-MARITIME",0,"SAINT-GEORGES-DU-BOIS","17 - CHARENTE-MARITIME","C",41,"0 à 200 m"]
[6330,"17","CHARENTE-MARITIME",0,"BIGNAY","17 - CHARENTE-MARITIME","C",48,"0 à 200 m"]
[6348,"17","CHARENTE-MARITIME",0,"LA LAIGNE","17 - CHARENTE-MARITIME","C",15,"0 à 200 m"]
[6365,"17","CHARENTE-MARITIME",0,"GOURVILLETTE","17 - CHARENTE-MARITIME","C",91,"0 à 200 m"]
[6382,"18","CHER",{"$f":"IF($L$2=F6383,1+D6382,0)","v":0},"ORVAL","18 - CHER","D",167,"0 à 200 m"]
[6383,"18","CHER",{"$f":"IF($L$2=F6384,1+D6383,0)","v":0},"MENETOU-COUTURE","18 - CHER","D",194,"0 à 200 m"]
[6400,"18","CHER",0,"NOHANT-EN-GOUT","18 - CHER","D",160,"0 à 200 m"]
[6417,"18","CHER",0,"CERBOIS","18 - CHER","D",129,"0 à 200 m"]
[6435,"18","CHER",0,"VIGNOUX-SOUS-LES-AIX","18 - CHER","D",186,"0 à 200 m"]
[6452,"18","CHER",0,"SAINT-AMBROIX","18 - CHER","D",146,"0 à 200 m"]
[6470,"18","CHER",0,"CORNUSSE","18 - CHER","D",197,"0 à 200 m"]
[6487,"18","CHER",0,"AUBIGNY-SUR-NERE","18 - CHER","D",193,"0 à 200 m"]
[6504,"18","CHER",0,"CHASSY","18 - CHER","D",193,"0 à 200 m"]
[6531,"18","CHER",0,"COUARGUES","18 - CHER","D",150,"0 à 200 m"]
[6540,"18","CHER",0,"LA CHAPELLE-SAINT-URSIN","18 - CHER","D",147,"0 à 200 m"]
[6557,"18","CHER",0,"SAINT-MARTIN-D'AUXIGNY","18 - CHER","D",213,"201 à 400 m"]
[6575,"18","CHER",{"$f":"IF($L$2=F6576,1+D6575,0)","v":0},"SAINTE-SOLANGE","18 - CHER","D",163,"0 à 200 m"]
[6592,"18","CHER",0,"SERRUELLES","18 - CHER","D",170,"0 à 200 m"]
[6610,"18","CHER",0,"CHAUMONT","18 - CHER","D",253,"201 à 400 m"]
[6627,"18","CHER",0,"MASSAY","18 - CHER","D",130,"0 à 200 m"]
[6644,"18","CHER",0,"TROUY","18 - CHER","D",161,"0 à 200 m"]
[6662,"18","CHER",0,"SALIGNY-LE-VIF","18 - CHER","D",201,"201 à 400 m"]
[6679,"19","CORRÈZE",0,"RILHAC-XAINTRIE","19 - CORRÈZE","E",582,"401 à 600 m"]
[6697,"19","CORRÈZE",0,"COURTEIX","19 - CORRÈZE","E",762,"601 à 800 m"]
[6714,"19","CORRÈZE",0,"LARCHE","19 - CORRÈZE","E",153,"0 à 200 m"]
[6731,"19","CORRÈZE",0,"SAINT-JAL","19 - CORRÈZE","E",441,"401 à 600 m"]
[6749,"19","CORRÈZE",0,"ROCHE-LE-PEYROUX","19 - CORRÈZE","E",571,"401 à 600 m"]
[6766,"19","CORRÈZE",0,"SAINT-SETIERS","19 - CORRÈZE","E",831,"801 à 1000 m"]
[6783,"19","CORRÈZE",0,"DARNETS","19 - CORRÈZE","E",582,"401 à 600 m"]
[6801,"19","CORRÈZE",{"$f":"IF($L$2=F6802,1+D6801,0)","v":0},"BELLECHASSAGNE","19 - CORRÈZE","E",739,"601 à 800 m"]
[6818,"19","CORRÈZE",0,"NEUVILLE","19 - CORRÈZE","E",468,"401 à 600 m"]
[6830,"19","CORRÈZE",0,"BORT-LES-ORGUES","19 - CORRÈZE","E",533,"401 à 600 m"]
[6854,"19","CORRÈZE",0,"AFFIEUX","19 - CORRÈZE","E",510,"401 à 600 m"]
[6871,"19","CORRÈZE",0,"VIGEOIS","19 - CORRÈZE","E",352,"201 à 400 m"]
[6889,"19","CORRÈZE",0,"BRIVE-LA-GAILLARDE","19 - CORRÈZE","E",167,"0 à 200 m"]
[6906,"19","CORRÈZE",0,"LA ROCHE-CANILLAC","19 - CORRÈZE","E",443,"401 à 600 m"]
[6924,"19","CORRÈZE",0,"ASTAILLAC","19 - CORRÈZE","E",199,"0 à 200 m"]
[6941,"19","CORRÈZE",0,"LAGLEYGEOLLE","19 - CORRÈZE","E",346,"201 à 400 m"]
[6958,"21","CÔTE-D'OR",{"$f":"IF($L$2=F6959,1+D6958,0)","v":0},"OISILLY","21 - CÔTE-D'OR","G",216,"201 à 400 m"]
[6976,"21","CÔTE-D'OR",0,"VERONNES","21 - CÔTE-D'OR","G",280,"201 à 400 m"]
[6993,"21","CÔTE-D'OR",0,"NANTOUX","21 - CÔTE-D'OR","G",365,"201 à 400 m"]
[7010,"21","CÔTE-D'OR",0,"GISSEY-SUR-OUCHE","21 - CÔTE-D'OR","G",408,"401 à 600 m"]
[7028,"21","CÔTE-D'OR",0,"CHAUX","21 - CÔTE-D'OR","G",368,"201 à 400 m"]
[7045,"21","CÔTE-D'OR",0,"COMMARIN","21 - CÔTE-D'OR","G",428,"401 à 600 m"]
[7063,"21","CÔTE-D'OR",0,"TICHEY","21 - CÔTE-D'OR","G",184,"0 à 200 m"]
[7080,"21","CÔTE-D'OR",0,"LE MEIX","21 - CÔTE-D'OR","G",450,"401 à 600 m"]
[7097,"21","CÔTE-D'OR",0,"ESSAROIS","21 - CÔTE-D'OR","G",366,"201 à 400 m"]
[7115,"21","CÔTE-D'OR",0,"GRANCEY-LE-CHATEAU-NEUVELLE","21 - CÔTE-D'OR","G",428,"401 à 600 m"]
[7123,"21","CÔTE-D'OR",0,"SAINT-BERNARD","21 - CÔTE-D'OR","G",219,"201 à 400 m"]
[7150,"21","CÔTE-D'OR",0,"SAINT-USAGE","21 - CÔTE-D'OR","G",182,"0 à 200 m"]
[7151,"21","CÔTE-D'OR",{"$f":"IF($L$2=F7152,1+D7151,0)","v":0},"BOUZE-LES-BEAUNE","21 - CÔTE-D'OR","G",429,"401 à 600 m"]
[7168,"21","CÔTE-D'OR",0,"SAINT-GERMAIN-LES-SENAILLY","21 - CÔTE-D'OR","G",308,"201 à 400 m"]
[7186,"21","CÔTE-D'OR",0,"ARCONCEY","21 - CÔTE-D'OR","G",430,"401 à 600 m"]
[7203,"21","CÔTE-D'OR",0,"MAUVILLY","21 - CÔTE-D'OR","G",387,"201 à 400 m"]
[7220,"21","CÔTE-D'OR",0,"MONTIGNY-MORNAY-VILLENEUVE-SUR-VINGEANNE","21 - CÔTE-D'OR","G",257,"201 à 400 m"]
[7238,"21","CÔTE-D'OR",0,"VOUGEOT","21 - CÔTE-D'OR","G",247,"201 à 400 m"]
[7255,"21","CÔTE-D'OR",0,"FONTANGY","21 - CÔTE-D'OR","G",412,"401 à 600 m"]
[7273,"21","CÔTE-D'OR",0,"PELLEREY","21 - CÔTE-D'OR","G",445,"401 à 600 m"]
[7290,"21","CÔTE-D'OR",0,"MARCELLOIS","21 - CÔTE-D'OR","G",511,"401 à 600 m"]
[7307,"21","CÔTE-D'OR",0,"LOSNE","21 - CÔTE-D'OR","G",183,"0 à 200 m"]
[7325,"21","CÔTE-D'OR",0,"SAINT-PHILIBERT","21 - CÔTE-D'OR","G",222,"201 à 400 m"]
[7342,"21","CÔTE-D'OR",0,"BUSSEAUT","21 - CÔTE-D'OR","G",350,"201 à 400 m"]
[7359,"21","CÔTE-D'OR",0,"CHAZEUIL","21 - CÔTE-D'OR","G",291,"201 à 400 m"]
[7377,"21","CÔTE-D'OR",0,"BLANCEY","21 - CÔTE-D'OR","G",453,"401 à 600 m"]
[7394,"21","CÔTE-D'OR",0,"CREPAND","21 - CÔTE-D'OR","G",295,"201 à 400 m"]
[7412,"21","CÔTE-D'OR",0,"POSANGES","21 - CÔTE-D'OR","G",350,"201 à 400 m"]
[7440,"21","CÔTE-D'OR",0,"TROUHAUT","21 - CÔTE-D'OR","G",527,"401 à 600 m"]
[7447,"21","CÔTE-D'OR",0,"MEULSON","21 - CÔTE-D'OR","G",398,"201 à 400 m"]
[7465,"21","CÔTE-D'OR",0,"IVRY-EN-MONTAGNE","21 - CÔTE-D'OR","G",483,"401 à 600 m"]
[7482,"21","CÔTE-D'OR",0,"VIELVERGE","21 - CÔTE-D'OR","G",192,"0 à 200 m"]
[7499,"21","CÔTE-D'OR",0,"L'ETANG-VERGY","21 - CÔTE-D'OR","G",356,"201 à 400 m"]
[7517,"21","CÔTE-D'OR",0,"RUFFEY-LES-BEAUNE","21 - CÔTE-D'OR","G",197,"0 à 200 m"]
[7534,"21","CÔTE-D'OR",0,"FENAY","21 - CÔTE-D'OR","G",228,"201 à 400 m"]
[7552,"21","CÔTE-D'OR",0,"CHAUME-ET-COURCHAMP","21 - CÔTE-D'OR","G",271,"201 à 400 m"]
[7569,"21","CÔTE-D'OR",0,"POISEUL-LA-GRANGE","21 - CÔTE-D'OR","G",451,"401 à 600 m"]
[7586,"21","CÔTE-D'OR",0,"BILLY-LES-CHANCEAUX","21 - CÔTE-D'OR","G",444,"401 à 600 m"]
[7604,"21","CÔTE-D'OR",0,"BUSSIERES","21 - CÔTE-D'OR","G",452,"401 à 600 m"]
[7621,"21","CÔTE-D'OR",0,"SOUHEY","21 - CÔTE-D'OR","G",350,"201 à 400 m"]
[7639,"21","CÔTE-D'OR",0,"FLAVIGNEROT","21 - CÔTE-D'OR","G",493,"401 à 600 m"]
[7656,"21","CÔTE-D'OR",0,"SINCEY-LES-ROUVRAY","21 - CÔTE-D'OR","G",351,"201 à 400 m"]
[7673,"22","CÔTES-D'ARMOR",0,"LE HINGLE","22 - CÔTES-D'ARMOR","B",82,"0 à 200 m"]
[7691,"22","CÔTES-D'ARMOR",0,"SAINT-CLET","22 - CÔTES-D'ARMOR","B",80,"0 à 200 m"]
[7708,"22","CÔTES-D'ARMOR",0,"CALLAC","22 - CÔTES-D'ARMOR","B",207,"201 à 400 m"]
[7725,"22","CÔTES-D'ARMOR",0,"SAINT-QUAY-PORTRIEUX","22 - CÔTES-D'ARMOR","B",35,"0 à 200 m"]
[7739,"22","CÔTES-D'ARMOR",0,"MAEL-CARHAIX","22 - CÔTES-D'ARMOR","B",190,"0 à 200 m"]
[7761,"22","CÔTES-D'ARMOR",0,"PLERIN","22 - CÔTES-D'ARMOR","B",86,"0 à 200 m"]
[7779,"22","CÔTES-D'ARMOR",0,"CAULNES","22 - CÔTES-D'ARMOR","B",80,"0 à 200 m"]
[7796,"22","CÔTES-D'ARMOR",0,"TRELEVERN","22 - CÔTES-D'ARMOR","B",67,"0 à 200 m"]
[7813,"22","CÔTES-D'ARMOR",0,"TREVOU-TREGUIGNEC","22 - CÔTES-D'ARMOR","B",52,"0 à 200 m"]
[7831,"22","CÔTES-D'ARMOR",0,"YFFINIAC","22 - CÔTES-D'ARMOR","B",69,"0 à 200 m"]
[7848,"22","CÔTES-D'ARMOR",0,"LE MERZER","22 - CÔTES-D'ARMOR","B",112,"0 à 200 m"]
[7866,"22","CÔTES-D'ARMOR",0,"PLESSALA","22 - CÔTES-D'ARMOR","B",189,"0 à 200 m"]
[7883,"22","CÔTES-D'ARMOR",0,"LA MALHOURE","22 - CÔTES-D'ARMOR","B",119,"0 à 200 m"]
[7900,"22","CÔTES-D'ARMOR",0,"SAINT-IGEAUX","22 - CÔTES-D'ARMOR","B",182,"0 à 200 m"]
[7901,"22","CÔTES-D'ARMOR",0,"CALORGUEN","22 - CÔTES-D'ARMOR","B",44,"0 à 200 m"]
[7918,"22","CÔTES-D'ARMOR",0,"GRACES","22 - CÔTES-D'ARMOR","B",122,"0 à 200 m"]
[7935,"22","CÔTES-D'ARMOR",0,"SAINT-SERVAIS","22 - CÔTES-D'ARMOR","B",234,"201 à 400 m"]
[7953,"22","CÔTES-D'ARMOR",0,"SAINT-MELOIR-DES-BOIS","22 - CÔTES-D'ARMOR","B",95,"0 à 200 m"]
[7970,"22","CÔTES-D'ARMOR",0,"PLOUGRESCANT","22 - CÔTES-D'ARMOR","B",39,"0 à 200 m"]
[7988,"22","CÔTES-D'ARMOR",0,"PLERNEUF","22 - CÔTES-D'ARMOR","B",164,"0 à 200 m"]
[8005,"22","CÔTES-D'ARMOR",0,"POMMERIT-JAUDY","22 - CÔTES-D'ARMOR","B",63,"0 à 200 m"]
[8032,"22","CÔTES-D'ARMOR",0,"PAULE","22 - CÔTES-D'ARMOR","B",203,"201 à 400 m"]
[8041,"23","CREUSE",0,"LA CELLETTE","23 - CREUSE","E",372,"201 à 400 m"]
[8058,"23","CREUSE",0,"JALESCHES","23 - CREUSE","E",440,"401 à 600 m"]
[8075,"23","CREUSE",0,"BLAUDEIX","23 - CREUSE","E",432,"401 à 600 m"]
[8093,"23","CREUSE",0,"CHATELUS-LE-MARCHEIX","23 - CREUSE","E",470,"401 à 600 m"]
[8110,"23","CREUSE",0,"CHARD","23 - CREUSE","E",677,"601 à 800 m"]
[8128,"23","CREUSE",0,"MAUTES","23 - CREUSE","E",643,"601 à 800 m"]
[8145,"23","CREUSE",0,"LINARD","23 - CREUSE","E",323,"201 à 400 m"]
[8162,"23","CREUSE",0,"SAINT-MICHEL-DE-VEISSE","23 - CREUSE","E",615,"601 à 800 m"]
[8180,"23","CREUSE",0,"LES MARS","23 - CREUSE","E",597,"401 à 600 m"]
[8197,"23","CREUSE",0,"NOUZIERS","23 - CREUSE","E",411,"401 à 600 m"]
[8215,"23","CREUSE",0,"SAINT-AVIT-DE-TARDES","23 - CREUSE","E",610,"601 à 800 m"]
[8232,"23","CREUSE",0,"SAINT-ETIENNE-DE-FURSAC","23 - CREUSE","E",383,"201 à 400 m"]
[8249,"23","CREUSE",0,"SAINT-FRION","23 - CREUSE","E",651,"601 à 800 m"]
[8267,"23","CREUSE",0,"BOUSSAC-BOURG","23 - CREUSE","E",415,"401 à 600 m"]
[8284,"23","CREUSE",0,"MALLERET-BOUSSAC","23 - CREUSE","E",363,"201 à 400 m"]
[8301,"24","DORDOGNE",0,"GOUT-ROSSIGNOL","24 - DORDOGNE","C",143,"0 à 200 m"]
[8319,"24","DORDOGNE",0,"ESCOIRE","24 - DORDOGNE","C",138,"0 à 200 m"]
[8331,"24","DORDOGNE",0,"SAINT-GEORGES-BLANCANEIX","24 - DORDOGNE","C",84,"0 à 200 m"]
[8355,"24","DORDOGNE",0,"LE BUGUE","24 - DORDOGNE","C",127,"0 à 200 m"]
[8372,"24","DORDOGNE",0,"SAVIGNAC-LEDRIER","24 - DORDOGNE","C",308,"201 à 400 m"]
[8389,"24","DORDOGNE",0,"SAINT-ANDRE-DE-DOUBLE","24 - DORDOGNE","C",111,"0 à 200 m"]
[8407,"24","DORDOGNE",0,"SAINT-ANDRE-D'ALLAS","24 - DORDOGNE","C",198,"0 à 200 m"]
[8424,"24","DORDOGNE",0,"BOUNIAGUES","24 - DORDOGNE","C",135,"0 à 200 m"]
[8442,"24","DORDOGNE",0,"BOURG-DES-MAISONS","24 - DORDOGNE","C",168,"0 à 200 m"]
[8459,"24","DORDOGNE",0,"MEYRALS","24 - DORDOGNE","C",182,"0 à 200 m"]
[8476,"24","DORDOGNE",0,"DOMME","24 - DORDOGNE","C",191,"0 à 200 m"]
[8494,"24","DORDOGNE",0,"PARCOUL","24 - DORDOGNE","C",59,"0 à 200 m"]
[8511,"24","DORDOGNE",0,"SAINT-CYBRANET","24 - DORDOGNE","C",160,"0 à 200 m"]
[8528,"24","DORDOGNE",0,"HAUTEFAYE","24 - DORDOGNE","C",177,"0 à 200 m"]
[8546,"24","DORDOGNE",0,"SAINT-MARTIN-DES-COMBES","24 - DORDOGNE","C",150,"0 à 200 m"]
[8563,"24","DORDOGNE",0,"SAINT-JULIEN-D'EYMET","24 - DORDOGNE","C",126,"0 à 200 m"]
[8581,"24","DORDOGNE",0,"CELLES","24 - DORDOGNE","C",127,"0 à 200 m"]
[8598,"24","DORDOGNE",0,"COMBERANCHE-ET-EPELUCHE","24 - DORDOGNE","C",71,"0 à 200 m"]
[8615,"24","DORDOGNE",0,"BERGERAC","24 - DORDOGNE","C",50,"0 à 200 m"]
[8633,"24","DORDOGNE",0,"CHATRES","24 - DORDOGNE","C",261,"201 à 400 m"]
[8648,"24","DORDOGNE",0,"MONTPEYROUX","24 - DORDOGNE","C",49,"0 à 200 m"]
[8668,"24","DORDOGNE",0,"SAINT-PAUL-LIZONNE","24 - DORDOGNE","C",81,"0 à 200 m"]
[8669,"24","DORDOGNE",0,"MOUZENS","24 - DORDOGNE","C",136,"0 à 200 m"]
[8686,"24","DORDOGNE",0,"MONTAZEAU","24 - DORDOGNE","C",63,"0 à 200 m"]
[8704,"24","DORDOGNE",0,"SALLES-DE-BELVES","24 - DORDOGNE","C",222,"201 à 400 m"]
[8721,"24","DORDOGNE",0,"MONTAUT","24 - DORDOGNE","C",131,"0 à 200 m"]
[8738,"24","DORDOGNE",0,"SAINTE-ORSE","24 - DORDOGNE","C",220,"201 à 400 m"]
[8756,"24","DORDOGNE",0,"SAINT-CHAMASSY","24 - DORDOGNE","C",114,"0 à 200 m"]
[8773,"24","DORDOGNE",0,"SAINT-BARTHELEMY-DE-BELLEGARDE","24 - DORDOGNE","C",82,"0 à 200 m"]
[8791,"24","DORDOGNE",0,"NEGRONDES","24 - DORDOGNE","C",188,"0 à 200 m"]
[8808,"24","DORDOGNE",0,"PRIGONRIEUX","24 - DORDOGNE","C",54,"0 à 200 m"]
[8825,"24","DORDOGNE",0,"MESCOULES","24 - DORDOGNE","C",129,"0 à 200 m"]
[8843,"24","DORDOGNE",0,"JOURNIAC","24 - DORDOGNE","C",187,"0 à 200 m"]
[8860,"25","DOUBS",0,"ECURCEY","25 - DOUBS","H",526,"401 à 600 m"]
[8877,"25","DOUBS",0,"DEVECEY","25 - DOUBS","H",264,"201 à 400 m"]
[8895,"25","DOUBS",0,"GENEUILLE","25 - DOUBS","H",231,"201 à 400 m"]
[8912,"25","DOUBS",0,"ROGNON","25 - DOUBS","H",358,"201 à 400 m"]
[8930,"25","DOUBS",0,"BIEF","25 - DOUBS","H",465,"401 à 600 m"]
[8947,"25","DOUBS",0,"CHATILLON-SUR-LISON","25 - DOUBS","H",359,"201 à 400 m"]
[8965,"25","DOUBS",0,"CHARBONNIERES-LES-SAPINS","25 - DOUBS","H",550,"401 à 600 m"]
[8983,"25","DOUBS",{"$f":"IF($L$2=F8984,1+D8983,0)","v":0},"VOILLANS","25 - DOUBS","H",434,"401 à 600 m"]
[9000,"25","DOUBS",0,"FONTENELLE-MONTBY","25 - DOUBS","H",429,"401 à 600 m"]
[9017,"25","DOUBS",0,"BRETIGNEY-NOTRE-DAME","25 - DOUBS","H",425,"401 à 600 m"]
[9035,"25","DOUBS",0,"HYEMONDANS","25 - DOUBS","H",506,"401 à 600 m"]
[9052,"25","DOUBS",0,"PONT-DE-ROIDE","25 - DOUBS","H",471,"401 à 600 m"]
[9070,"25","DOUBS",0,"CERNAY-L'EGLISE","25 - DOUBS","H",850,"801 à 1000 m"]
[9087,"25","DOUBS",0,"MESLIERES","25 - DOUBS","H",492,"401 à 600 m"]
[9104,"25","DOUBS",0,"MORTEAU","25 - DOUBS","H",941,"801 à 1000 m"]
[9122,"25","DOUBS",0,"LONGEMAISON","25 - DOUBS","H",887,"801 à 1000 m"]
[9139,"25","DOUBS",0,"CHASSAGNE-SAINT-DENIS","25 - DOUBS","H",539,"401 à 600 m"]
[9157,"25","DOUBS",0,"PIERREFONTAINE-LES-VARANS","25 - DOUBS","H",704,"601 à 800 m"]
[9174,"25","DOUBS",0,"HOUTAUD","25 - DOUBS","H",825,"801 à 1000 m"]
[9191,"25","DOUBS",0,"TAILLECOURT","25 - DOUBS","H",347,"201 à 400 m"]
[9209,"25","DOUBS",0,"LAISSEY","25 - DOUBS","H",352,"201 à 400 m"]
[9226,"25","DOUBS",0,"COURTETAIN-ET-SALANS","25 - DOUBS","H",586,"401 à 600 m"]
[9240,"25","DOUBS",0,"VAUCHAMPS","25 - DOUBS","H",417,"401 à 600 m"]
[9262,"25","DOUBS",0,"MAISONS-DU-BOIS-LIEVREMONT","25 - DOUBS","H",922,"801 à 1000 m"]
[9279,"25","DOUBS",0,"COURVIERES","25 - DOUBS","H",828,"801 à 1000 m"]
[9297,"25","DOUBS",0,"MONTAGNEY-SERVIGNEY","25 - DOUBS","H",267,"201 à 400 m"]
[9314,"25","DOUBS",0,"LARNOD","25 - DOUBS","H",379,"201 à 400 m"]
[9331,"25","DOUBS",0,"PRESENTEVILLERS","25 - DOUBS","H",365,"201 à 400 m"]
[9349,"25","DOUBS",0,"BARTHERANS","25 - DOUBS","H",462,"401 à 600 m"]
[9366,"25","DOUBS",0,"PESEUX","25 - DOUBS","H",642,"601 à 800 m"]
[9384,"25","DOUBS",0,"COUR-SAINT-MAURICE","25 - DOUBS","H",556,"401 à 600 m"]
[9401,"25","DOUBS",0,"CUBRIAL","25 - DOUBS","H",295,"201 à 400 m"]
[9418,"25","DOUBS",0,"NAISEY-LES-GRANGES","25 - DOUBS","H",528,"401 à 600 m"]
[9419,"25","DOUBS",0,"GOUX-LES-USIERS","25 - DOUBS","H",793,"601 à 800 m"]
[9436,"25","DOUBS",0,"DELUZ","25 - DOUBS","H",351,"201 à 400 m"]
[9453,"26","DRÔME",0,"BARCELONNE","26 - DRÔME","D",350,"201 à 400 m"]
[9471,"26","DRÔME",0,"ROCHEFORT-EN-VALDAINE","26 - DRÔME","D",259,"201 à 400 m"]
[9488,"26","DRÔME",0,"MONTVENDRE","26 - DRÔME","D",228,"201 à 400 m"]
[9506,"26","DRÔME",0,"HAUTERIVES","26 - DRÔME","D",382,"201 à 400 m"]
[9523,"26","DRÔME",0,"CLANSAYES","26 - DRÔME","D",198,"0 à 200 m"]
[9539,"26","DRÔME",0,"LE POET-EN-PERCIP","26 - DRÔME","D",1026,"1001 à 1200 m"]
[9559,"26","DRÔME",0,"MERCUROL","26 - DRÔME","D",182,"0 à 200 m"]
[9576,"26","DRÔME",0,"SOLERIEUX","26 - DRÔME","D",143,"0 à 200 m"]
[9593,"26","DRÔME",0,"SAINT-MARTIN-D'AOUT","26 - DRÔME","D",334,"201 à 400 m"]
[9611,"26","DRÔME",0,"LA BAUME-D'HOSTUN","26 - DRÔME","D",257,"201 à 400 m"]
[9628,"26","DRÔME",0,"MORNANS","26 - DRÔME","D",602,"601 à 800 m"]
[9646,"26","DRÔME",0,"SAINT-FERREOL-TRENTE-PAS","26 - DRÔME","D",643,"601 à 800 m"]
[9663,"26","DRÔME",0,"ROUSSAS","26 - DRÔME","D",222,"201 à 400 m"]
[9680,"26","DRÔME",0,"MONTJOUX","26 - DRÔME","D",648,"601 à 800 m"]
[9698,"26","DRÔME",0,"ALLAN","26 - DRÔME","D",222,"201 à 400 m"]
[9715,"26","DRÔME",0,"LE POET-SIGILLAT","26 - DRÔME","D",769,"601 à 800 m"]
[9733,"26","DRÔME",0,"LIVRON-SUR-DROME","26 - DRÔME","D",115,"0 à 200 m"]
[9750,"26","DRÔME",0,"ARPAVON","26 - DRÔME","D",614,"601 à 800 m"]
[9767,"26","DRÔME",0,"LES PRES","26 - DRÔME","D",1025,"1001 à 1200 m"]
[9785,"26","DRÔME",0,"AUREL","26 - DRÔME","D",609,"601 à 800 m"]
[9802,"26","DRÔME",0,"BEZAUDUN-SUR-BINE","26 - DRÔME","D",808,"801 à 1000 m"]
[9819,"27","EURE",0,"BEAUMONT-LE-ROGER","27 - EURE","D",140,"0 à 200 m"]
[9837,"27","EURE",0,"THIBERVILLE","27 - EURE","D",174,"0 à 200 m"]
[9856,"27","EURE",0,"SAINT-LAURENT-DES-BOIS","27 - EURE","D",134,"0 à 200 m"]
[9873,"27","EURE",0,"BAZINCOURT-SUR-EPTE","27 - EURE","D",96,"0 à 200 m"]
[9890,"27","EURE",0,"LERY","27 - EURE","D",60,"0 à 200 m"]
[9907,"27","EURE",0,"FRANQUEVILLE","27 - EURE","D",145,"0 à 200 m"]
[9925,"27","EURE",0,"LOUVIERS","27 - EURE","D",73,"0 à 200 m"]
[9942,"27","EURE",0,"FRANCHEVILLE","27 - EURE","D",187,"0 à 200 m"]
[9959,"27","EURE",0,"AMFREVILLE-SUR-ITON","27 - EURE","D",82,"0 à 200 m"]
[9977,"27","EURE",0,"COLLANDRES-QUINCARNON","27 - EURE","D",155,"0 à 200 m"]
[9994,"27","EURE",0,"SAINT-QUENTIN-DES-ISLES","27 - EURE","D",157,"0 à 200 m"]
[10012,"27","EURE",0,"SAINTE-BARBE-SUR-GAILLON","27 - EURE","D",110,"0 à 200 m"]
[10029,"27","EURE",0,"BRIONNE","27 - EURE","D",90,"0 à 200 m"]
[10046,"27","EURE",0,"GUITRY","27 - EURE","D",105,"0 à 200 m"]
[10064,"27","EURE",0,"IVILLE","27 - EURE","D",150,"0 à 200 m"]
[10081,"27","EURE",0,"GAILLON","27 - EURE","D",43,"0 à 200 m"]
[10099,"27","EURE",0,"SAINT-AUBIN-SUR-GAILLON","27 - EURE","D",114,"0 à 200 m"]
[10116,"27","EURE",0,"TRIQUEVILLE","27 - EURE","D",98,"0 à 200 m"]
[10133,"27","EURE",0,"VERNON","27 - EURE","D",94,"0 à 200 m"]
[10135,"27","EURE",0,"HAUVILLE","27 - EURE","D",134,"0 à 200 m"]
[10169,"27","EURE",0,"LES DAMPS","27 - EURE","D",50,"0 à 200 m"]
[10186,"27","EURE",0,"EPINAY","27 - EURE","D",182,"0 à 200 m"]
[10187,"27","EURE",0,"LES BAUX-SAINTE-CROIX","27 - EURE","D",144,"0 à 200 m"]
[10204,"27","EURE",0,"FRESNE-L'ARCHEVEQUE","27 - EURE","D",138,"0 à 200 m"]
[10222,"27","EURE",0,"MARTAINVILLE","27 - EURE","D",133,"0 à 200 m"]
[10239,"27","EURE",0,"FIQUEFLEUR-EQUAINVILLE","27 - EURE","D",65,"0 à 200 m"]
[10256,"27","EURE",0,"SAINT-MARTIN-DU-TILLEUL","27 - EURE","D",172,"0 à 200 m"]
[10274,"27","EURE",0,"THOMER-LA-SOGNE","27 - EURE","D",146,"0 à 200 m"]
[10291,"27","EURE",0,"GISORS","27 - EURE","D",78,"0 à 200 m"]
[10309,"27","EURE",0,"MOUETTES","27 - EURE","D",121,"0 à 200 m"]
[10326,"27","EURE",0,"MOUFLAINES","27 - EURE","D",118,"0 à 200 m"]
[10343,"27","EURE",0,"NOYERS","27 - EURE","D",98,"0 à 200 m"]
[10361,"27","EURE",0,"VILLEGATS","27 - EURE","D",131,"0 à 200 m"]
[10378,"27","EURE",0,"BEAUBRAY","27 - EURE","D",164,"0 à 200 m"]
[10395,"27","EURE",0,"PONT-AUDEMER","27 - EURE","D",27,"0 à 200 m"]
[10413,"27","EURE",0,"AUTHEVERNES","27 - EURE","D",115,"0 à 200 m"]
[10430,"27","EURE",0,"QUILLEBEUF-SUR-SEINE","27 - EURE","D",3,"0 à 200 m"]
[10452,"27","EURE",0,"BOURG-ACHARD","27 - EURE","D",124,"0 à 200 m"]
[10466,"27","EURE",0,"VILLERS-SUR-LE-ROULE","27 - EURE","D",85,"0 à 200 m"]
[10483,"27","EURE",0,"FEUGUEROLLES","27 - EURE","D",129,"0 à 200 m"]
[10501,"28","EURE-ET-LOIR",0,"DAMMARIE","28 - EURE-ET-LOIR","D",152,"0 à 200 m"]
[10518,"28","EURE-ET-LOIR",0,"NERON","28 - EURE-ET-LOIR","D",138,"0 à 200 m"]
[10535,"28","EURE-ET-LOIR",0,"GUILLONVILLE","28 - EURE-ET-LOIR","D",133,"0 à 200 m"]
[10553,"28","EURE-ET-LOIR",0,"SAINT-LUBIN-DE-LA-HAYE","28 - EURE-ET-LOIR","D",115,"0 à 200 m"]
[10570,"28","EURE-ET-LOIR",0,"TERMINIERS","28 - EURE-ET-LOIR","D",129,"0 à 200 m"]
[10588,"28","EURE-ET-LOIR",0,"MONTLANDON","28 - EURE-ET-LOIR","D",268,"201 à 400 m"]
[10605,"28","EURE-ET-LOIR",0,"VIERVILLE","28 - EURE-ET-LOIR","D",150,"0 à 200 m"]
[10622,"28","EURE-ET-LOIR",0,"LANDELLES","28 - EURE-ET-LOIR","D",192,"0 à 200 m"]
[10640,"28","EURE-ET-LOIR",0,"BEAUVILLIERS","28 - EURE-ET-LOIR","D",144,"0 à 200 m"]
[10657,"28","EURE-ET-LOIR",0,"LA CROIX-DU-PERCHE","28 - EURE-ET-LOIR","D",223,"201 à 400 m"]
[10675,"28","EURE-ET-LOIR",0,"BAILLEAU-LE-PIN","28 - EURE-ET-LOIR","D",171,"0 à 200 m"]
[10692,"28","EURE-ET-LOIR",0,"BROU","28 - EURE-ET-LOIR","D",168,"0 à 200 m"]
[10709,"28","EURE-ET-LOIR",0,"TREON","28 - EURE-ET-LOIR","D",134,"0 à 200 m"]
[10727,"28","EURE-ET-LOIR",0,"BAZOCHES-LES-HAUTES","28 - EURE-ET-LOIR","D",130,"0 à 200 m"]
[10744,"28","EURE-ET-LOIR",0,"LE MESNIL-THOMAS","28 - EURE-ET-LOIR","D",197,"0 à 200 m"]
[10765,"28","EURE-ET-LOIR",0,"VOISE","28 - EURE-ET-LOIR","D",147,"0 à 200 m"]
[10780,"28","EURE-ET-LOIR",0,"ILLIERS-COMBRAY","28 - EURE-ET-LOIR","D",166,"0 à 200 m"]
[10797,"28","EURE-ET-LOIR",0,"LANNERAY","28 - EURE-ET-LOIR","D",149,"0 à 200 m"]
[10815,"28","EURE-ET-LOIR",0,"BONCE","28 - EURE-ET-LOIR","D",156,"0 à 200 m"]
[10832,"28","EURE-ET-LOIR",0,"CHUISNES","28 - EURE-ET-LOIR","D",194,"0 à 200 m"]
[10849,"28","EURE-ET-LOIR",0,"UMPEAU","28 - EURE-ET-LOIR","D",155,"0 à 200 m"]
[10867,"28","EURE-ET-LOIR",0,"MAINVILLIERS","28 - EURE-ET-LOIR","D",157,"0 à 200 m"]
[10884,"28","EURE-ET-LOIR",0,"SAINT-MARTIN-DE-NIGELLES","28 - EURE-ET-LOIR","D",128,"0 à 200 m"]
[10902,"29","FINISTÈRE",0,"PLONEVEZ-PORZAY","29 - FINISTÈRE","B",60,"0 à 200 m"]
[10919,"29","FINISTÈRE",0,"GOURLIZON","29 - FINISTÈRE","B",119,"0 à 200 m"]
[10936,"29","FINISTÈRE",0,"LANMEUR","29 - FINISTÈRE","B",100,"0 à 200 m"]
[10937,"29","FINISTÈRE",0,"CONFORT-MEILARS","29 - FINISTÈRE","B",51,"0 à 200 m"]
[10954,"29","FINISTÈRE",0,"ARGOL","29 - FINISTÈRE","B",82,"0 à 200 m"]
[10971,"29","FINISTÈRE",0,"MAHALON","29 - FINISTÈRE","B",64,"0 à 200 m"]
[10989,"29","FINISTÈRE",0,"SAINT-RIVOAL","29 - FINISTÈRE","B",234,"201 à 400 m"]
[11006,"29","FINISTÈRE",0,"SAINT-PABU","29 - FINISTÈRE","B",37,"0 à 200 m"]
[11024,"29","FINISTÈRE",0,"BRELES","29 - FINISTÈRE","B",56,"0 à 200 m"]
[11044,"29","FINISTÈRE",0,"LOCTUDY","29 - FINISTÈRE","B",8,"0 à 200 m"]
[11059,"29","FINISTÈRE",0,"SAINT-JEAN-TROLIMON","29 - FINISTÈRE","B",25,"0 à 200 m"]
[11077,"29","FINISTÈRE",0,"CAST","29 - FINISTÈRE","B",118,"0 à 200 m"]
[11094,"29","FINISTÈRE",0,"LANDERNEAU","29 - FINISTÈRE","B",64,"0 à 200 m"]
[11111,"29","FINISTÈRE",0,"SAINT-MARTIN-DES-CHAMPS","29 - FINISTÈRE","B",67,"0 à 200 m"]
[11129,"29","FINISTÈRE",0,"BERRIEN","29 - FINISTÈRE","B",226,"201 à 400 m"]
[11146,"29","FINISTÈRE",0,"CONCARNEAU","29 - FINISTÈRE","B",50,"0 à 200 m"]
[11164,"29","FINISTÈRE",0,"PLOUNEVEZ-LOCHRIST","29 - FINISTÈRE","B",57,"0 à 200 m"]
[11181,"2A","CORSE-DU-SUD",0,"EVISA","2A - CORSE-DU-SUD","A",1160,"1001 à 1200 m"]
[11198,"2A","CORSE-DU-SUD",0,"LECCI","2A - CORSE-DU-SUD","A",116,"0 à 200 m"]
[11216,"2A","CORSE-DU-SUD",0,"PILA-CANALE","2A - CORSE-DU-SUD","A",204,"201 à 400 m"]
[11233,"2A","CORSE-DU-SUD",0,"CARBUCCIA","2A - CORSE-DU-SUD","A",508,"401 à 600 m"]
[11251,"2A","CORSE-DU-SUD",0,"OCANA","2A - CORSE-DU-SUD","A",426,"401 à 600 m"]
[11268,"2A","CORSE-DU-SUD",0,"OLMICCIA","2A - CORSE-DU-SUD","A",192,"0 à 200 m"]
[11285,"2A","CORSE-DU-SUD",0,"LOPIGNA","2A - CORSE-DU-SUD","A",426,"401 à 600 m"]
[11303,"2B","HAUTE-CORSE",0,"VERDESE","2B - HAUTE-CORSE","A",485,"401 à 600 m"]
[11320,"2B","HAUTE-CORSE",0,"POGGIO-DI-NAZZA","2B - HAUTE-CORSE","A",620,"601 à 800 m"]
[11337,"2B","HAUTE-CORSE",0,"PIAZZOLE","2B - HAUTE-CORSE","A",597,"401 à 600 m"]
[11361,"2B","HAUTE-CORSE",0,"CASANOVA","2B - HAUTE-CORSE","A",1201,"1201 à 1400 m"]
[11373,"2B","HAUTE-CORSE",0,"PIETRICAGGIO","2B - HAUTE-CORSE","A",954,"801 à 1000 m"]
[11391,"2B","HAUTE-CORSE",0,"SAINT-FLORENT","2B - HAUTE-CORSE","A",73,"0 à 200 m"]
[11408,"2B","HAUTE-CORSE",0,"ASCO","2B - HAUTE-CORSE","A",1382,"1201 à 1400 m"]
[11425,"2B","HAUTE-CORSE",0,"PRUNELLI-DI-FIUMORBO","2B - HAUTE-CORSE","A",113,"0 à 200 m"]
[11443,"2B","HAUTE-CORSE",0,"ISOLACCIO-DI-FIUMORBO","2B - HAUTE-CORSE","A",928,"801 à 1000 m"]
[11460,"2B","HAUTE-CORSE",0,"PRUNO","2B - HAUTE-CORSE","A",331,"201 à 400 m"]
[11477,"2B","HAUTE-CORSE",0,"LURI","2B - HAUTE-CORSE","A",318,"201 à 400 m"]
[11495,"2B","HAUTE-CORSE",0,"RIVENTOSA","2B - HAUTE-CORSE","A",425,"401 à 600 m"]
[11512,"2B","HAUTE-CORSE",0,"PIOGGIOLA","2B - HAUTE-CORSE","A",1119,"1001 à 1200 m"]
[11530,"2B","HAUTE-CORSE",0,"VIVARIO","2B - HAUTE-CORSE","A",1244,"1201 à 1400 m"]
[11547,"30","GARD",0,"SAINT-QUENTIN-LA-POTERIE","30 - GARD","C",151,"0 à 200 m"]
[11564,"30","GARD",0,"ROQUEMAURE","30 - GARD","C",58,"0 à 200 m"]
[11582,"30","GARD",0,"CANAULES-ET-ARGENTIERES","30 - GARD","C",108,"0 à 200 m"]
[11599,"30","GARD",0,"SAINT-HILAIRE-DE-BRETHMAS","30 - GARD","C",133,"0 à 200 m"]
[11617,"30","GARD",0,"LAVAL-PRADEL","30 - GARD","C",353,"201 à 400 m"]
[11634,"30","GARD",0,"BOUCOIRAN-ET-NOZIERES","30 - GARD","C",114,"0 à 200 m"]
[11651,"30","GARD",0,"CHUSCLAN","30 - GARD","C",83,"0 à 200 m"]
[11660,"30","GARD",0,"AUBUSSARGUES","30 - GARD","C",128,"0 à 200 m"]
[11687,"30","GARD",0,"SAINT-MICHEL-D'EUZET","30 - GARD","C",147,"0 à 200 m"]
[11704,"30","GARD",0,"VIC-LE-FESQ","30 - GARD","C",76,"0 à 200 m"]
[11705,"30","GARD",0,"CODOLET","30 - GARD","C",33,"0 à 200 m"]
[11722,"30","GARD",0,"SAZE","30 - GARD","C",93,"0 à 200 m"]
[11740,"30","GARD",0,"SOUSTELLE","30 - GARD","C",335,"201 à 400 m"]
[11757,"30","GARD",0,"SAINT-JULIEN-DE-CASSAGNAS","30 - GARD","C",167,"0 à 200 m"]
[11774,"30","GARD",0,"AIGUES-MORTES","30 - GARD","C",1,"0 à 200 m"]
[11792,"30","GARD",0,"CAUSSE-BEGON","30 - GARD","C",816,"801 à 1000 m"]
[11809,"30","GARD",0,"BEZ-ET-ESPARON","30 - GARD","C",496,"401 à 600 m"]
[11827,"30","GARD",0,"MOLIERES-CAVAILLAC","30 - GARD","C",389,"201 à 400 m"]
[11844,"30","GARD",0,"MARS","30 - GARD","C",696,"601 à 800 m"]
[11861,"30","GARD",0,"SERVIERS-ET-LABAUME","30 - GARD","C",141,"0 à 200 m"]
[11879,"30","GARD",0,"ROCHEFORT-DU-GARD","30 - GARD","C",137,"0 à 200 m"]
[11896,"31","HAUTE-GARONNE",0,"MIREPOIX-SUR-TARN","31 - HAUTE-GARONNE","C",140,"0 à 200 m"]
[11913,"31","HAUTE-GARONNE",0,"MERVILLE","31 - HAUTE-GARONNE","C",147,"0 à 200 m"]
[11931,"31","HAUTE-GARONNE",0,"SAINT-MICHEL","31 - HAUTE-GARONNE","C",367,"201 à 400 m"]
[11948,"31","HAUTE-GARONNE",0,"MAUREVILLE","31 - HAUTE-GARONNE","C",221,"201 à 400 m"]
[11977,"31","HAUTE-GARONNE",0,"GANTIES","31 - HAUTE-GARONNE","C",416,"401 à 600 m"]
[11984,"31","HAUTE-GARONNE",0,"VIGOULET-AUZIL","31 - HAUTE-GARONNE","C",224,"201 à 400 m"]
[12001,"31","HAUTE-GARONNE",0,"MARSOULAS","31 - HAUTE-GARONNE","C",353,"201 à 400 m"]
[12019,"31","HAUTE-GARONNE",{"$f":"IF($L$2=F12020,1+D12019,0)","v":0},"NOE","31 - HAUTE-GARONNE","C",193,"0 à 200 m"]
[12036,"31","HAUTE-GARONNE",0,"SAINT-THOMAS","31 - HAUTE-GARONNE","C",277,"201 à 400 m"]
[12053,"31","HAUTE-GARONNE",0,"BILLIERE","31 - HAUTE-GARONNE","C",1302,"1201 à 1400 m"]
[12071,"31","HAUTE-GARONNE",0,"VERNET","31 - HAUTE-GARONNE","C",168,"0 à 200 m"]
[12088,"31","HAUTE-GARONNE",0,"FONSORBES","31 - HAUTE-GARONNE","C",187,"0 à 200 m"]
[12106,"31","HAUTE-GARONNE",0,"SAINT-RUSTICE","31 - HAUTE-GARONNE","C",144,"0 à 200 m"]
[12123,"31","HAUTE-GARONNE",0,"MONTBERAUD","31 - HAUTE-GARONNE","C",364,"201 à 400 m"]
[12140,"31","HAUTE-GARONNE",0,"SOUEICH","31 - HAUTE-GARONNE","C",425,"401 à 600 m"]
[12158,"31","HAUTE-GARONNE",0,"SAINT-FELIX-LAURAGAIS","31 - HAUTE-GARONNE","C",234,"201 à 400 m"]
[12175,"31","HAUTE-GARONNE",0,"BESSIERES","31 - HAUTE-GARONNE","C",111,"0 à 200 m"]
[12193,"31","HAUTE-GARONNE",0,"CAZARIL-LASPENES","31 - HAUTE-GARONNE","C",1086,"1001 à 1200 m"]
[12210,"31","HAUTE-GARONNE",0,"SAINT-LYS","31 - HAUTE-GARONNE","C",204,"201 à 400 m"]
[12227,"31","HAUTE-GARONNE",0,"MANE","31 - HAUTE-GARONNE","C",332,"201 à 400 m"]
[12245,"31","HAUTE-GARONNE",0,"LESTELLE-DE-SAINT-MARTORY","31 - HAUTE-GARONNE","C",315,"201 à 400 m"]
[12252,"31","HAUTE-GARONNE",0,"SAINT-ANDRE","31 - HAUTE-GARONNE","C",328,"201 à 400 m"]
[12280,"31","HAUTE-GARONNE",0,"SAINT-BEAT","31 - HAUTE-GARONNE","C",789,"601 à 800 m"]
[12298,"31","HAUTE-GARONNE",0,"FRONSAC","31 - HAUTE-GARONNE","C",781,"601 à 800 m"]
[12315,"31","HAUTE-GARONNE",0,"FRONTON","31 - HAUTE-GARONNE","C",136,"0 à 200 m"]
[12333,"31","HAUTE-GARONNE",0,"NENIGAN","31 - HAUTE-GARONNE","C",253,"201 à 400 m"]
[12350,"31","HAUTE-GARONNE",0,"SAINT-AVENTIN","31 - HAUTE-GARONNE","C",1410,"1401 à 1600 m"]
[12367,"31","HAUTE-GARONNE",0,"ANTIGNAC","31 - HAUTE-GARONNE","C",1137,"1001 à 1200 m"]
[12385,"31","HAUTE-GARONNE",0,"CIER-DE-LUCHON","31 - HAUTE-GARONNE","C",1168,"1001 à 1200 m"]
[12402,"31","HAUTE-GARONNE",0,"POINTIS-DE-RIVIERE","31 - HAUTE-GARONNE","C",403,"401 à 600 m"]
[12419,"31","HAUTE-GARONNE",0,"SALIES-DU-SALAT","31 - HAUTE-GARONNE","C",327,"201 à 400 m"]
[12437,"31","HAUTE-GARONNE",0,"AUTERIVE","31 - HAUTE-GARONNE","C",211,"201 à 400 m"]
[12454,"31","HAUTE-GARONNE",0,"SAINTE-LIVRADE","31 - HAUTE-GARONNE","C",162,"0 à 200 m"]
[12455,"31","HAUTE-GARONNE",0,"BAREN","31 - HAUTE-GARONNE","C",1269,"1201 à 1400 m"]
[12472,"31","HAUTE-GARONNE",0,"CAUJAC","31 - HAUTE-GARONNE","C",246,"201 à 400 m"]
[12489,"32","GERS",0,"TACHOIRES","32 - GERS","C",243,"201 à 400 m"]
[12507,"32","GERS",0,"MONPARDIAC","32 - GERS","C",232,"201 à 400 m"]
[12524,"32","GERS",0,"SAINT-JEAN-LE-COMTAL","32 - GERS","C",208,"201 à 400 m"]
[12542,"32","GERS",0,"CASTELNAVET","32 - GERS","C",172,"0 à 200 m"]
[12569,"32","GERS",0,"SAINT-CHRISTAUD","32 - GERS","C",237,"201 à 400 m"]
[12577,"32","GERS",0,"SAINT-MARTIN","32 - GERS","C",212,"201 à 400 m"]
[12595,"32","GERS",0,"VILLECOMTAL-SUR-ARROS","32 - GERS","C",197,"0 à 200 m"]
[12612,"32","GERS",0,"SAINT-SOULAN","32 - GERS","C",225,"201 à 400 m"]
[12629,"32","GERS",0,"ARDIZAS","32 - GERS","C",174,"0 à 200 m"]
[12647,"32","GERS",0,"PONSAN-SOUBIRAN","32 - GERS","C",252,"201 à 400 m"]
[12664,"32","GERS",0,"FLAMARENS","32 - GERS","C",150,"0 à 200 m"]
[12682,"32","GERS",0,"LEBOULIN","32 - GERS","C",190,"0 à 200 m"]
[12699,"32","GERS",0,"CASTEX","32 - GERS","C",281,"201 à 400 m"]
[12716,"32","GERS",0,"LAAS","32 - GERS","C",231,"201 à 400 m"]
[12734,"32","GERS",0,"AUCH","32 - GERS","C",185,"0 à 200 m"]
[12751,"32","GERS",0,"LA ROMIEU","32 - GERS","C",175,"0 à 200 m"]
[12769,"32","GERS",0,"MEILHAN","32 - GERS","C",273,"201 à 400 m"]
[12786,"32","GERS",0,"SAUVIAC","32 - GERS","C",230,"201 à 400 m"]
[12803,"32","GERS",0,"IZOTGES","32 - GERS","C",115,"0 à 200 m"]
[12821,"32","GERS",0,"MANENT-MONTANE","32 - GERS","C",304,"201 à 400 m"]
[12838,"32","GERS",0,"GAZAUPOUY","32 - GERS","C",137,"0 à 200 m"]
[12855,"32","GERS",0,"CASTEX-D'ARMAGNAC","32 - GERS","C",87,"0 à 200 m"]
[12868,"32","GERS",0,"PESSAN","32 - GERS","C",224,"201 à 400 m"]
[12891,"32","GERS",0,"ROQUEBRUNE","32 - GERS","C",148,"0 à 200 m"]
[12909,"32","GERS",0,"LAMOTHE-GOAS","32 - GERS","C",116,"0 à 200 m"]
[12926,"32","GERS",0,"LAUJUZAN","32 - GERS","C",102,"0 à 200 m"]
[12943,"33","GIRONDE",{"$f":"IF($L$2=F12944,1+D12943,0)","v":0},"BIEUJAC","33 - GIRONDE","C",43,"0 à 200 m"]
[12961,"33","GIRONDE",0,"AILLAS","33 - GIRONDE","C",89,"0 à 200 m"]
[12978,"33","GIRONDE",0,"SAINT-GERMAIN-DE-GRAVE","33 - GIRONDE","C",74,"0 à 200 m"]
[12995,"33","GIRONDE",0,"SAINT-JEAN-DE-BLAIGNAC","33 - GIRONDE","C",40,"0 à 200 m"]
[13013,"33","GIRONDE",0,"SAINTE-TERRE","33 - GIRONDE","C",7,"0 à 200 m"]
[13030,"33","GIRONDE",0,"SAINT-LOUBES","33 - GIRONDE","C",16,"0 à 200 m"]
[13048,"33","GIRONDE",0,"FOSSES-ET-BALEYSSAC","33 - GIRONDE","C",79,"0 à 200 m"]
[13065,"33","GIRONDE",0,"VILLEGOUGE","33 - GIRONDE","C",46,"0 à 200 m"]
[13082,"33","GIRONDE",0,"CAMIRAN","33 - GIRONDE","C",44,"0 à 200 m"]
[13100,"33","GIRONDE",0,"LA BREDE","33 - GIRONDE","C",40,"0 à 200 m"]
[13117,"33","GIRONDE",0,"GABARNAC","33 - GIRONDE","C",85,"0 à 200 m"]
[13135,"33","GIRONDE",{"$f":"IF($L$2=F13136,1+D13135,0)","v":0},"SAINT-PEY-DE-CASTETS","33 - GIRONDE","C",26,"0 à 200 m"]
[13152,"33","GIRONDE",0,"LES ARTIGUES-DE-LUSSAC","33 - GIRONDE","C",46,"0 à 200 m"]
[13161,"33","GIRONDE",0,"CAPTIEUX","33 - GIRONDE","C",113,"0 à 200 m"]
[13188,"33","GIRONDE",0,"SAINT-YZAN-DE-SOUDIAC","33 - GIRONDE","C",60,"0 à 200 m"]
[13205,"33","GIRONDE",0,"LAPOUYADE","33 - GIRONDE","C",67,"0 à 200 m"]
[13222,"33","GIRONDE",0,"COURPIAC","33 - GIRONDE","C",51,"0 à 200 m"]
[13223,"33","GIRONDE",0,"LA ROQUILLE","33 - GIRONDE","C",96,"0 à 200 m"]
[13240,"33","GIRONDE",0,"CIVRAC-SUR-DORDOGNE","33 - GIRONDE","C",6,"0 à 200 m"]
[13258,"33","GIRONDE",0,"FRONTENAC","33 - GIRONDE","C",67,"0 à 200 m"]
[13275,"33","GIRONDE",0,"SAINT-MARIENS","33 - GIRONDE","C",60,"0 à 200 m"]
[13292,"33","GIRONDE",0,"MESTERRIEUX","33 - GIRONDE","C",41,"0 à 200 m"]
[13310,"33","GIRONDE",0,"FRONSAC","33 - GIRONDE","C",15,"0 à 200 m"]
[13327,"33","GIRONDE",{"$f":"IF($L$2=F13328,1+D13327,0)","v":0},"MONGAUZY","33 - GIRONDE","C",44,"0 à 200 m"]
[13345,"33","GIRONDE",0,"CAMIAC-ET-SAINT-DENIS","33 - GIRONDE","C",72,"0 à 200 m"]
[13362,"33","GIRONDE",0,"VILLENAVE-DE-RIONS","33 - GIRONDE","C",71,"0 à 200 m"]
[13379,"33","GIRONDE",0,"POMEROL","33 - GIRONDE","C",26,"0 à 200 m"]
[13397,"33","GIRONDE",0,"ANGLADE","33 - GIRONDE","C",8,"0 à 200 m"]
[13414,"33","GIRONDE",0,"PINEUILH","33 - GIRONDE","C",49,"0 à 200 m"]
[13431,"33","GIRONDE",0,"LA TESTE-DE-BUCH","33 - GIRONDE","B",26,"0 à 200 m"]
[13449,"33","GIRONDE",0,"CASTRES-GIRONDE","33 - GIRONDE","C",20,"0 à 200 m"]
[13478,"33","GIRONDE",0,"CADILLAC","33 - GIRONDE","C",33,"0 à 200 m"]
[13485,"34","HÉRAULT",{"$f":"IF($L$2=F13486,1+D13485,0)","v":0},"ASPIRAN","34 - HÉRAULT","C",76,"0 à 200 m"]
[13502,"34","HÉRAULT",0,"LATTES","34 - HÉRAULT","C",7,"0 à 200 m"]
[13519,"34","HÉRAULT",0,"LODEVE","34 - HÉRAULT","C",311,"201 à 400 m"]
[13537,"34","HÉRAULT",0,"VERARGUES","34 - HÉRAULT","C",32,"0 à 200 m"]
[13554,"34","HÉRAULT",0,"CLAPIERS","34 - HÉRAULT","C",71,"0 à 200 m"]
[13571,"34","HÉRAULT",0,"POUSSAN","34 - HÉRAULT","C",85,"0 à 200 m"]
[13589,"34","HÉRAULT",0,"POUZOLLES","34 - HÉRAULT","C",92,"0 à 200 m"]
[13606,"34","HÉRAULT",0,"ROUET","34 - HÉRAULT","C",268,"201 à 400 m"]
[13624,"34","HÉRAULT",0,"BABEAU-BOULDOUX","34 - HÉRAULT","C",337,"201 à 400 m"]
[13641,"34","HÉRAULT",0,"GIGEAN","34 - HÉRAULT","C",94,"0 à 200 m"]
[13658,"34","HÉRAULT",0,"LA TOUR-SUR-ORB","34 - HÉRAULT","C",339,"201 à 400 m"]
[13676,"34","HÉRAULT",0,"USCLAS-DU-BOSC","34 - HÉRAULT","C",291,"201 à 400 m"]
[13693,"34","HÉRAULT",0,"VILLESPASSANS","34 - HÉRAULT","C",238,"201 à 400 m"]
[13711,"34","HÉRAULT",0,"SAINT-GUIRAUD","34 - HÉRAULT","C",143,"0 à 200 m"]
[13728,"34","HÉRAULT",0,"AGONES","34 - HÉRAULT","C",176,"0 à 200 m"]
[13745,"34","HÉRAULT",0,"LAURET","34 - HÉRAULT","C",191,"0 à 200 m"]
[13763,"34","HÉRAULT",0,"BRENAS","34 - HÉRAULT","C",336,"201 à 400 m"]
[13777,"34","HÉRAULT",0,"SAINT-FELIX-DE-LODEZ","34 - HÉRAULT","C",88,"0 à 200 m"]
[13798,"34","HÉRAULT",0,"TRESSAN","34 - HÉRAULT","C",39,"0 à 200 m"]
[13816,"34","HÉRAULT",0,"MONTBLANC","34 - HÉRAULT","C",30,"0 à 200 m"]
[13833,"35","ILE-ET-VILAINE",0,"SAINT-AUBIN-DES-LANDES","35 - ILE-ET-VILAINE","C",81,"0 à 200 m"]
[13851,"35","ILE-ET-VILAINE",0,"IFFENDIC","35 - ILE-ET-VILAINE","C",80,"0 à 200 m"]
[13868,"35","ILE-ET-VILAINE",0,"MONTERFIL","35 - ILE-ET-VILAINE","C",80,"0 à 200 m"]
[13885,"35","ILE-ET-VILAINE",0,"OSSE","35 - ILE-ET-VILAINE","C",61,"0 à 200 m"]
[13903,"35","ILE-ET-VILAINE",0,"ROMAZY","35 - ILE-ET-VILAINE","C",60,"0 à 200 m"]
[13920,"35","ILE-ET-VILAINE",0,"DINGE","35 - ILE-ET-VILAINE","C",75,"0 à 200 m"]
[13937,"35","ILE-ET-VILAINE",0,"REDON","35 - ILE-ET-VILAINE","C",17,"0 à 200 m"]
[13955,"35","ILE-ET-VILAINE",0,"MONTFORT-SUR-MEU","35 - ILE-ET-VILAINE","C",79,"0 à 200 m"]
[13972,"35","ILE-ET-VILAINE",0,"LANGON","35 - ILE-ET-VILAINE","C",46,"0 à 200 m"]
[13973,"35","ILE-ET-VILAINE",0,"CHERRUEIX","35 - ILE-ET-VILAINE","C",5,"0 à 200 m"]
[13990,"35","ILE-ET-VILAINE",0,"SAINT-M'HERVE","35 - ILE-ET-VILAINE","C",114,"0 à 200 m"]
[14007,"35","ILE-ET-VILAINE",0,"PIRE-SUR-SEICHE","35 - ILE-ET-VILAINE","C",53,"0 à 200 m"]
[14025,"35","ILE-ET-VILAINE",0,"SAINT-MAUGAN","35 - ILE-ET-VILAINE","C",67,"0 à 200 m"]
[14042,"35","ILE-ET-VILAINE",0,"LAILLE","35 - ILE-ET-VILAINE","C",70,"0 à 200 m"]
[14074,"35","ILE-ET-VILAINE",0,"MARCILLE-ROBERT","35 - ILE-ET-VILAINE","C",61,"0 à 200 m"]
[14078,"35","ILE-ET-VILAINE",0,"LALLEU","35 - ILE-ET-VILAINE","C",70,"0 à 200 m"]
[14095,"35","ILE-ET-VILAINE",0,"COMBOURTILLE","35 - ILE-ET-VILAINE","C",103,"0 à 200 m"]
[14113,"35","ILE-ET-VILAINE",0,"VILLAMEE","35 - ILE-ET-VILAINE","C",149,"0 à 200 m"]
[14130,"35","ILE-ET-VILAINE",0,"BAIN-DE-BRETAGNE","35 - ILE-ET-VILAINE","C",72,"0 à 200 m"]
[14147,"35","ILE-ET-VILAINE",0,"IRODOUER","35 - ILE-ET-VILAINE","C",110,"0 à 200 m"]
[14165,"35","ILE-ET-VILAINE",0,"TAILLIS","35 - ILE-ET-VILAINE","C",114,"0 à 200 m"]
[14182,"36","INDRE",0,"SAUZELLES","36 - INDRE","D",116,"0 à 200 m"]
[14200,"36","INDRE",0,"FREDILLE","36 - INDRE","D",150,"0 à 200 m"]
[14217,"36","INDRE",0,"JEU-MALOCHES","36 - INDRE","D",163,"0 à 200 m"]
[14234,"36","INDRE",0,"CELON","36 - INDRE","D",209,"201 à 400 m"]
[14252,"36","INDRE",0,"CHASSENEUIL","36 - INDRE","D",150,"0 à 200 m"]
[14269,"36","INDRE",0,"RIVARENNES","36 - INDRE","D",141,"0 à 200 m"]
[14287,"36","INDRE",0,"LA BUXERETTE","36 - INDRE","D",350,"201 à 400 m"]
[14304,"36","INDRE",0,"CHASSIGNOLLES","36 - INDRE","D",286,"201 à 400 m"]
[14321,"36","INDRE",0,"LOURDOUEIX-SAINT-MICHEL","36 - INDRE","D",336,"201 à 400 m"]
[14339,"36","INDRE",0,"CHABRIS","36 - INDRE","D",95,"0 à 200 m"]
[14356,"36","INDRE",0,"POULAINES","36 - INDRE","D",125,"0 à 200 m"]
[14369,"36","INDRE",0,"LE PONT-CHRETIEN-CHABENET","36 - INDRE","D",134,"0 à 200 m"]
[14392,"36","INDRE",0,"AIGURANDE","36 - INDRE","D",374,"201 à 400 m"]
[14409,"36","INDRE",0,"BELABRE","36 - INDRE","D",125,"0 à 200 m"]
[14427,"37","INDRE-ET-LOIRE",{"$f":"IF($L$2=F14428,1+D14427,0)","v":0},"SAINT-BENOIT-LA-FORET","37 - INDRE-ET-LOIRE","D",100,"0 à 200 m"]
[14444,"37","INDRE-ET-LOIRE",0,"DOLUS-LE-SEC","37 - INDRE-ET-LOIRE","D",108,"0 à 200 m"]
[14461,"37","INDRE-ET-LOIRE",0,"SAINT-JEAN-SAINT-GERMAIN","37 - INDRE-ET-LOIRE","D",107,"0 à 200 m"]
[14479,"37","INDRE-ET-LOIRE",0,"SAINT-NICOLAS-DES-MOTETS","37 - INDRE-ET-LOIRE","D",136,"0 à 200 m"]
[14496,"37","INDRE-ET-LOIRE",0,"FERRIERE-SUR-BEAULIEU","37 - INDRE-ET-LOIRE","D",120,"0 à 200 m"]
[14513,"37","INDRE-ET-LOIRE",0,"BOURNAN","37 - INDRE-ET-LOIRE","D",98,"0 à 200 m"]
[14531,"37","INDRE-ET-LOIRE",0,"BUEIL-EN-TOURAINE","37 - INDRE-ET-LOIRE","D",100,"0 à 200 m"]
[14548,"37","INDRE-ET-LOIRE",0,"DRACHE","37 - INDRE-ET-LOIRE","D",88,"0 à 200 m"]
[14566,"37","INDRE-ET-LOIRE",0,"LA VILLE-AUX-DAMES","37 - INDRE-ET-LOIRE","D",49,"0 à 200 m"]
[14583,"37","INDRE-ET-LOIRE",0,"SORIGNY","37 - INDRE-ET-LOIRE","D",100,"0 à 200 m"]
[14600,"37","INDRE-ET-LOIRE",0,"AVON-LES-ROCHES","37 - INDRE-ET-LOIRE","D",98,"0 à 200 m"]
[14618,"37","INDRE-ET-LOIRE",0,"ESVES-LE-MOUTIER","37 - INDRE-ET-LOIRE","D",117,"0 à 200 m"]
[14635,"37","INDRE-ET-LOIRE",0,"JAULNAY","37 - INDRE-ET-LOIRE","D",95,"0 à 200 m"]
[14653,"37","INDRE-ET-LOIRE",0,"PUSSIGNY","37 - INDRE-ET-LOIRE","D",83,"0 à 200 m"]
[14670,"37","INDRE-ET-LOIRE",0,"LA CROIX-EN-TOURAINE","37 - INDRE-ET-LOIRE","D",85,"0 à 200 m"]
[14686,"37","INDRE-ET-LOIRE",0,"FONDETTES","37 - INDRE-ET-LOIRE","D",81,"0 à 200 m"]
[14706,"38","ISÈRE",0,"PONT-EN-ROYANS","38 - ISÈRE","G",397,"201 à 400 m"]
[14723,"38","ISÈRE",0,"CREMIEU","38 - ISÈRE","G",267,"201 à 400 m"]
[14740,"38","ISÈRE",0,"SAINT-EGREVE","38 - ISÈRE","G",331,"201 à 400 m"]
[14741,"38","ISÈRE",0,"BEAUVOIR-EN-ROYANS","38 - ISÈRE","G",356,"201 à 400 m"]
[14758,"38","ISÈRE",0,"FONTAINE","38 - ISÈRE","G",307,"201 à 400 m"]
[14776,"38","ISÈRE",0,"MARNANS","38 - ISÈRE","G",574,"401 à 600 m"]
[14793,"38","ISÈRE",0,"SAINT-PRIM","38 - ISÈRE","G",228,"201 à 400 m"]
[14810,"38","ISÈRE",0,"SAINT-CASSIEN","38 - ISÈRE","G",367,"201 à 400 m"]
[14828,"38","ISÈRE",0,"BRESSIEUX","38 - ISÈRE","G",461,"401 à 600 m"]
[14845,"38","ISÈRE",0,"VOIRON","38 - ISÈRE","G",454,"401 à 600 m"]
[14863,"38","ISÈRE",0,"SAVAS-MEPIN","38 - ISÈRE","G",346,"201 à 400 m"]
[14880,"38","ISÈRE",0,"VIF","38 - ISÈRE","G",485,"401 à 600 m"]
[14897,"38","ISÈRE",{"$f":"IF($L$2=F14898,1+D14897,0)","v":0},"SEYSSUEL","38 - ISÈRE","G",259,"201 à 400 m"]
[14915,"38","ISÈRE",0,"CHORANCHE","38 - ISÈRE","G",525,"401 à 600 m"]
[14932,"38","ISÈRE",0,"BEAUFIN","38 - ISÈRE","G",1106,"1001 à 1200 m"]
[14949,"38","ISÈRE",0,"CORDEAC","38 - ISÈRE","G",1215,"1201 à 1400 m"]
[14967,"38","ISÈRE",0,"SAINT-GERVAIS","38 - ISÈRE","G",779,"601 à 800 m"]
[14985,"38","ISÈRE",0,"ALLEVARD","38 - ISÈRE","G",1275,"1201 à 1400 m"]
[15003,"38","ISÈRE",0,"MAUBEC","38 - ISÈRE","G",409,"401 à 600 m"]
[15020,"38","ISÈRE",0,"CHARANTONNAY","38 - ISÈRE","G",392,"201 à 400 m"]
[15037,"38","ISÈRE",0,"LA SONE","38 - ISÈRE","G",243,"201 à 400 m"]
[15055,"38","ISÈRE",0,"AOSTE","38 - ISÈRE","G",222,"201 à 400 m"]
[15072,"38","ISÈRE",0,"ENTRAIGUES","38 - ISÈRE","G",1374,"1201 à 1400 m"]
[15089,"38","ISÈRE",{"$f":"IF($L$2=F15090,1+D15089,0)","v":0},"SAINT-JUST-CHALEYSSIN","38 - ISÈRE","G",281,"201 à 400 m"]
[15107,"38","ISÈRE",0,"TENCIN","38 - ISÈRE","G",334,"201 à 400 m"]
[15124,"38","ISÈRE",0,"SEREZIN-DE-LA-TOUR","38 - ISÈRE","G",346,"201 à 400 m"]
[15142,"38","ISÈRE",0,"SAINT-JUST-DE-CLAIX","38 - ISÈRE","G",207,"201 à 400 m"]
[15159,"38","ISÈRE",0,"REAUMONT","38 - ISÈRE","G",388,"201 à 400 m"]
[15176,"38","ISÈRE",0,"TRAMOLE","38 - ISÈRE","G",481,"401 à 600 m"]
[15194,"38","ISÈRE",0,"MORETEL-DE-MAILLES","38 - ISÈRE","G",642,"601 à 800 m"]
[15211,"38","ISÈRE",0,"CHARANCIEU","38 - ISÈRE","G",471,"401 à 600 m"]
[15229,"38","ISÈRE",0,"SAINT-BERNARD","38 - ISÈRE","G",1343,"1201 à 1400 m"]
[15246,"39","JURA",0,"LAVIGNY","39 - JURA","G",410,"401 à 600 m"]
[15263,"39","JURA",0,"CHEMILLA","39 - JURA","G",448,"401 à 600 m"]
[15282,"39","JURA",0,"FOUCHERANS","39 - JURA","G",226,"201 à 400 m"]
[15299,"39","JURA",0,"SELIGNEY","39 - JURA","G",224,"201 à 400 m"]
[15316,"39","JURA",0,"LA BOISSIERE","39 - JURA","G",516,"401 à 600 m"]
[15334,"39","JURA",0,"ONOZ","39 - JURA","G",547,"401 à 600 m"]
[15351,"39","JURA",0,"SAINT-LAURENT-LA-ROCHE","39 - JURA","G",473,"401 à 600 m"]
[15369,"39","JURA",0,"CHAREZIER","39 - JURA","G",483,"401 à 600 m"]
[15386,"39","JURA",0,"CUVIER","39 - JURA","G",837,"801 à 1000 m"]
[15403,"39","JURA",0,"COURLAOUX","39 - JURA","G",218,"201 à 400 m"]
[15421,"39","JURA",0,"THESY","39 - JURA","G",676,"601 à 800 m"]
[15438,"39","JURA",0,"SAVIGNA","39 - JURA","G",401,"401 à 600 m"]
[15455,"39","JURA",0,"BRANS","39 - JURA","G",236,"201 à 400 m"]
[15473,"39","JURA",0,"CHAPOIS","39 - JURA","G",685,"601 à 800 m"]
[15490,"39","JURA",0,"ROMANGE",{"$f":"B15491&\" - \"&C15491","v":"39 - JURA"},"G",233,{"$f":"IF(AND(H15491>=0,H15491<=200),$M$19,\nIF(AND(H15491>=201,H15491<=400),$M$20,\nIF(AND(H15491>=401,H15491<=600),$M$21,\nIF(AND(H15491>=601,H15491<=800),$M$22,\nIF(AND(H15491>=801,H15491<=1000),$M$23,\nIF(AND(H15491>=1001,H15491<=1200),$M$24,\nIF(AND(H15491>=1201,H15491<=1400),$M$25,\nIF(AND(H15491>=1401,H15491<=1600),$M$26,\nIF(AND(H15491>=1601,H15491<=1800),$M$27,\nIF(AND(H15491>=1801,H15491<=2000),$M$28,\nIF(AND(H15491>=2001,H15491<=2200),$M$29,\nIF(AND(H15491>=2201,H15491<=2400),$M$30,\nIF(AND(H15491>=2401,H15491<=2600),$M$31,\"erreur\")))))))))))))","v":"201 à 400 m"}]
[15491,"39","JURA",0,"HAUTECOUR","39 - JURA","G",689,"601 à 800 m"]
[15508,"39","JURA",0,"CHEVROTAINE","39 - JURA","G",693,"601 à 800 m"]
[15525,"39","JURA",0,"CROTENAY","39 - JURA","G",534,"401 à 600 m"]
[15543,"39","JURA",0,"LOMBARD","39 - JURA","G",227,"201 à 400 m"]
[15560,"39","JURA",0,"COISIA","39 - JURA","G",408,"401 à 600 m"]
[15581,"39","JURA",0,"CORNOD","39 - JURA","G",433,"401 à 600 m"]
[15596,"39","JURA",0,"PRENOVEL","39 - JURA","G",934,"801 à 1000 m"]
[15613,"39","JURA",0,"COMMENAILLES","39 - JURA","G",210,"201 à 400 m"]
[15631,"39","JURA",0,"ALIEZE","39 - JURA","G",587,"401 à 600 m"]
[15648,"39","JURA",0,"BALANOD","39 - JURA","G",268,"201 à 400 m"]
[15665,"39","JURA",0,"MAYNAL","39 - JURA","G",270,"201 à 400 m"]
[15683,"39","JURA",0,"DARBONNAY","39 - JURA","G",267,"201 à 400 m"]
[15700,"39","JURA",0,"COURBOUZON","39 - JURA","G",300,"201 à 400 m"]
[15718,"39","JURA",0,"CIZE","39 - JURA","G",588,"401 à 600 m"]
[15735,"39","JURA",0,"LENT","39 - JURA","G",748,"601 à 800 m"]
[15752,"39","JURA",0,"PESEUX","39 - JURA","G",189,"0 à 200 m"]
[15770,"39","JURA",0,"CRAMANS","39 - JURA","G",253,"201 à 400 m"]
[15787,"40","LANDES",0,"BENQUET","40 - LANDES","C",72,"0 à 200 m"]
[15805,"40","LANDES",0,"MORCENX","40 - LANDES","C",75,"0 à 200 m"]
[15822,"40","LANDES",0,"MIRAMONT-SENSACQ","40 - LANDES","C",178,"0 à 200 m"]
[15839,"40","LANDES",0,"CAMPET-ET-LAMOLERE","40 - LANDES","C",41,"0 à 200 m"]
[15857,"40","LANDES",0,"ARGELOS","40 - LANDES","C",98,"0 à 200 m"]
[15874,"40","LANDES",0,"TOULOUZETTE",{"$f":"B15875&\" - \"&C15875","v":"40 - LANDES"},"C",30,{"$f":"IF(AND(H15875>=0,H15875<=200),$M$19,\nIF(AND(H15875>=201,H15875<=400),$M$20,\nIF(AND(H15875>=401,H15875<=600),$M$21,\nIF(AND(H15875>=601,H15875<=800),$M$22,\nIF(AND(H15875>=801,H15875<=1000),$M$23,\nIF(AND(H15875>=1001,H15875<=1200),$M$24,\nIF(AND(H15875>=1201,H15875<=1400),$M$25,\nIF(AND(H15875>=1401,H15875<=1600),$M$26,\nIF(AND(H15875>=1601,H15875<=1800),$M$27,\nIF(AND(H15875>=1801,H15875<=2000),$M$28,\nIF(AND(H15875>=2001,H15875<=2200),$M$29,\nIF(AND(H15875>=2201,H15875<=2400),$M$30,\nIF(AND(H15875>=2401,H15875<=2600),$M$31,\"erreur\")))))))))))))","v":"0 à 200 m"}]
[15894,"40","LANDES",0,"BANOS","40 - LANDES","C",76,"0 à 200 m"]
[15910,"40","LANDES",{"$f":"IF($L$2=F15911,1+D15910,0)","v":0},"CLERMONT","40 - LANDES","C",41,"0 à 200 m"]
[15927,"40","LANDES",0,"BOOS","40 - LANDES","B",78,"0 à 200 m"]
[15945,"40","LANDES",0,"TETHIEU","40 - LANDES","C",11,"0 à 200 m"]
[15962,"40","LANDES",0,"RETJONS","40 - LANDES","C",110,"0 à 200 m"]
[15979,"40","LANDES",0,"GAILLERES","40 - LANDES","C",90,"0 à 200 m"]
[15997,"40","LANDES",0,"OSSAGES","40 - LANDES","C",95,"0 à 200 m"]
[16014,"40","LANDES",0,"SAINTE-FOY","40 - LANDES","C",88,"0 à 200 m"]
[16031,"40","LANDES",0,"ARX","40 - LANDES","C",135,"0 à 200 m"]
[16049,"40","LANDES",0,"BELIS","40 - LANDES","C",92,"0 à 200 m"]
[16066,"40","LANDES",0,"SAINT-VINCENT-DE-TYROSSE",{"$f":"B16067&\" - \"&C16067","v":"40 - LANDES"},"B",27,{"$f":"IF(AND(H16067>=0,H16067<=200),$M$19,\nIF(AND(H16067>=201,H16067<=400),$M$20,\nIF(AND(H16067>=401,H16067<=600),$M$21,\nIF(AND(H16067>=601,H16067<=800),$M$22,\nIF(AND(H16067>=801,H16067<=1000),$M$23,\nIF(AND(H16067>=1001,H16067<=1200),$M$24,\nIF(AND(H16067>=1201,H16067<=1400),$M$25,\nIF(AND(H16067>=1401,H16067<=1600),$M$26,\nIF(AND(H16067>=1601,H16067<=1800),$M$27,\nIF(AND(H16067>=1801,H16067<=2000),$M$28,\nIF(AND(H16067>=2001,H16067<=2200),$M$29,\nIF(AND(H16067>=2201,H16067<=2400),$M$30,\nIF(AND(H16067>=2401,H16067<=2600),$M$31,\"erreur\")))))))))))))","v":"0 à 200 m"}]
[16084,"40","LANDES",0,"BELUS","40 - LANDES","C",82,"0 à 200 m"]
[16101,"40","LANDES",0,"EUGENIE-LES-BAINS","40 - LANDES","C",127,"0 à 200 m"]
[16118,"41","LOIR-ET-CHER",0,"MEMBROLLES","41 - LOIR-ET-CHER","D",128,"0 à 200 m"]
[16136,"41","LOIR-ET-CHER",0,"COUDDES","41 - LOIR-ET-CHER","D",109,"0 à 200 m"]
[16153,"41","LOIR-ET-CHER",0,"BRACIEUX","41 - LOIR-ET-CHER","D",80,"0 à 200 m"]
[16171,"41","LOIR-ET-CHER",0,"ARTINS","41 - LOIR-ET-CHER","D",85,"0 à 200 m"]
[16173,"41","LOIR-ET-CHER",0,"VILLEPORCHER","41 - LOIR-ET-CHER","D",123,"0 à 200 m"]
[16206,"41","LOIR-ET-CHER",0,"TOURAILLES","41 - LOIR-ET-CHER","D",124,"0 à 200 m"]
[16224,"41","LOIR-ET-CHER",0,"VILLEHERVIERS","41 - LOIR-ET-CHER","D",96,"0 à 200 m"]
[16241,"41","LOIR-ET-CHER",{"$f":"IF($L$2=F16242,1+D16241,0)","v":0},"SAINT-MARC-DU-COR","41 - LOIR-ET-CHER","D",199,"0 à 200 m"]
[16258,"41","LOIR-ET-CHER",0,"SANTENAY",{"$f":"B16259&\" - \"&C16259","v":"41 - LOIR-ET-CHER"},"D",118,{"$f":"IF(AND(H16259>=0,H16259<=200),$M$19,\nIF(AND(H16259>=201,H16259<=400),$M$20,\nIF(AND(H16259>=401,H16259<=600),$M$21,\nIF(AND(H16259>=601,H16259<=800),$M$22,\nIF(AND(H16259>=801,H16259<=1000),$M$23,\nIF(AND(H16259>=1001,H16259<=1200),$M$24,\nIF(AND(H16259>=1201,H16259<=1400),$M$25,\nIF(AND(H16259>=1401,H16259<=1600),$M$26,\nIF(AND(H16259>=1601,H16259<=1800),$M$27,\nIF(AND(H16259>=1801,H16259<=2000),$M$28,\nIF(AND(H16259>=2001,H16259<=2200),$M$29,\nIF(AND(H16259>=2201,H16259<=2400),$M$30,\nIF(AND(H16259>=2401,H16259<=2600),$M$31,\"erreur\")))))))))))))","v":"0 à 200 m"}]
[16259,"41","LOIR-ET-CHER",0,"PRUNIERS-EN-SOLOGNE","41 - LOIR-ET-CHER","D",92,"0 à 200 m"]
[16276,"41","LOIR-ET-CHER",0,"FORTAN","41 - LOIR-ET-CHER","D",131,"0 à 200 m"]
[16294,"41","LOIR-ET-CHER",0,"MARAY","41 - LOIR-ET-CHER","D",120,"0 à 200 m"]
[16311,"41","LOIR-ET-CHER",0,"OUCQUES","41 - LOIR-ET-CHER","D",127,"0 à 200 m"]
[16328,"41","LOIR-ET-CHER",0,"OUZOUER-LE-DOYEN","41 - LOIR-ET-CHER","D",127,"0 à 200 m"]
[16346,"41","LOIR-ET-CHER",0,"CHOUE","41 - LOIR-ET-CHER","D",166,"0 à 200 m"]
[16363,"41","LOIR-ET-CHER",0,"MARCHENOIR","41 - LOIR-ET-CHER","D",142,"0 à 200 m"]
[16380,"41","LOIR-ET-CHER",0,"YVOY-LE-MARRON","41 - LOIR-ET-CHER","D",117,"0 à 200 m"]
[16398,"41","LOIR-ET-CHER",0,"MUIDES-SUR-LOIRE","41 - LOIR-ET-CHER","D",87,"0 à 200 m"]
[16415,"42","LOIRE",0,"SAINT-JUST-SAINT-RAMBERT","42 - LOIRE","G",442,"401 à 600 m"]
[16433,"42","LOIRE",0,"DARGOIRE","42 - LOIRE","G",283,"201 à 400 m"]
[16450,"42","LOIRE",0,"CALOIRE",{"$f":"B16451&\" - \"&C16451","v":"42 - LOIRE"},"G",561,{"$f":"IF(AND(H16451>=0,H16451<=200),$M$19,\nIF(AND(H16451>=201,H16451<=400),$M$20,\nIF(AND(H16451>=401,H16451<=600),$M$21,\nIF(AND(H16451>=601,H16451<=800),$M$22,\nIF(AND(H16451>=801,H16451<=1000),$M$23,\nIF(AND(H16451>=1001,H16451<=1200),$M$24,\nIF(AND(H16451>=1201,H16451<=1400),$M$25,\nIF(AND(H16451>=1401,H16451<=1600),$M$26,\nIF(AND(H16451>=1601,H16451<=1800),$M$27,\nIF(AND(H16451>=1801,H16451<=2000),$M$28,\nIF(AND(H16451>=2001,H16451<=2200),$M$29,\nIF(AND(H16451>=2201,H16451<=2400),$M$30,\nIF(AND(H16451>=2401,H16451<=2600),$M$31,\"erreur\")))))))))))))","v":"401 à 600 m"}]
[16467,"42","LOIRE",0,"LURE","42 - LOIRE","G",600,"401 à 600 m"]
[16490,"42","LOIRE",0,"CHAMBOEUF","42 - LOIRE","G",440,"401 à 600 m"]
[16503,"42","LOIRE",0,"CHAUSSETERRE","42 - LOIRE","G",812,"801 à 1000 m"]
[16521,"42","LOIRE",0,"ROISEY","42 - LOIRE","G",700,"601 à 800 m"]
[16538,"42","LOIRE",0,"NEAUX","42 - LOIRE","G",415,"401 à 600 m"]
[16555,"42","LOIRE",0,"LA GRESLE","42 - LOIRE","G",496,"401 à 600 m"]
[16573,"42","LOIRE",0,"LE CHAMBON-FEUGEROLLES","42 - LOIRE","G",607,"601 à 800 m"]
[16590,"42","LOIRE",0,"GRAMMOND","42 - LOIRE","G",719,"601 à 800 m"]
[16607,"42","LOIRE",0,"POUILLY-LES-NONAINS","42 - LOIRE","G",333,"201 à 400 m"]
[16625,"42","LOIRE",0,"LA COTE-EN-COUZAN","42 - LOIRE","G",905,"801 à 1000 m"]
[16642,"42","LOIRE",0,"LAVIEU",{"$f":"B16643&\" - \"&C16643","v":"42 - LOIRE"},"G",648,{"$f":"IF(AND(H16643>=0,H16643<=200),$M$19,\nIF(AND(H16643>=201,H16643<=400),$M$20,\nIF(AND(H16643>=401,H16643<=600),$M$21,\nIF(AND(H16643>=601,H16643<=800),$M$22,\nIF(AND(H16643>=801,H16643<=1000),$M$23,\nIF(AND(H16643>=1001,H16643<=1200),$M$24,\nIF(AND(H16643>=1201,H16643<=1400),$M$25,\nIF(AND(H16643>=1401,H16643<=1600),$M$26,\nIF(AND(H16643>=1601,H16643<=1800),$M$27,\nIF(AND(H16643>=1801,H16643<=2000),$M$28,\nIF(AND(H16643>=2001,H16643<=2200),$M$29,\nIF(AND(H16643>=2201,H16643<=2400),$M$30,\nIF(AND(H16643>=2401,H16643<=2600),$M$31,\"erreur\")))))))))))))","v":"601 à 800 m"}]
[16660,"42","LOIRE",{"$f":"IF($L$2=F16661,1+D16660,0)","v":0},"LE CROZET","42 - LOIRE","G",481,"401 à 600 m"]
[16677,"42","LOIRE",0,"ARCON","42 - LOIRE","G",834,"801 à 1000 m"]
[16694,"42","LOIRE",0,"BOYER","42 - LOIRE","G",381,"201 à 400 m"]
[16712,"42","LOIRE",0,"BELMONT-DE-LA-LOIRE","42 - LOIRE","G",587,"401 à 600 m"]
[16729,"43","HAUTE-LOIRE",{"$f":"IF($L$2=F16730,1,0)","v":0},"CHADRON","43 - HAUTE-LOIRE","E",824,"801 à 1000 m"]
[16747,"43","HAUTE-LOIRE",0,"SAUGUES","43 - HAUTE-LOIRE","E",1049,"1001 à 1200 m"]
[16764,"43","HAUTE-LOIRE",0,"BERBEZIT","43 - HAUTE-LOIRE","E",987,"801 à 1000 m"]
[16781,"43","HAUTE-LOIRE",0,"CHAUDEYROLLES","43 - HAUTE-LOIRE","E",1313,"1201 à 1400 m"]
[16789,"43","HAUTE-LOIRE",0,"LOUDES","43 - HAUTE-LOIRE","E",863,"801 à 1000 m"]
[16817,"43","HAUTE-LOIRE",0,"SAINT-JULIEN-MOLHESABATE","43 - HAUTE-LOIRE","E",1070,"1001 à 1200 m"]
[16834,"43","HAUTE-LOIRE",0,"AGNAT",{"$f":"B16835&\" - \"&C16835","v":"43 - HAUTE-LOIRE"},"E",623,{"$f":"IF(AND(H16835>=0,H16835<=200),$M$19,\nIF(AND(H16835>=201,H16835<=400),$M$20,\nIF(AND(H16835>=401,H16835<=600),$M$21,\nIF(AND(H16835>=601,H16835<=800),$M$22,\nIF(AND(H16835>=801,H16835<=1000),$M$23,\nIF(AND(H16835>=1001,H16835<=1200),$M$24,\nIF(AND(H16835>=1201,H16835<=1400),$M$25,\nIF(AND(H16835>=1401,H16835<=1600),$M$26,\nIF(AND(H16835>=1601,H16835<=1800),$M$27,\nIF(AND(H16835>=1801,H16835<=2000),$M$28,\nIF(AND(H16835>=2001,H16835<=2200),$M$29,\nIF(AND(H16835>=2201,H16835<=2400),$M$30,\nIF(AND(H16835>=2401,H16835<=2600),$M$31,\"erreur\")))))))))))))","v":"601 à 800 m"}]
[16852,"43","HAUTE-LOIRE",0,"COUTEUGES","43 - HAUTE-LOIRE","E",575,"401 à 600 m"]
[16869,"43","HAUTE-LOIRE",0,"LISSAC","43 - HAUTE-LOIRE","E",856,"801 à 1000 m"]
[16887,"43","HAUTE-LOIRE",0,"CROISANCES","43 - HAUTE-LOIRE","E",1007,"1001 à 1200 m"]
[16904,"43","HAUTE-LOIRE",0,"PINOLS","43 - HAUTE-LOIRE","E",1101,"1001 à 1200 m"]
[16921,"43","HAUTE-LOIRE",0,"SAINT-JEURES","43 - HAUTE-LOIRE","E",975,"801 à 1000 m"]
[16939,"43","HAUTE-LOIRE",0,"ROCHE-EN-REGNIER","43 - HAUTE-LOIRE","E",865,"801 à 1000 m"]
[16956,"43","HAUTE-LOIRE",0,"SAINT-FRONT","43 - HAUTE-LOIRE","E",1214,"1201 à 1400 m"]
[16973,"43","HAUTE-LOIRE",0,"BLAVOZY","43 - HAUTE-LOIRE","E",725,"601 à 800 m"]
[16991,"44","LOIRE ATLANTIQUE",{"$f":"IF($L$2=F16992,1+D16991,0)","v":0},"CHATEAU-THEBAUD","44 - LOIRE ATLANTIQUE","C",40,"0 à 200 m"]
[17008,"44","LOIRE ATLANTIQUE",0,"SAINT-NAZAIRE","44 - LOIRE ATLANTIQUE","B",16,"0 à 200 m"]
[17009,"44","LOIRE ATLANTIQUE",0,"SAINTE-REINE-DE-BRETAGNE","44 - LOIRE ATLANTIQUE","B",12,"0 à 200 m"]
[17026,"44","LOIRE ATLANTIQUE",0,"PLESSE",{"$f":"B17027&\" - \"&C17027","v":"44 - LOIRE ATLANTIQUE"},"C",35,{"$f":"IF(AND(H17027>=0,H17027<=200),$M$19,\nIF(AND(H17027>=201,H17027<=400),$M$20,\nIF(AND(H17027>=401,H17027<=600),$M$21,\nIF(AND(H17027>=601,H17027<=800),$M$22,\nIF(AND(H17027>=801,H17027<=1000),$M$23,\nIF(AND(H17027>=1001,H17027<=1200),$M$24,\nIF(AND(H17027>=1201,H17027<=1400),$M$25,\nIF(AND(H17027>=1401,H17027<=1600),$M$26,\nIF(AND(H17027>=1601,H17027<=1800),$M$27,\nIF(AND(H17027>=1801,H17027<=2000),$M$28,\nIF(AND(H17027>=2001,H17027<=2200),$M$29,\nIF(AND(H17027>=2201,H17027<=2400),$M$30,\nIF(AND(H17027>=2401,H17027<=2600),$M$31,\"erreur\")))))))))))))","v":"0 à 200 m"}]
[17043,"44","LOIRE ATLANTIQUE",0,"INDRE","44 - LOIRE ATLANTIQUE","C",4,"0 à 200 m"]
[17061,"44","LOIRE ATLANTIQUE",0,"LA MONTAGNE","44 - LOIRE ATLANTIQUE","C",27,"0 à 200 m"]
[17082,"44","LOIRE ATLANTIQUE",0,"SAINT-HERBLAIN","44 - LOIRE ATLANTIQUE","C",35,"0 à 200 m"]
[17097,"44","LOIRE ATLANTIQUE",0,"SAINT-MOLF","44 - LOIRE ATLANTIQUE","B",11,"0 à 200 m"]
[17114,"44","LOIRE ATLANTIQUE",0,"AIGREFEUILLE-SUR-MAINE","44 - LOIRE ATLANTIQUE","C",40,"0 à 200 m"]
[17131,"44","LOIRE ATLANTIQUE",0,"GUENROUET","44 - LOIRE ATLANTIQUE","B",25,"0 à 200 m"]
[17149,"44","LOIRE ATLANTIQUE",0,"SAINT-MARS-DE-COUTAIS","44 - LOIRE ATLANTIQUE","B",13,"0 à 200 m"]
[17166,"44","LOIRE ATLANTIQUE",0,"LA PLAINE-SUR-MER","44 - LOIRE ATLANTIQUE","B",19,"0 à 200 m"]
[17183,"44","LOIRE ATLANTIQUE",{"$f":"IF($L$2=F17184,1+D17183,0)","v":0},"PIERRIC","44 - LOIRE ATLANTIQUE","C",27,"0 à 200 m"]
[17201,"44","LOIRE ATLANTIQUE",0,"PONTCHATEAU","44 - LOIRE ATLANTIQUE","B",18,"0 à 200 m"]
[17218,"45","LOIRET",0,"ORLEANS",{"$f":"B17219&\" - \"&C17219","v":"45 - LOIRET"},"D",106,{"$f":"IF(AND(H17219>=0,H17219<=200),$M$19,\nIF(AND(H17219>=201,H17219<=400),$M$20,\nIF(AND(H17219>=401,H17219<=600),$M$21,\nIF(AND(H17219>=601,H17219<=800),$M$22,\nIF(AND(H17219>=801,H17219<=1000),$M$23,\nIF(AND(H17219>=1001,H17219<=1200),$M$24,\nIF(AND(H17219>=1201,H17219<=1400),$M$25,\nIF(AND(H17219>=1401,H17219<=1600),$M$26,\nIF(AND(H17219>=1601,H17219<=1800),$M$27,\nIF(AND(H17219>=1801,H17219<=2000),$M$28,\nIF(AND(H17219>=2001,H17219<=2200),$M$29,\nIF(AND(H17219>=2201,H17219<=2400),$M$30,\nIF(AND(H17219>=2401,H17219<=2600),$M$31,\"erreur\")))))))))))))","v":"0 à 200 m"}]
[17236,"45","LOIRET",0,"LION-EN-SULLIAS","45 - LOIRET","D",133,"0 à 200 m"]
[17253,"45","LOIRET",0,"COURTEMAUX","45 - LOIRET","D",138,"0 à 200 m"]
[17270,"45","LOIRET",0,"LORRIS","45 - LOIRET","D",134,"0 à 200 m"]
[17288,"45","LOIRET",0,"COURTEMPIERRE","45 - LOIRET","D",89,"0 à 200 m"]
[17305,"45","LOIRET",0,"CHEVANNES","45 - LOIRET","D",112,"0 à 200 m"]
[17323,"45","LOIRET",0,"GIEN","45 - LOIRET","D",164,"0 à 200 m"]
[17340,"45","LOIRET",{"$f":"IF($L$2=F17341,1+D17340,0)","v":0},"BOISCOMMUN","45 - LOIRET","D",127,"0 à 200 m"]
[17357,"45","LOIRET",0,"BOISSEAUX","45 - LOIRET","D",135,"0 à 200 m"]
[17375,"45","LOIRET",0,"POILLY-LEZ-GIEN","45 - LOIRET","D",148,"0 à 200 m"]
[17399,"45","LOIRET",0,"BOESSES","45 - LOIRET","D",114,"0 à 200 m"]
[17410,"45","LOIRET",0,"BRICY",{"$f":"B17411&\" - \"&C17411","v":"45 - LOIRET"},"D",124,{"$f":"IF(AND(H17411>=0,H17411<=200),$M$19,\nIF(AND(H17411>=201,H17411<=400),$M$20,\nIF(AND(H17411>=401,H17411<=600),$M$21,\nIF(AND(H17411>=601,H17411<=800),$M$22,\nIF(AND(H17411>=801,H17411<=1000),$M$23,\nIF(AND(H17411>=1001,H17411<=1200),$M$24,\nIF(AND(H17411>=1201,H17411<=1400),$M$25,\nIF(AND(H17411>=1401,H17411<=1600),$M$26,\nIF(AND(H17411>=1601,H17411<=1800),$M$27,\nIF(AND(H17411>=1801,H17411<=2000),$M$28,\nIF(AND(H17411>=2001,H17411<=2200),$M$29,\nIF(AND(H17411>=2201,H17411<=2400),$M$30,\nIF(AND(H17411>=2401,H17411<=2600),$M$31,\"erreur\")))))))))))))","v":"0 à 200 m"}]
[17428,"45","LOIRET",0,"MIGNERETTE","45 - LOIRET","D",85,"0 à 200 m"]
[17445,"45","LOIRET",0,"ESCRENNES","45 - LOIRET","D",115,"0 à 200 m"]
[17463,"45","LOIRET",0,"LION-EN-BEAUCE","45 - LOIRET","D",128,"0 à 200 m"]
[17480,"45","LOIRET",0,"MORMANT-SUR-VERNISSON","45 - LOIRET","D",99,"0 à 200 m"]
[17497,"45","LOIRET",0,"MEZIERES-EN-GATINAIS","45 - LOIRET","D",99,"0 à 200 m"]
[17515,"45","LOIRET",0,"OUTARVILLE","45 - LOIRET","D",132,"0 à 200 m"]
[17532,"45","LOIRET",{"$f":"IF($L$2=F17533,1+D17532,0)","v":0},"NARGIS","45 - LOIRET","D",97,"0 à 200 m"]
[17549,"46","LOT",0,"GRAMAT","46 - LOT","D",326,"201 à 400 m"]
[17567,"46","LOT",0,"UZECH","46 - LOT","D",302,"201 à 400 m"]
[17584,"46","LOT",0,"LACAPELLE-MARIVAL","46 - LOT","D",432,"401 à 600 m"]
[17602,"46","LOT",0,"DEGAGNAC",{"$f":"B17603&\" - \"&C17603","v":"46 - LOT"},"D",232,{"$f":"IF(AND(H17603>=0,H17603<=200),$M$19,\nIF(AND(H17603>=201,H17603<=400),$M$20,\nIF(AND(H17603>=401,H17603<=600),$M$21,\nIF(AND(H17603>=601,H17603<=800),$M$22,\nIF(AND(H17603>=801,H17603<=1000),$M$23,\nIF(AND(H17603>=1001,H17603<=1200),$M$24,\nIF(AND(H17603>=1201,H17603<=1400),$M$25,\nIF(AND(H17603>=1401,H17603<=1600),$M$26,\nIF(AND(H17603>=1601,H17603<=1800),$M$27,\nIF(AND(H17603>=1801,H17603<=2000),$M$28,\nIF(AND(H17603>=2001,H17603<=2200),$M$29,\nIF(AND(H17603>=2201,H17603<=2400),$M$30,\nIF(AND(H17603>=2401,H17603<=2600),$M$31,\"erreur\")))))))))))))","v":"201 à 400 m"}]
[17619,"46","LOT",0,"BAGAT-EN-QUERCY","46 - LOT","D",252,"201 à 400 m"]
[17636,"46","LOT",0,"SAINT-CAPRAIS","46 - LOT","D",250,"201 à 400 m"]
[17654,"46","LOT",0,"NADILLAC","46 - LOT","D",312,"201 à 400 m"]
[17671,"46","LOT",0,"BOUZIES","46 - LOT","D",210,"201 à 400 m"]
[17689,"46","LOT",0,"SAINT-MARTIN-LE-REDON","46 - LOT","D",162,"0 à 200 m"]
[17698,"46","LOT",0,"SAINT-CHAMARAND","46 - LOT","D",303,"201 à 400 m"]
[17724,"46","LOT",0,"ANGLARS","46 - LOT","D",410,"401 à 600 m"]
[17742,"46","LOT",0,"TOUR-DE-FAURE","46 - LOT","D",235,"201 à 400 m"]
[17759,"46","LOT",0,"ROCAMADOUR","46 - LOT","D",252,"201 à 400 m"]
[17776,"46","LOT",0,"LE BASTIT","46 - LOT","D",350,"201 à 400 m"]
[17777,"46","LOT",0,"ISSEPTS","46 - LOT","D",378,"201 à 400 m"]
[17794,"46","LOT",0,"MARMINIAC",{"$f":"B17795&\" - \"&C17795","v":"46 - LOT"},"D",271,{"$f":"IF(AND(H17795>=0,H17795<=200),$M$19,\nIF(AND(H17795>=201,H17795<=400),$M$20,\nIF(AND(H17795>=401,H17795<=600),$M$21,\nIF(AND(H17795>=601,H17795<=800),$M$22,\nIF(AND(H17795>=801,H17795<=1000),$M$23,\nIF(AND(H17795>=1001,H17795<=1200),$M$24,\nIF(AND(H17795>=1201,H17795<=1400),$M$25,\nIF(AND(H17795>=1401,H17795<=1600),$M$26,\nIF(AND(H17795>=1601,H17795<=1800),$M$27,\nIF(AND(H17795>=1801,H17795<=2000),$M$28,\nIF(AND(H17795>=2001,H17795<=2200),$M$29,\nIF(AND(H17795>=2201,H17795<=2400),$M$30,\nIF(AND(H17795>=2401,H17795<=2600),$M$31,\"erreur\")))))))))))))","v":"201 à 400 m"}]
[17812,"46","LOT",0,"BOISSIERES","46 - LOT","D",245,"201 à 400 m"]
[17829,"46","LOT",0,"CARLUCET","46 - LOT","D",304,"201 à 400 m"]
[17846,"46","LOT",0,"GLANES","46 - LOT","D",229,"201 à 400 m"]
[17864,"46","LOT",0,"SARRAZAC","46 - LOT","D",261,"201 à 400 m"]
[17881,"46","LOT",0,"NUZEJOULS","46 - LOT","D",243,"201 à 400 m"]
[17898,"47","LOT-ET-GARONNE",0,"AIGUILLON","47 - LOT-ET-GARONNE","C",53,"0 à 200 m"]
[17916,"47","LOT-ET-GARONNE",0,"ALLEMANS-DU-DROPT","47 - LOT-ET-GARONNE","C",55,"0 à 200 m"]
[17933,"47","LOT-ET-GARONNE",0,"BOURGOUGNAGUE","47 - LOT-ET-GARONNE","C",93,"0 à 200 m"]
[17951,"47","LOT-ET-GARONNE",0,"SEMBAS","47 - LOT-ET-GARONNE","C",188,"0 à 200 m"]
[17968,"47","LOT-ET-GARONNE",0,"DOUDRAC","47 - LOT-ET-GARONNE","C",89,"0 à 200 m"]
[17985,"47","LOT-ET-GARONNE",0,"SAINT-ROMAIN-LE-NOBLE","47 - LOT-ET-GARONNE","C",117,"0 à 200 m"]
[18015,"47","LOT-ET-GARONNE",0,"BRUGNAC","47 - LOT-ET-GARONNE","C",89,"0 à 200 m"]
[18021,"47","LOT-ET-GARONNE",0,"FERRENSAC","47 - LOT-ET-GARONNE","C",87,"0 à 200 m"]
[18039,"47","LOT-ET-GARONNE",0,"LA SAUVETAT-DU-DROPT","47 - LOT-ET-GARONNE","C",72,"0 à 200 m"]
[18056,"47","LOT-ET-GARONNE",0,"LAGUPIE","47 - LOT-ET-GARONNE","C",68,"0 à 200 m"]
[18073,"47","LOT-ET-GARONNE",0,"ANZEX","47 - LOT-ET-GARONNE","C",115,"0 à 200 m"]
[18091,"47","LOT-ET-GARONNE",0,"RAZIMET","47 - LOT-ET-GARONNE","C",64,"0 à 200 m"]
[18108,"47","LOT-ET-GARONNE",0,"LAFOX","47 - LOT-ET-GARONNE","C",53,"0 à 200 m"]
[18125,"47","LOT-ET-GARONNE",0,"ROUMAGNE","47 - LOT-ET-GARONNE","C",63,"0 à 200 m"]
[18143,"47","LOT-ET-GARONNE",0,"SAINTE-COLOMBE-DE-DURAS","47 - LOT-ET-GARONNE","C",74,"0 à 200 m"]
[18160,"47","LOT-ET-GARONNE",0,"LA SAUVETAT-DE-SAVERES","47 - LOT-ET-GARONNE","C",104,"0 à 200 m"]
[18178,"47","LOT-ET-GARONNE",0,"SAINT-ETIENNE-DE-VILLEREAL",{"$f":"B18179&\" - \"&C18179","v":"47 - LOT-ET-GARONNE"},"C",136,{"$f":"IF(AND(H18179>=0,H18179<=200),$M$19,\nIF(AND(H18179>=201,H18179<=400),$M$20,\nIF(AND(H18179>=401,H18179<=600),$M$21,\nIF(AND(H18179>=601,H18179<=800),$M$22,\nIF(AND(H18179>=801,H18179<=1000),$M$23,\nIF(AND(H18179>=1001,H18179<=1200),$M$24,\nIF(AND(H18179>=1201,H18179<=1400),$M$25,\nIF(AND(H18179>=1401,H18179<=1600),$M$26,\nIF(AND(H18179>=1601,H18179<=1800),$M$27,\nIF(AND(H18179>=1801,H18179<=2000),$M$28,\nIF(AND(H18179>=2001,H18179<=2200),$M$29,\nIF(AND(H18179>=2201,H18179<=2400),$M$30,\nIF(AND(H18179>=2401,H18179<=2600),$M$31,\"erreur\")))))))))))))","v":"0 à 200 m"}]
[18195,"47","LOT-ET-GARONNE",0,"AGME","47 - LOT-ET-GARONNE","C",70,"0 à 200 m"]
[18212,"48","LOZÈRE",0,"SAINT-MAURICE-DE-VENTALON","48 - LOZÈRE","E",1159,"1001 à 1200 m"]
[18230,"48","LOZÈRE",0,"PIED-DE-BORNE","48 - LOZÈRE","E",691,"601 à 800 m"]
[18247,"48","LOZÈRE",0,"LE BLEYMARD","48 - LOZÈRE","E",1247,"1201 à 1400 m"]
[18265,"48","LOZÈRE",0,"RECOULES-DE-FUMAS","48 - LOZÈRE","E",1067,"1001 à 1200 m"]
[18282,"48","LOZÈRE",0,"RIEUTORT-DE-RANDON","48 - LOZÈRE","E",1224,"1201 à 1400 m"]
[18290,"48","LOZÈRE",0,"BLAVIGNAC","48 - LOZÈRE","E",969,"801 à 1000 m"]
[18318,"48","LOZÈRE",0,"SAINT-LAURENT-DE-VEYRES","48 - LOZÈRE","E",1180,"1001 à 1200 m"]
[18335,"48","LOZÈRE",0,"ESCLANEDES","48 - LOZÈRE","E",815,"801 à 1000 m"]
[18352,"48","LOZÈRE",0,"ANTRENAS","48 - LOZÈRE","E",950,"801 à 1000 m"]
[18370,"48","LOZÈRE",0,"BEDOUES",{"$f":"B18371&\" - \"&C18371","v":"48 - LOZÈRE"},"E",802,{"$f":"IF(AND(H18371>=0,H18371<=200),$M$19,\nIF(AND(H18371>=201,H18371<=400),$M$20,\nIF(AND(H18371>=401,H18371<=600),$M$21,\nIF(AND(H18371>=601,H18371<=800),$M$22,\nIF(AND(H18371>=801,H18371<=1000),$M$23,\nIF(AND(H18371>=1001,H18371<=1200),$M$24,\nIF(AND(H18371>=1201,H18371<=1400),$M$25,\nIF(AND(H18371>=1401,H18371<=1600),$M$26,\nIF(AND(H18371>=1601,H18371<=1800),$M$27,\nIF(AND(H18371>=1801,H18371<=2000),$M$28,\nIF(AND(H18371>=2001,H18371<=2200),$M$29,\nIF(AND(H18371>=2201,H18371<=2400),$M$30,\nIF(AND(H18371>=2401,H18371<=2600),$M$31,\"erreur\")))))))))))))","v":"801 à 1000 m"}]
[18387,"48","LOZÈRE",0,"GATUZIERES","48 - LOZÈRE","E",1081,"1001 à 1200 m"]
[18405,"49","MAINE-ET-LOIRE",0,"MONTREUIL-SUR-MAINE","49 - MAINE-ET-LOIRE","D",36,"0 à 200 m"]
[18422,"49","MAINE-ET-LOIRE",0,"SAINT-AUBIN-DE-LUIGNE","49 - MAINE-ET-LOIRE","D",59,"0 à 200 m"]
[18439,"49","MAINE-ET-LOIRE",0,"BECON-LES-GRANITS","49 - MAINE-ET-LOIRE","D",57,"0 à 200 m"]
[18457,"49","MAINE-ET-LOIRE",0,"DOUE-LA-FONTAINE","49 - MAINE-ET-LOIRE","D",74,"0 à 200 m"]
[18474,"49","MAINE-ET-LOIRE",0,"LOUVAINES","49 - MAINE-ET-LOIRE","D",40,"0 à 200 m"]
[18491,"49","MAINE-ET-LOIRE",0,"VERNOIL-LE-FOURRIER","49 - MAINE-ET-LOIRE","D",72,"0 à 200 m"]
[18509,"49","MAINE-ET-LOIRE",0,"LA JAILLE-YVON","49 - MAINE-ET-LOIRE","D",65,"0 à 200 m"]
[18526,"49","MAINE-ET-LOIRE",0,"SAINT-PAUL-DU-BOIS","49 - MAINE-ET-LOIRE","D",141,"0 à 200 m"]
[18527,"49","MAINE-ET-LOIRE",0,"LA TESSOUALLE","49 - MAINE-ET-LOIRE","D",121,"0 à 200 m"]
[18544,"49","MAINE-ET-LOIRE",0,"CHOLET","49 - MAINE-ET-LOIRE","D",116,"0 à 200 m"]
[18561,"49","MAINE-ET-LOIRE",0,"BARACE","49 - MAINE-ET-LOIRE","D",37,"0 à 200 m"]
[18579,"49","MAINE-ET-LOIRE",0,"FAYE-D'ANJOU","49 - MAINE-ET-LOIRE","D",83,"0 à 200 m"]
[18607,"49","MAINE-ET-LOIRE",0,"LE TREMBLAY","49 - MAINE-ET-LOIRE","D",63,"0 à 200 m"]
[18615,"49","MAINE-ET-LOIRE",0,"SAINTE-GEMMES-D'ANDIGNE","49 - MAINE-ET-LOIRE","D",41,"0 à 200 m"]
[18632,"49","MAINE-ET-LOIRE",0,"CHAUMONT-D'ANJOU","49 - MAINE-ET-LOIRE","D",44,"0 à 200 m"]
[18649,"49","MAINE-ET-LOIRE",0,"SAVENNIERES","49 - MAINE-ET-LOIRE","D",57,"0 à 200 m"]
[18667,"49","MAINE-ET-LOIRE",0,"COMBREE","49 - MAINE-ET-LOIRE","D",67,"0 à 200 m"]
[18684,"49","MAINE-ET-LOIRE",0,"CHALONNES-SUR-LOIRE","49 - MAINE-ET-LOIRE","D",43,"0 à 200 m"]
[18701,"49","MAINE-ET-LOIRE",0,"LOURESSE-ROCHEMENIER","49 - MAINE-ET-LOIRE","D",67,"0 à 200 m"]
[18719,"49","MAINE-ET-LOIRE",0,"LA CHAUSSAIRE","49 - MAINE-ET-LOIRE","D",91,"0 à 200 m"]
[18736,"49","MAINE-ET-LOIRE",0,"MEON","49 - MAINE-ET-LOIRE","D",72,"0 à 200 m"]
[18754,"50","MANCHE",0,"BRETTEVILLE",{"$f":"B18755&\" - \"&C18755","v":"50 - MANCHE"},"B",94,{"$f":"IF(AND(H18755>=0,H18755<=200),$M$19,\nIF(AND(H18755>=201,H18755<=400),$M$20,\nIF(AND(H18755>=401,H18755<=600),$M$21,\nIF(AND(H18755>=601,H18755<=800),$M$22,\nIF(AND(H18755>=801,H18755<=1000),$M$23,\nIF(AND(H18755>=1001,H18755<=1200),$M$24,\nIF(AND(H18755>=1201,H18755<=1400),$M$25,\nIF(AND(H18755>=1401,H18755<=1600),$M$26,\nIF(AND(H18755>=1601,H18755<=1800),$M$27,\nIF(AND(H18755>=1801,H18755<=2000),$M$28,\nIF(AND(H18755>=2001,H18755<=2200),$M$29,\nIF(AND(H18755>=2201,H18755<=2400),$M$30,\nIF(AND(H18755>=2401,H18755<=2600),$M$31,\"erreur\")))))))))))))","v":"0 à 200 m"}]
[18771,"50","MANCHE",0,"LES PERQUES","50 - MANCHE","B",73,"0 à 200 m"]
[18788,"50","MANCHE",0,"PARIGNY","50 - MANCHE","B",88,"0 à 200 m"]
[18806,"50","MANCHE",0,"NEUVILLE-EN-BEAUMONT","50 - MANCHE","B",25,"0 à 200 m"]
[18823,"50","MANCHE",0,"SAINT-DENIS-LE-VETU","50 - MANCHE","B",76,"0 à 200 m"]
[18841,"50","MANCHE",0,"LA CHAPELLE-CECELIN","50 - MANCHE","B",207,"201 à 400 m"]
[18858,"50","MANCHE",0,"PONTS","50 - MANCHE","B",33,"0 à 200 m"]
[18875,"50","MANCHE",0,"MONTCHATON","50 - MANCHE","B",28,"0 à 200 m"]
[18893,"50","MANCHE",0,"SACEY","50 - MANCHE","B",33,"0 à 200 m"]
[18906,"50","MANCHE",0,"EQUEURDREVILLE-HAINNEVILLE","50 - MANCHE","B",62,"0 à 200 m"]
[18928,"50","MANCHE",0,"GLATIGNY","50 - MANCHE","B",15,"0 à 200 m"]
[18946,"50","MANCHE",0,"SAUSSEMESNIL",{"$f":"B18947&\" - \"&C18947","v":"50 - MANCHE"},"B",114,{"$f":"IF(AND(H18947>=0,H18947<=200),$M$19,\nIF(AND(H18947>=201,H18947<=400),$M$20,\nIF(AND(H18947>=401,H18947<=600),$M$21,\nIF(AND(H18947>=601,H18947<=800),$M$22,\nIF(AND(H18947>=801,H18947<=1000),$M$23,\nIF(AND(H18947>=1001,H18947<=1200),$M$24,\nIF(AND(H18947>=1201,H18947<=1400),$M$25,\nIF(AND(H18947>=1401,H18947<=1600),$M$26,\nIF(AND(H18947>=1601,H18947<=1800),$M$27,\nIF(AND(H18947>=1801,H18947<=2000),$M$28,\nIF(AND(H18947>=2001,H18947<=2200),$M$29,\nIF(AND(H18947>=2201,H18947<=2400),$M$30,\nIF(AND(H18947>=2401,H18947<=2600),$M$31,\"erreur\")))))))))))))","v":"0 à 200 m"}]
[18963,"50","MANCHE",0,"SAINT-GERMAIN-D'ELLE","50 - MANCHE","B",135,"0 à 200 m"]
[18981,"50","MANCHE",0,"PERIERS","50 - MANCHE","B",23,"0 à 200 m"]
[18998,"50","MANCHE",0,"LES CHERIS","50 - MANCHE","B",61,"0 à 200 m"]
[19015,"50","MANCHE",0,"AUVERS","50 - MANCHE","B",8,"0 à 200 m"]
[19033,"50","MANCHE",0,"SAINT-MICHEL-DE-MONTJOIE","50 - MANCHE","B",293,"201 à 400 m"]
[19050,"50","MANCHE",0,"MONTBRAY","50 - MANCHE","B",152,"0 à 200 m"]
[19067,"50","MANCHE",0,"DRAGEY-RONTHON","50 - MANCHE","B",43,"0 à 200 m"]
[19085,"50","MANCHE",0,"DONVILLE-LES-BAINS","50 - MANCHE","B",33,"0 à 200 m"]
[19102,"50","MANCHE",0,"LE MESNIL-GILBERT","50 - MANCHE","B",91,"0 à 200 m"]
[19120,"50","MANCHE",0,"TROISGOTS","50 - MANCHE","B",92,"0 à 200 m"]
[19137,"50","MANCHE",{"$f":"IF($L$2=F19138,1+D19137,0)","v":0},"OZEVILLE","50 - MANCHE","B",44,"0 à 200 m"]
[19154,"50","MANCHE",0,"LE MESNIL-VENERON","50 - MANCHE","B",34,"0 à 200 m"]
[19172,"50","MANCHE",0,"SAINT-GEORGES-D'ELLE","50 - MANCHE","B",135,"0 à 200 m"]
[19189,"50","MANCHE",0,"ANCTEVILLE","50 - MANCHE","B",73,"0 à 200 m"]
[19203,"50","MANCHE",0,"SAINT-ROMPHAIRE","50 - MANCHE","B",93,"0 à 200 m"]
[19225,"50","MANCHE",0,"BOISYVON","50 - MANCHE","B",219,"201 à 400 m"]
[19242,"50","MANCHE",0,"NOUAINVILLE","50 - MANCHE","B",119,"0 à 200 m"]
[19260,"50","MANCHE",0,"LINGEARD","50 - MANCHE","B",198,"0 à 200 m"]
[19277,"50","MANCHE",0,"DUCEY","50 - MANCHE","B",34,"0 à 200 m"]
[19294,"50","MANCHE",0,"DOMJEAN","50 - MANCHE","B",92,"0 à 200 m"]
[19295,"50","MANCHE",0,"LE LOREY","50 - MANCHE","B",91,"0 à 200 m"]
[19312,"50","MANCHE",0,"LE VALDECIE","50 - MANCHE","B",58,"0 à 200 m"]
[19330,"50","MANCHE",0,"RETHOVILLE",{"$f":"B19331&\" - \"&C19331","v":"50 - MANCHE"},"B",18,{"$f":"IF(AND(H19331>=0,H19331<=200),$M$19,\nIF(AND(H19331>=201,H19331<=400),$M$20,\nIF(AND(H19331>=401,H19331<=600),$M$21,\nIF(AND(H19331>=601,H19331<=800),$M$22,\nIF(AND(H19331>=801,H19331<=1000),$M$23,\nIF(AND(H19331>=1001,H19331<=1200),$M$24,\nIF(AND(H19331>=1201,H19331<=1400),$M$25,\nIF(AND(H19331>=1401,H19331<=1600),$M$26,\nIF(AND(H19331>=1601,H19331<=1800),$M$27,\nIF(AND(H19331>=1801,H19331<=2000),$M$28,\nIF(AND(H19331>=2001,H19331<=2200),$M$29,\nIF(AND(H19331>=2201,H19331<=2400),$M$30,\nIF(AND(H19331>=2401,H19331<=2600),$M$31,\"erreur\")))))))))))))","v":"0 à 200 m"}]
[19347,"50","MANCHE",0,"LA LUZERNE","50 - MANCHE","B",121,"0 à 200 m"]
[19364,"51","MARNE",0,"SAINT-GILLES","51 - MARNE","G",108,"0 à 200 m"]
[19382,"51","MARNE",0,"LINTHES","51 - MARNE","G",115,"0 à 200 m"]
[19399,"51","MARNE",0,"GOURGANCON","51 - MARNE","G",131,"0 à 200 m"]
[19416,"51","MARNE",0,"POURCY","51 - MARNE","G",203,"201 à 400 m"]
[19434,"51","MARNE",0,"VERZENAY","51 - MARNE","G",166,"0 à 200 m"]
[19451,"51","MARNE",0,"BROYES","51 - MARNE","G",199,"0 à 200 m"]
[19469,"51","MARNE",0,"BERMERICOURT","51 - MARNE","G",82,"0 à 200 m"]
[19486,"51","MARNE",0,"REVEILLON","51 - MARNE","G",185,"0 à 200 m"]
[19516,"51","MARNE",0,"MOURMELON-LE-GRAND","51 - MARNE","G",124,"0 à 200 m"]
[19522,"51","MARNE",0,"TOGNY-AUX-BOEUFS",{"$f":"B19523&\" - \"&C19523","v":"51 - MARNE"},"G",117,{"$f":"IF(AND(H19523>=0,H19523<=200),$M$19,\nIF(AND(H19523>=201,H19523<=400),$M$20,\nIF(AND(H19523>=401,H19523<=600),$M$21,\nIF(AND(H19523>=601,H19523<=800),$M$22,\nIF(AND(H19523>=801,H19523<=1000),$M$23,\nIF(AND(H19523>=1001,H19523<=1200),$M$24,\nIF(AND(H19523>=1201,H19523<=1400),$M$25,\nIF(AND(H19523>=1401,H19523<=1600),$M$26,\nIF(AND(H19523>=1601,H19523<=1800),$M$27,\nIF(AND(H19523>=1801,H19523<=2000),$M$28,\nIF(AND(H19523>=2001,H19523<=2200),$M$29,\nIF(AND(H19523>=2201,H19523<=2400),$M$30,\nIF(AND(H19523>=2401,H19523<=2600),$M$31,\"erreur\")))))))))))))","v":"0 à 200 m"}]
[19539,"51","MARNE",0,"NOIRLIEU","51 - MARNE","G",188,"0 à 200 m"]
[19557,"51","MARNE",0,"AOUGNY","51 - MARNE","G",203,"201 à 400 m"]
[19574,"51","MARNE",0,"SARRY","51 - MARNE","G",99,"0 à 200 m"]
[19591,"51","MARNE",0,"VITRY-EN-PERTHOIS","51 - MARNE","G",120,"0 à 200 m"]
[19609,"51","MARNE",0,"FONTAINE-SUR-AY","51 - MARNE","G",163,"0 à 200 m"]
[19626,"51","MARNE",0,"BELVAL-EN-ARGONNE","51 - MARNE","G",163,"0 à 200 m"]
[19643,"51","MARNE",0,"ESTERNAY","51 - MARNE","G",180,"0 à 200 m"]
[19661,"51","MARNE",0,"MONTMORT-LUCY","51 - MARNE","G",214,"201 à 400 m"]
[19678,"51","MARNE",0,"LES ESSARTS-LE-VICOMTE","51 - MARNE","G",187,"0 à 200 m"]
[19696,"51","MARNE",0,"VROIL","51 - MARNE","G",156,"0 à 200 m"]
[19713,"51","MARNE",0,"BUSSY-LE-CHATEAU","51 - MARNE","G",150,"0 à 200 m"]
[19730,"51","MARNE",0,"LAVAL-SUR-TOURBE","51 - MARNE","G",168,"0 à 200 m"]
[19748,"51","MARNE",0,"LIGNON","51 - MARNE","G",135,"0 à 200 m"]
[19765,"51","MARNE",0,"BETTANCOURT-LA-LONGUE","51 - MARNE","G",147,"0 à 200 m"]
[19783,"51","MARNE",0,"BERRU","51 - MARNE","G",157,"0 à 200 m"]
[19800,"51","MARNE",0,"CHENAY","51 - MARNE","G",141,"0 à 200 m"]
[19815,"51","MARNE",0,"LES ESSARTS-LES-SEZANNE","51 - MARNE","G",205,"201 à 400 m"]
[19836,"51","MARNE",0,"ROUVROY-RIPONT","51 - MARNE","G",150,"0 à 200 m"]
[19853,"51","MARNE",0,"FROMENTIERES","51 - MARNE","G",219,"201 à 400 m"]
[19870,"51","MARNE",0,"AUMENANCOURT","51 - MARNE","G",76,"0 à 200 m"]
[19888,"51","MARNE",0,"SOMME-YEVRE","51 - MARNE","G",202,"201 à 400 m"]
[19905,"51","MARNE",0,"SAINT-CHERON","51 - MARNE","G",147,"0 à 200 m"]
[19923,"51","MARNE",0,"VANAULT-LE-CHATEL","51 - MARNE","G",182,"0 à 200 m"]
[19940,"51","MARNE",0,"VILLE-DOMMANGE","51 - MARNE","G",156,"0 à 200 m"]
[19957,"51","MARNE",0,"RAPSECOURT","51 - MARNE","G",169,"0 à 200 m"]
[19975,"52","HAUTE-MARNE",0,"FRAMPAS","52 - HAUTE-MARNE","H",146,"0 à 200 m"]
[19992,"52","HAUTE-MARNE",0,"LAVERNOY","52 - HAUTE-MARNE","H",350,"201 à 400 m"]
[20009,"52","HAUTE-MARNE",0,"RICHEBOURG","52 - HAUTE-MARNE","H",345,"201 à 400 m"]
[20027,"52","HAUTE-MARNE",0,"CHATEAUVILLAIN","52 - HAUTE-MARNE","H",285,"201 à 400 m"]
[20044,"52","HAUTE-MARNE",0,"LEUCHEY","52 - HAUTE-MARNE","H",452,"401 à 600 m"]
[20045,"52","HAUTE-MARNE",0,"COLMIER-LE-BAS","52 - HAUTE-MARNE","H",371,"201 à 400 m"]
[20062,"52","HAUTE-MARNE",0,"MAIZIERES","52 - HAUTE-MARNE","H",267,"201 à 400 m"]
[20079,"52","HAUTE-MARNE",0,"RENNEPONT","52 - HAUTE-MARNE","H",259,"201 à 400 m"]
[20112,"52","HAUTE-MARNE",0,"CUREL","52 - HAUTE-MARNE","H",252,"201 à 400 m"]
[20115,"52","HAUTE-MARNE",0,"MERTRUD","52 - HAUTE-MARNE","H",175,"0 à 200 m"]
[20133,"52","HAUTE-MARNE",0,"CURMONT","52 - HAUTE-MARNE","H",296,"201 à 400 m"]
[20150,"52","HAUTE-MARNE",0,"AUDELONCOURT","52 - HAUTE-MARNE","H",363,"201 à 400 m"]
[20167,"52","HAUTE-MARNE",0,"COLMIER-LE-HAUT","52 - HAUTE-MARNE","H",409,"401 à 600 m"]
[20185,"52","HAUTE-MARNE",0,"SAINT-VALLIER-SUR-MARNE","52 - HAUTE-MARNE","H",389,"201 à 400 m"]
[20202,"52","HAUTE-MARNE",0,"ORBIGNY-AU-VAL","52 - HAUTE-MARNE","H",386,"201 à 400 m"]
[20219,"52","HAUTE-MARNE",0,"COUBLANC","52 - HAUTE-MARNE","H",303,"201 à 400 m"]
[20237,"52","HAUTE-MARNE",0,"TREIX","52 - HAUTE-MARNE","H",352,"201 à 400 m"]
[20254,"52","HAUTE-MARNE",0,"AUTIGNY-LE-PETIT","52 - HAUTE-MARNE","H",258,"201 à 400 m"]
[20272,"52","HAUTE-MARNE",0,"PRAUTHOY","52 - HAUTE-MARNE","H",335,"201 à 400 m"]
[20289,"52","HAUTE-MARNE",0,"CHOILLEY-DARDENAY","52 - HAUTE-MARNE","H",308,"201 à 400 m"]
[20306,"52","HAUTE-MARNE",0,"ILLOUD","52 - HAUTE-MARNE","H",412,"401 à 600 m"]
[20324,"52","HAUTE-MARNE",0,"TREMILLY","52 - HAUTE-MARNE","H",179,"0 à 200 m"]
[20341,"52","HAUTE-MARNE",0,"VELLES","52 - HAUTE-MARNE","H",255,"201 à 400 m"]
[20358,"52","HAUTE-MARNE",{"$f":"IF($L$2=F20359,1+D20358,0)","v":0},"GRAFFIGNY-CHEMIN","52 - HAUTE-MARNE","H",373,"201 à 400 m"]
[20376,"52","HAUTE-MARNE",0,"TORNAY","52 - HAUTE-MARNE","H",302,"201 à 400 m"]
[20393,"52","HAUTE-MARNE",0,"POINSENOT","52 - HAUTE-MARNE","H",448,"401 à 600 m"]
[20411,"53","MAYENNE",{"$f":"IF($L$2=F20412,1+D20411,0)","v":0},"SAINT-CHARLES-LA-FORET","53 - MAYENNE","D",109,"0 à 200 m"]
[20429,"53","MAYENNE",0,"LA CHAPELLE-RAINSOUIN","53 - MAYENNE","D",116,"0 à 200 m"]
[20446,"53","MAYENNE",0,"SAINT-GERMAIN-LE-FOUILLOUX","53 - MAYENNE","D",111,"0 à 200 m"]
[20464,"53","MAYENNE",0,"LANDIVY","53 - MAYENNE","D",166,"0 à 200 m"]
[20481,"53","MAYENNE",0,"LOIRON","53 - MAYENNE","D",132,"0 à 200 m"]
[20499,"53","MAYENNE",0,"BOURGON","53 - MAYENNE","D",137,"0 à 200 m"]
[20516,"53","MAYENNE",0,"PARNE-SUR-ROC","53 - MAYENNE","D",80,"0 à 200 m"]
[20533,"53","MAYENNE",0,"SAINT-THOMAS-DE-COURCERIERS","53 - MAYENNE","D",237,"201 à 400 m"]
[20551,"53","MAYENNE",0,"CHATELAIN","53 - MAYENNE","D",71,"0 à 200 m"]
[20568,"53","MAYENNE",0,"LA GRAVELLE","53 - MAYENNE","D",168,"0 à 200 m"]
[20585,"53","MAYENNE",0,"DESERTINES","53 - MAYENNE","D",192,"0 à 200 m"]
[20603,"53","MAYENNE",0,"COMMER","53 - MAYENNE","D",132,"0 à 200 m"]
[20620,"53","MAYENNE",0,"LEVARE","53 - MAYENNE","D",214,"201 à 400 m"]
[20638,"53","MAYENNE",0,"COURCITE","53 - MAYENNE","D",201,"201 à 400 m"]
[20655,"53","MAYENNE",0,"NIAFLES","53 - MAYENNE","D",58,"0 à 200 m"]
[20672,"54","MEURTHE-ET-MOSELLE",{"$f":"IF($L$2=F20673,1+D20672,0)","v":0},"RECHICOURT-LA-PETITE","54 - MEURTHE-ET-MOSELLE","I",265,"201 à 400 m"]
[20690,"54","MEURTHE-ET-MOSELLE",0,"SAULXURES-LES-NANCY","54 - MEURTHE-ET-MOSELLE","I",235,"201 à 400 m"]
[20707,"54","MEURTHE-ET-MOSELLE",0,"LEBEUVILLE","54 - MEURTHE-ET-MOSELLE","I",330,"201 à 400 m"]
[20710,"54","MEURTHE-ET-MOSELLE",0,"BOUXIERES-SOUS-FROIDMONT","54 - MEURTHE-ET-MOSELLE","I",231,"201 à 400 m"]
[20743,"54","MEURTHE-ET-MOSELLE",0,"GONDRECOURT-AIX","54 - MEURTHE-ET-MOSELLE","I",258,"201 à 400 m"]
[20760,"54","MEURTHE-ET-MOSELLE",0,"PULLIGNY","54 - MEURTHE-ET-MOSELLE","I",288,"201 à 400 m"]
[20778,"54","MEURTHE-ET-MOSELLE",0,"MAIDIERES","54 - MEURTHE-ET-MOSELLE","I",219,"201 à 400 m"]
[20795,"54","MEURTHE-ET-MOSELLE",0,"PAGNY-SUR-MOSELLE","54 - MEURTHE-ET-MOSELLE","I",245,"201 à 400 m"]
[20812,"54","MEURTHE-ET-MOSELLE",0,"ALLONDRELLE-LA-MALMAISON","54 - MEURTHE-ET-MOSELLE","I",353,"201 à 400 m"]
[20813,"54","MEURTHE-ET-MOSELLE",0,"MESSEIN","54 - MEURTHE-ET-MOSELLE","I",258,"201 à 400 m"]
[20830,"54","MEURTHE-ET-MOSELLE",0,"ARNAVILLE","54 - MEURTHE-ET-MOSELLE","I",247,"201 à 400 m"]
[20848,"54","MEURTHE-ET-MOSELLE",0,"AUDUN-LE-ROMAN","54 - MEURTHE-ET-MOSELLE","I",353,"201 à 400 m"]
[20865,"54","MEURTHE-ET-MOSELLE",{"$f":"IF($L$2=F20866,1+D20865,0)","v":0},"MALAVILLERS","54 - MEURTHE-ET-MOSELLE","I",356,"201 à 400 m"]
[20882,"54","MEURTHE-ET-MOSELLE",0,"FLIREY","54 - MEURTHE-ET-MOSELLE","I",296,"201 à 400 m"]
[20900,"54","MEURTHE-ET-MOSELLE",0,"DOMMARTIN-LES-TOUL","54 - MEURTHE-ET-MOSELLE","I",234,"201 à 400 m"]
[20917,"54","MEURTHE-ET-MOSELLE",0,"COYVILLER","54 - MEURTHE-ET-MOSELLE","I",286,"201 à 400 m"]
[20934,"54","MEURTHE-ET-MOSELLE",0,"TIERCELET","54 - MEURTHE-ET-MOSELLE","I",416,"401 à 600 m"]
[20952,"54","MEURTHE-ET-MOSELLE",0,"BRIN-SUR-SEILLE","54 - MEURTHE-ET-MOSELLE","I",222,"201 à 400 m"]
[20969,"54","MEURTHE-ET-MOSELLE",0,"VERDENAL","54 - MEURTHE-ET-MOSELLE","I",285,"201 à 400 m"]
[20987,"54","MEURTHE-ET-MOSELLE",0,"HARAUCOURT","54 - MEURTHE-ET-MOSELLE","I",253,"201 à 400 m"]
[21004,"54","MEURTHE-ET-MOSELLE",0,"PETTONVILLE","54 - MEURTHE-ET-MOSELLE","I",275,"201 à 400 m"]
[21023,"54","MEURTHE-ET-MOSELLE",0,"VILLETTE","54 - MEURTHE-ET-MOSELLE","I",291,"201 à 400 m"]
[21040,"54","MEURTHE-ET-MOSELLE",0,"RECLONVILLE","54 - MEURTHE-ET-MOSELLE","I",273,"201 à 400 m"]
[21057,"54","MEURTHE-ET-MOSELLE",{"$f":"IF($L$2=F21058,1+D21057,0)","v":0},"LIRONVILLE","54 - MEURTHE-ET-MOSELLE","I",290,"201 à 400 m"]
[21075,"54","MEURTHE-ET-MOSELLE",0,"FONTENOY-LA-JOUTE","54 - MEURTHE-ET-MOSELLE","I",307,"201 à 400 m"]
[21092,"54","MEURTHE-ET-MOSELLE",0,"SAINT-REMY-AUX-BOIS","54 - MEURTHE-ET-MOSELLE","I",292,"201 à 400 m"]
[21109,"54","MEURTHE-ET-MOSELLE",0,"BARISEY-AU-PLAIN","54 - MEURTHE-ET-MOSELLE","I",289,"201 à 400 m"]
[21127,"54","MEURTHE-ET-MOSELLE",0,"AUTREY","54 - MEURTHE-ET-MOSELLE","I",272,"201 à 400 m"]
[21144,"54","MEURTHE-ET-MOSELLE",0,"MOUAVILLE","54 - MEURTHE-ET-MOSELLE","I",229,"201 à 400 m"]
[21161,"54","MEURTHE-ET-MOSELLE",0,"LUCEY","54 - MEURTHE-ET-MOSELLE","I",295,"201 à 400 m"]
[21179,"54","MEURTHE-ET-MOSELLE",0,"BERTRICHAMPS","54 - MEURTHE-ET-MOSELLE","I",327,"201 à 400 m"]
[21196,"54","MEURTHE-ET-MOSELLE",0,"MAMEY","54 - MEURTHE-ET-MOSELLE","I",316,"201 à 400 m"]
[21214,"54","MEURTHE-ET-MOSELLE",0,"ARRAYE-ET-HAN","54 - MEURTHE-ET-MOSELLE","I",207,"201 à 400 m"]
[21231,"54","MEURTHE-ET-MOSELLE",0,"MALZEVILLE","54 - MEURTHE-ET-MOSELLE","I",269,"201 à 400 m"]
[21248,"54","MEURTHE-ET-MOSELLE",0,"THEY-SOUS-VAUDEMONT","54 - MEURTHE-ET-MOSELLE","I",406,"401 à 600 m"]
[21266,"55","MEUSE",{"$f":"IF($L$2=F21267,1+D21266,0)","v":0},"DELOUZE-ROSIERES","55 - MEUSE","H",356,"201 à 400 m"]
[21283,"55","MEUSE",0,"MONTIGNY-DEVANT-SASSEY","55 - MEUSE","H",242,"201 à 400 m"]
[21301,"55","MEUSE",0,"VAUX-LES-PALAMEIX","55 - MEUSE","H",320,"201 à 400 m"]
[21320,"55","MEUSE",0,"ETRAYE","55 - MEUSE","H",296,"201 à 400 m"]
[21336,"55","MEUSE",0,"NEUVILLY-EN-ARGONNE","55 - MEUSE","H",204,"201 à 400 m"]
[21354,"55","MEUSE",0,"ETON","55 - MEUSE","H",243,"201 à 400 m"]
[21371,"55","MEUSE",0,"MOULOTTE","55 - MEUSE","H",208,"201 à 400 m"]
[21388,"55","MEUSE",0,"DOULCON","55 - MEUSE","H",199,"0 à 200 m"]
[21406,"55","MEUSE",0,"BEAULIEU-EN-ARGONNE","55 - MEUSE","H",236,"201 à 400 m"]
[21423,"55","MEUSE",0,"FOUCAUCOURT-SUR-THABAS","55 - MEUSE","H",202,"201 à 400 m"]
[21441,"55","MEUSE",0,"PINTHEVILLE","55 - MEUSE","H",212,"201 à 400 m"]
[21458,"55","MEUSE",0,"HENNEMONT","55 - MEUSE","H",209,"201 à 400 m"]
[21475,"55","MEUSE",0,"SOUILLY","55 - MEUSE","H",299,"201 à 400 m"]
[21493,"55","MEUSE",0,"VIGNOT","55 - MEUSE","H",296,"201 à 400 m"]
[21510,"55","MEUSE",0,"AULNOIS-EN-PERTHOIS","55 - MEUSE","H",261,"201 à 400 m"]
[21527,"55","MEUSE",0,"AVILLERS-SAINTE-CROIX","55 - MEUSE","H",225,"201 à 400 m"]
[21545,"55","MEUSE",0,"VILOSNES-HARAUMONT","55 - MEUSE","H",246,"201 à 400 m"]
[21562,"55","MEUSE",0,"SILMONT","55 - MEUSE","H",242,"201 à 400 m"]
[21563,"55","MEUSE",0,"VERDUN","55 - MEUSE","H",235,"201 à 400 m"]
[21580,"55","MEUSE",0,"REVILLE-AUX-BOIS","55 - MEUSE","H",292,"201 à 400 m"]
[21597,"55","MEUSE",0,"VAUDONCOURT","55 - MEUSE","H",238,"201 à 400 m"]
[21619,"55","MEUSE",0,"BRABANT-SUR-MEUSE","55 - MEUSE","H",261,"201 à 400 m"]
[21633,"55","MEUSE",0,"LACROIX-SUR-MEUSE","55 - MEUSE","H",258,"201 à 400 m"]
[21651,"55","MEUSE",{"$f":"IF($L$2=F21652,1+D21651,0)","v":0},"BETHINCOURT","55 - MEUSE","H",225,"201 à 400 m"]
[21668,"55","MEUSE",0,"MOULINS-SAINT-HUBERT","55 - MEUSE","H",246,"201 à 400 m"]
[21685,"55","MEUSE",0,"BEAUFORT-EN-ARGONNE","55 - MEUSE","H",196,"0 à 200 m"]
[21703,"55","MEUSE",0,"MANDRES-EN-BARROIS","55 - MEUSE","H",370,"201 à 400 m"]
[21720,"55","MEUSE",0,"LABEUVILLE","55 - MEUSE","H",206,"201 à 400 m"]
[21737,"55","MEUSE",0,"BRIZEAUX","55 - MEUSE","H",179,"0 à 200 m"]
[21755,"55","MEUSE",0,"BRAQUIS","55 - MEUSE","H",209,"201 à 400 m"]
[21772,"56","MORBIHAN",0,"BOHAL","56 - MORBIHAN","B",55,"0 à 200 m"]
[21790,"56","MORBIHAN",0,"INZINZAC-LOCHRIST","56 - MORBIHAN","B",66,"0 à 200 m"]
[21807,"56","MORBIHAN",0,"LE HEZO","56 - MORBIHAN","B",13,"0 à 200 m"]
[21824,"56","MORBIHAN",0,"LOCMARIAQUER","56 - MORBIHAN","B",7,"0 à 200 m"]
[21842,"56","MORBIHAN",0,"MAURON","56 - MORBIHAN","B",83,"0 à 200 m"]
[21859,"56","MORBIHAN",0,"PEILLAC","56 - MORBIHAN","B",38,"0 à 200 m"]
[21876,"56","MORBIHAN",0,"LES FORGES","56 - MORBIHAN","B",90,"0 à 200 m"]
[21894,"56","MORBIHAN",0,"LE FAOUET","56 - MORBIHAN","B",138,"0 à 200 m"]
[21911,"56","MORBIHAN",0,"LIZIO","56 - MORBIHAN","B",125,"0 à 200 m"]
[21936,"56","MORBIHAN",0,"SAINT-MARTIN-SUR-OUST","56 - MORBIHAN","B",45,"0 à 200 m"]
[21947,"56","MORBIHAN",0,"TREHORENTEUC","56 - MORBIHAN","B",104,"0 à 200 m"]
[21964,"56","MORBIHAN",0,"LA CHAPELLE-NEUVE","56 - MORBIHAN","B",97,"0 à 200 m"]
[21982,"56","MORBIHAN",0,"CLEGUEREC","56 - MORBIHAN","B",132,"0 à 200 m"]
[21999,"56","MORBIHAN",0,"DAMGAN","56 - MORBIHAN","B",5,"0 à 200 m"]
[22017,"56","MORBIHAN",0,"ARZON","56 - MORBIHAN","B",10,"0 à 200 m"]
[22034,"57","MOSELLE",0,"HETTANGE-GRANDE","57 - MOSELLE","I",199,"0 à 200 m"]
[22051,"57","MOSELLE",0,"FLORANGE","57 - MOSELLE","I",177,"0 à 200 m"]
[22069,"57","MOSELLE",0,"PETIT-TENQUIN","57 - MOSELLE","I",227,"201 à 400 m"]
[22086,"57","MOSELLE",0,"THIONVILLE","57 - MOSELLE","I",211,"201 à 400 m"]
[22103,"57","MOSELLE",0,"ALBESTROFF","57 - MOSELLE","I",237,"201 à 400 m"]
[22121,"57","MOSELLE",0,"HOMMARTING","57 - MOSELLE","I",291,"201 à 400 m"]
[22138,"57","MOSELLE",0,"MOUSSEY","57 - MOSELLE","I",252,"201 à 400 m"]
[22156,"57","MOSELLE",{"$f":"IF($L$2=F22157,1+D22156,0)","v":0},"RICHE","57 - MOSELLE","I",237,"201 à 400 m"]
[22173,"57","MOSELLE",0,"KANFEN","57 - MOSELLE","I",246,"201 à 400 m"]
[22190,"57","MOSELLE",0,"FREYMING-MERLEBACH","57 - MOSELLE","I",242,"201 à 400 m"]
[22208,"57","MOSELLE",0,"MUNSTER","57 - MOSELLE","I",229,"201 à 400 m"]
[22211,"57","MOSELLE",0,"RITZING","57 - MOSELLE","I",346,"201 à 400 m"]
[22244,"57","MOSELLE",0,"LONGEVILLE-LES-SAINT-AVOLD","57 - MOSELLE","I",284,"201 à 400 m"]
[22261,"57","MOSELLE",0,"GRUNDVILLER","57 - MOSELLE","I",246,"201 à 400 m"]
[22278,"57","MOSELLE",0,"METZERESCHE","57 - MOSELLE","I",226,"201 à 400 m"]
[22296,"57","MOSELLE",0,"CHATEL-SAINT-GERMAIN","57 - MOSELLE","I",301,"201 à 400 m"]
[22313,"57","MOSELLE",0,"VAUX","57 - MOSELLE","I",279,"201 à 400 m"]
[22330,"57","MOSELLE",0,"ADAINCOURT","57 - MOSELLE","I",239,"201 à 400 m"]
[22331,"57","MOSELLE",0,"ETTING","57 - MOSELLE","I",316,"201 à 400 m"]
[22348,"57","MOSELLE",{"$f":"IF($L$2=F22349,1+D22348,0)","v":0},"FAILLY","57 - MOSELLE","I",235,"201 à 400 m"]
[22366,"57","MOSELLE",0,"THONVILLE","57 - MOSELLE","I",264,"201 à 400 m"]
[22383,"57","MOSELLE",0,"BLIESBRUCK","57 - MOSELLE","I",284,"201 à 400 m"]
[22400,"57","MOSELLE",0,"CHATEAU-SALINS","57 - MOSELLE","I",244,"201 à 400 m"]
[22418,"57","MOSELLE",0,"VECKERSVILLER","57 - MOSELLE","I",300,"201 à 400 m"]
[22435,"57","MOSELLE",0,"BOUZONVILLE","57 - MOSELLE","I",234,"201 à 400 m"]
[22452,"57","MOSELLE",0,"MOYEUVRE-GRANDE","57 - MOSELLE","I",258,"201 à 400 m"]
[22470,"57","MOSELLE",0,"GUERTING","57 - MOSELLE","I",285,"201 à 400 m"]
[22487,"57","MOSELLE",0,"BARCHAIN","57 - MOSELLE","I",296,"201 à 400 m"]
[22505,"57","MOSELLE",0,"HAYANGE","57 - MOSELLE","I",253,"201 à 400 m"]
[22528,"57","MOSELLE",0,"SAINT-AVOLD","57 - MOSELLE","I",262,"201 à 400 m"]
[22540,"57","MOSELLE",{"$f":"IF($L$2=F22541,1+D22540,0)","v":0},"LIEDERSCHIEDT","57 - MOSELLE","I",348,"201 à 400 m"]
[22558,"57","MOSELLE",0,"ENNERY","57 - MOSELLE","I",175,"0 à 200 m"]
[22575,"57","MOSELLE",0,"HASPELSCHIEDT","57 - MOSELLE","I",309,"201 à 400 m"]
[22593,"57","MOSELLE",0,"LAUNSTROFF","57 - MOSELLE","I",347,"201 à 400 m"]
[22610,"57","MOSELLE",0,"DABO","57 - MOSELLE","I",519,"401 à 600 m"]
[22627,"57","MOSELLE",0,"FLASTROFF","57 - MOSELLE","I",257,"201 à 400 m"]
[22645,"57","MOSELLE",0,"BITCHE","57 - MOSELLE","I",317,"201 à 400 m"]
[22662,"57","MOSELLE",0,"NOUILLY","57 - MOSELLE","I",216,"201 à 400 m"]
[22679,"57","MOSELLE",0,"JUVELIZE","57 - MOSELLE","I",229,"201 à 400 m"]
[22697,"57","MOSELLE",0,"AUMETZ","57 - MOSELLE","I",385,"201 à 400 m"]
[22714,"57","MOSELLE",0,"FEY","57 - MOSELLE","I",233,"201 à 400 m"]
[22732,"57","MOSELLE",{"$f":"IF($L$2=F22733,1+D22732,0)","v":0},"NILVANGE","57 - MOSELLE","I",261,"201 à 400 m"]
[22749,"57","MOSELLE",0,"ARZVILLER","57 - MOSELLE","I",321,"201 à 400 m"]
[22766,"58","NIÈVRE",0,"MONTIGNY-AUX-AMOGNES","58 - NIÈVRE","G",246,"201 à 400 m"]
[22784,"58","NIÈVRE",0,"METZ-LE-COMTE","58 - NIÈVRE","G",224,"201 à 400 m"]
[22801,"58","NIÈVRE",0,"COSNE-COURS-SUR-LOIRE","58 - NIÈVRE","G",183,"0 à 200 m"]
[22818,"58","NIÈVRE",0,"BALLERAY","58 - NIÈVRE","G",279,"201 à 400 m"]
[22827,"58","NIÈVRE",0,"BICHES","58 - NIÈVRE","G",251,"201 à 400 m"]
[22854,"58","NIÈVRE",0,"BONA","58 - NIÈVRE","G",332,"201 à 400 m"]
[22872,"58","NIÈVRE",0,"CHALLEMENT","58 - NIÈVRE","G",224,"201 à 400 m"]
[22889,"58","NIÈVRE",0,"POUQUES-LORMES","58 - NIÈVRE","G",315,"201 à 400 m"]
[22906,"58","NIÈVRE",0,"CHAMPLEMY","58 - NIÈVRE","G",299,"201 à 400 m"]
[22924,"58","NIÈVRE",0,"MOISSY-MOULINOT","58 - NIÈVRE","G",224,"201 à 400 m"]
[22941,"58","NIÈVRE",0,"SAUVIGNY-LES-BOIS","58 - NIÈVRE","G",224,"201 à 400 m"]
[22959,"58","NIÈVRE",0,"GOULOUX","58 - NIÈVRE","G",570,"401 à 600 m"]
[22976,"58","NIÈVRE",0,"DUN-SUR-GRANDRY","58 - NIÈVRE","G",301,"201 à 400 m"]
[22993,"58","NIÈVRE",0,"SAINT-PARIZE-LE-CHATEL","58 - NIÈVRE","G",214,"201 à 400 m"]
[23011,"58","NIÈVRE",0,"SAINT-FRANCHY","58 - NIÈVRE","G",310,"201 à 400 m"]
[23028,"58","NIÈVRE",0,"VILLIERS-LE-SEC","58 - NIÈVRE","G",267,"201 à 400 m"]
[23045,"58","NIÈVRE",0,"CHAZEUIL","58 - NIÈVRE","G",285,"201 à 400 m"]
[23063,"58","NIÈVRE",0,"PARIGNY-LA-ROSE","58 - NIÈVRE","G",233,"201 à 400 m"]
[23080,"59","NORD",0,"LE CATEAU-CAMBRESIS","59 - NORD","F",131,"0 à 200 m"]
[23081,"59","NORD",0,"DOIGNIES","59 - NORD","F",99,"0 à 200 m"]
[23098,"59","NORD",0,"HANTAY","59 - NORD","F",22,"0 à 200 m"]
[23120,"59","NORD",0,"ESCARMAIN","59 - NORD","F",95,"0 à 200 m"]
[23134,"59","NORD",{"$f":"IF($L$2=F23135,1+D23134,0)","v":0},"NEUF-MESNIL","59 - NORD","F",156,"0 à 200 m"]
[23151,"59","NORD",0,"BANTIGNY","59 - NORD","F",52,"0 à 200 m"]
[23169,"59","NORD",0,"SAILLY-LEZ-LANNOY","59 - NORD","F",35,"0 à 200 m"]
[23186,"59","NORD",0,"WATTIGNIES-LA-VICTOIRE","59 - NORD","F",184,"0 à 200 m"]
[23203,"59","NORD",0,"NOMAIN","59 - NORD","F",44,"0 à 200 m"]
[23221,"59","NORD",0,"LE QUESNOY","59 - NORD","F",117,"0 à 200 m"]
[23238,"59","NORD",0,"ANICHE","59 - NORD","F",46,"0 à 200 m"]
[23255,"59","NORD",0,"BAUVIN","59 - NORD","F",23,"0 à 200 m"]
[23273,"59","NORD",0,"MONTIGNY-EN-OSTREVENT","59 - NORD","F",24,"0 à 200 m"]
[23290,"59","NORD",0,"MOEUVRES","59 - NORD","F",71,"0 à 200 m"]
[23308,"59","NORD",0,"SAINT-VAAST-EN-CAMBRESIS","59 - NORD","F",84,"0 à 200 m"]
[23325,"59","NORD",0,"GUESNAIN","59 - NORD","F",27,"0 à 200 m"]
[23342,"59","NORD",0,"INCHY","59 - NORD","F",121,"0 à 200 m"]
[23360,"59","NORD",0,"VENDEGIES-SUR-ECAILLON","59 - NORD","F",75,"0 à 200 m"]
[23377,"59","NORD",0,"RAINSARS","59 - NORD","F",193,"0 à 200 m"]
[23394,"59","NORD",0,"DENAIN","59 - NORD","F",36,"0 à 200 m"]
[23412,"59","NORD",0,"TETEGHEM","59 - NORD","F",1,"0 à 200 m"]
[23437,"59","NORD",0,"CAPPELLE-BROUCK","59 - NORD","F",2,"0 à 200 m"]
[23448,"59","NORD",0,"ROEULX","59 - NORD","F",38,"0 à 200 m"]
[23465,"59","NORD",0,"TAISNIERES-EN-THIERACHE","59 - NORD","F",151,"0 à 200 m"]
[23482,"59","NORD",0,"AUBY","59 - NORD","F",23,"0 à 200 m"]
[23500,"59","NORD",0,"THUN-SAINT-AMAND","59 - NORD","F",18,"0 à 200 m"]
[23517,"59","NORD",0,"ROUSIES","59 - NORD","F",143,"0 à 200 m"]
[23535,"59","NORD",0,"ETROEUNGT","59 - NORD","F",174,"0 à 200 m"]
[23552,"59","NORD",0,"ESTRUN","59 - NORD","F",48,"0 à 200 m"]
[23569,"59","NORD",0,"TEMPLEUVE","59 - NORD","F",36,"0 à 200 m"]
[23587,"59","NORD",0,"MARCQ-EN-BAROEUL","59 - NORD","F",25,"0 à 200 m"]
[23604,"59","NORD",0,"ERQUINGHEM-LYS","59 - NORD","F",17,"0 à 200 m"]
[23621,"59","NORD",0,"THIANT","59 - NORD","F",50,"0 à 200 m"]
[23639,"59","NORD",0,"LANNOY","59 - NORD","F",31,"0 à 200 m"]
[23656,"59","NORD",0,"BERTHEN","59 - NORD","F",68,"0 à 200 m"]
[23674,"59","NORD",0,"GRANDE-SYNTHE","59 - NORD","F",4,"0 à 200 m"]
[23691,"59","NORD",0,"STRAZEELE","59 - NORD","F",28,"0 à 200 m"]
[23708,"59","NORD",0,"FLAUMONT-WAUDRECHIES","59 - NORD","F",171,"0 à 200 m"]
[23726,"60","OISE",0,"LE CROCQ","60 - OISE","D",177,"0 à 200 m"]
[23736,"60","OISE",0,"BEAUVOIR","60 - OISE","D",134,"0 à 200 m"]
[23762,"60","OISE",0,"BOISSY-LE-BOIS","60 - OISE","D",111,"0 à 200 m"]
[23779,"60","OISE",0,"LA NEUVILLE-VAULT","60 - OISE","D",139,"0 à 200 m"]
[23796,"60","OISE",0,"ROBERVAL","60 - OISE","D",97,"0 à 200 m"]
[23814,"60","OISE",0,"CREPY-EN-VALOIS","60 - OISE","D",108,"0 à 200 m"]
[23831,"60","OISE",0,"BLINCOURT","60 - OISE","D",83,"0 à 200 m"]
[23848,"60","OISE",{"$f":"IF($L$2=F23849,1+D23848,0)","v":0},"MOYVILLERS","60 - OISE","D",95,"0 à 200 m"]
[23849,"60","OISE",0,"SAINT-PIERRE-LES-BITRY","60 - OISE","D",111,"0 à 200 m"]
[23866,"60","OISE",0,"LOUEUSE","60 - OISE","D",186,"0 à 200 m"]
[23884,"60","OISE",0,"LA HOUSSOYE","60 - OISE","D",212,"201 à 400 m"]
[23901,"60","OISE",0,"ANDEVILLE","60 - OISE","D",152,"0 à 200 m"]
[23918,"60","OISE",0,"MARGNY-LES-COMPIEGNE","60 - OISE","D",73,"0 à 200 m"]
[23936,"60","OISE",0,"MARGNY-SUR-MATZ","60 - OISE","D",83,"0 à 200 m"]
[23953,"60","OISE",0,"LE PLESSIS-BRION","60 - OISE","D",41,"0 à 200 m"]
[23970,"60","OISE",0,"FORMERIE","60 - OISE","D",223,"201 à 400 m"]
[23988,"60","OISE",0,"NOINTEL","60 - OISE","D",95,"0 à 200 m"]
[24005,"60","OISE",0,"GLAIGNES","60 - OISE","D",94,"0 à 200 m"]
[24023,"60","OISE",0,"LATAULE","60 - OISE","D",106,"0 à 200 m"]
[24053,"60","OISE",0,"MOUY","60 - OISE","D",77,"0 à 200 m"]
[24058,"60","OISE",0,"FRESNEAUX-MONTCHEVREUIL","60 - OISE","D",146,"0 à 200 m"]
[24076,"60","OISE",0,"LA NEUVILLE-SAINT-PIERRE","60 - OISE","D",140,"0 à 200 m"]
[24093,"60","OISE",0,"GRANDRU","60 - OISE","D",132,"0 à 200 m"]
[24111,"60","OISE",0,"DUVY","60 - OISE","D",93,"0 à 200 m"]
[24128,"60","OISE",0,"SAINT-ARNOULT","60 - OISE","D",196,"0 à 200 m"]
[24145,"60","OISE",0,"COURCELLES-EPAYELLES","60 - OISE","D",93,"0 à 200 m"]
[24163,"60","OISE",0,"LE MESNIL-SUR-BULLES","60 - OISE","D",135,"0 à 200 m"]
[24180,"60","OISE",0,"VANDELICOURT","60 - OISE","D",67,"0 à 200 m"]
[24197,"60","OISE",0,"DOMELIERS","60 - OISE","D",166,"0 à 200 m"]
[24215,"60","OISE",0,"PRONLEROY","60 - OISE","D",105,"0 à 200 m"]
[24232,"60","OISE",{"$f":"IF($L$2=F24233,1+D24232,0)","v":0},"MONCHY-HUMIERES","60 - OISE","D",80,"0 à 200 m"]
[24250,"60","OISE",0,"FRESNOY-LA-RIVIERE","60 - OISE","D",95,"0 à 200 m"]
[24267,"60","OISE",0,"NOYON","60 - OISE","D",57,"0 à 200 m"]
[24284,"60","OISE",0,"MAREUIL-LA-MOTTE","60 - OISE","D",131,"0 à 200 m"]
[24302,"60","OISE",0,"GLATIGNY","60 - OISE","D",178,"0 à 200 m"]
[24319,"60","OISE",0,"BONNIERES","60 - OISE","D",126,"0 à 200 m"]
[24328,"60","OISE",0,"AUTRECHES","60 - OISE","D",111,"0 à 200 m"]
[24355,"60","OISE",0,"LONGUEIL-ANNEL","60 - OISE","D",65,"0 à 200 m"]
[24372,"60","OISE",0,"SAINT-AUBIN-SOUS-ERQUERY","60 - OISE","D",101,"0 à 200 m"]
[24390,"60","OISE",0,"MONNEVILLE","60 - OISE","D",117,"0 à 200 m"]
[24407,"60","OISE",0,"GOURNAY-SUR-ARONDE","60 - OISE","D",85,"0 à 200 m"]
[24424,"61","ORNE",0,"CROISILLES","61 - ORNE","D",244,"201 à 400 m"]
[24442,"61","ORNE",0,"CHAUMONT","61 - ORNE","D",271,"201 à 400 m"]
[24459,"61","ORNE",0,"LE SAP","61 - ORNE","D",242,"201 à 400 m"]
[24477,"61","ORNE",{"$f":"IF($L$2=F24478,1+D24477,0)","v":0},"LONGNY-AU-PERCHE","61 - ORNE","D",214,"201 à 400 m"]
[24494,"61","ORNE",0,"LANDISACQ","61 - ORNE","D",253,"201 à 400 m"]
[24511,"61","ORNE",0,"TREMONT","61 - ORNE","D",205,"201 à 400 m"]
[24529,"61","ORNE",0,"SAINT-AUBERT-SUR-ORNE","61 - ORNE","D",187,"0 à 200 m"]
[24546,"61","ORNE",0,"SAINT-AGNAN-SUR-SARTHE","61 - ORNE","D",204,"201 à 400 m"]
[24563,"61","ORNE",0,"ORIGNY-LE-ROUX","61 - ORNE","D",101,"0 à 200 m"]
[24581,"61","ORNE",0,"LA FERRIERE-AU-DOYEN","61 - ORNE","D",275,"201 à 400 m"]
[24598,"61","ORNE",0,"TICHEVILLE","61 - ORNE","D",194,"0 à 200 m"]
[24599,"61","ORNE",0,"ROUELLE","61 - ORNE","D",134,"0 à 200 m"]
[24616,"61","ORNE",0,"AVOINE","61 - ORNE","D",184,"0 à 200 m"]
[24645,"61","ORNE",0,"SAINT-CLAIR-DE-HALOUZE","61 - ORNE","D",247,"201 à 400 m"]
[24652,"61","ORNE",0,"CERISY-BELLE-ETOILE","61 - ORNE","D",173,"0 à 200 m"]
[24669,"61","ORNE",{"$f":"IF($L$2=F24670,1+D24669,0)","v":0},"SAINT-CYR-LA-ROSIERE","61 - ORNE","D",148,"0 à 200 m"]
[24687,"61","ORNE",0,"CRAMENIL","61 - ORNE","D",224,"201 à 400 m"]
[24704,"61","ORNE",0,"LOUGE-SUR-MAIRE","61 - ORNE","D",201,"201 à 400 m"]
[24721,"61","ORNE",0,"NEUILLY-SUR-EURE","61 - ORNE","D",232,"201 à 400 m"]
[24739,"61","ORNE",0,"ORIGNY-LE-BUTIN","61 - ORNE","D",160,"0 à 200 m"]
[24756,"61","ORNE",0,"TANQUES","61 - ORNE","D",177,"0 à 200 m"]
[24773,"61","ORNE",0,"SAINT-PIERRE-DES-LOGES","61 - ORNE","D",268,"201 à 400 m"]
[24791,"61","ORNE",0,"LARCHAMP","61 - ORNE","D",251,"201 à 400 m"]
[24808,"61","ORNE",0,"SAINT-LOYER-DES-CHAMPS","61 - ORNE","D",181,"0 à 200 m"]
[24826,"61","ORNE",0,"SAINT-PIERRE-DU-REGARD","61 - ORNE","D",149,"0 à 200 m"]
[24843,"61","ORNE",0,"ATHIS-DE-L'ORNE","61 - ORNE","D",222,"201 à 400 m"]
[24860,"61","ORNE",0,"RONAI","61 - ORNE","D",220,"201 à 400 m"]
[24878,"61","ORNE",0,"VAUNOISE","61 - ORNE","D",120,"0 à 200 m"]
[24895,"61","ORNE",0,"MARDILLY","61 - ORNE","D",228,"201 à 400 m"]
[24912,"61","ORNE",0,"BOUCE","61 - ORNE","D",200,"0 à 200 m"]
[24930,"62","PAS-DE-CALAIS",0,"HUBERSENT","62 - PAS-DE-CALAIS","F",103,"0 à 200 m"]
[24944,"62","PAS-DE-CALAIS",0,"ECQUEDECQUES","62 - PAS-DE-CALAIS","F",47,"0 à 200 m"]
[24966,"62","PAS-DE-CALAIS",0,"BOURTHES","62 - PAS-DE-CALAIS","F",146,"0 à 200 m"]
[24983,"62","PAS-DE-CALAIS",0,"SOMBRIN","62 - PAS-DE-CALAIS","F",160,"0 à 200 m"]
[25000,"62","PAS-DE-CALAIS",0,"INCHY-EN-ARTOIS","62 - PAS-DE-CALAIS","F",69,"0 à 200 m"]
[25018,"62","PAS-DE-CALAIS",0,"POMMIER","62 - PAS-DE-CALAIS","F",160,"0 à 200 m"]
[25035,"62","PAS-DE-CALAIS",0,"SAILLY-AU-BOIS","62 - PAS-DE-CALAIS","F",142,"0 à 200 m"]
[25053,"62","PAS-DE-CALAIS",0,"HOUDAIN","62 - PAS-DE-CALAIS","F",81,"0 à 200 m"]
[25070,"62","PAS-DE-CALAIS",0,"BEAUFORT-BLAVINCOURT","62 - PAS-DE-CALAIS","F",143,"0 à 200 m"]
[25087,"62","PAS-DE-CALAIS",0,"AVESNES","62 - PAS-DE-CALAIS","F",156,"0 à 200 m"]
[25105,"62","PAS-DE-CALAIS",0,"VIEILLE-CHAPELLE","62 - PAS-DE-CALAIS","F",17,"0 à 200 m"]
[25122,"62","PAS-DE-CALAIS",0,"BOIRY-SAINT-MARTIN","62 - PAS-DE-CALAIS","F",103,"0 à 200 m"]
[25139,"62","PAS-DE-CALAIS",0,"ERNY-SAINT-JULIEN","62 - PAS-DE-CALAIS","F",108,"0 à 200 m"]
[25157,"62","PAS-DE-CALAIS",0,"HENDECOURT-LES-RANSART","62 - PAS-DE-CALAIS","F",110,"0 à 200 m"]
[25174,"62","PAS-DE-CALAIS",{"$f":"IF($L$2=F25175,1+D25174,0)","v":0},"ESTREE","62 - PAS-DE-CALAIS","F",66,"0 à 200 m"]
[25192,"62","PAS-DE-CALAIS",0,"VIS-EN-ARTOIS","62 - PAS-DE-CALAIS","F",66,"0 à 200 m"]
[25209,"62","PAS-DE-CALAIS",0,"REBERGUES","62 - PAS-DE-CALAIS","F",97,"0 à 200 m"]
[25226,"62","PAS-DE-CALAIS",0,"SERQUES","62 - PAS-DE-CALAIS","F",13,"0 à 200 m"]
[25241,"62","PAS-DE-CALAIS",0,"RUMILLY","62 - PAS-DE-CALAIS","F",134,"0 à 200 m"]
[25262,"62","PAS-DE-CALAIS",0,"SAINT-LEGER","62 - PAS-DE-CALAIS","F",98,"0 à 200 m"]
[25280,"62","PAS-DE-CALAIS",0,"MARESQUEL-ECQUEMICOURT","62 - PAS-DE-CALAIS","F",54,"0 à 200 m"]
[25297,"62","PAS-DE-CALAIS",0,"WAMBERCOURT","62 - PAS-DE-CALAIS","F",86,"0 à 200 m"]
[25314,"62","PAS-DE-CALAIS",0,"NIELLES-LES-BLEQUIN","62 - PAS-DE-CALAIS","F",130,"0 à 200 m"]
[25332,"62","PAS-DE-CALAIS",0,"BRUNEMBERT","62 - PAS-DE-CALAIS","F",95,"0 à 200 m"]
[25349,"62","PAS-DE-CALAIS",0,"SAPIGNIES","62 - PAS-DE-CALAIS","F",110,"0 à 200 m"]
[25366,"62","PAS-DE-CALAIS",{"$f":"IF($L$2=F25367,1+D25366,0)","v":0},"HELFAUT","62 - PAS-DE-CALAIS","F",72,"0 à 200 m"]
[25367,"62","PAS-DE-CALAIS",0,"CROIX-EN-TERNOIS","62 - PAS-DE-CALAIS","F",128,"0 à 200 m"]
[25384,"62","PAS-DE-CALAIS",0,"TORTEFONTAINE","62 - PAS-DE-CALAIS","F",66,"0 à 200 m"]
[25402,"62","PAS-DE-CALAIS",0,"ROMBLY","62 - PAS-DE-CALAIS","F",37,"0 à 200 m"]
[25419,"62","PAS-DE-CALAIS",0,"MONT-SAINT-ELOI","62 - PAS-DE-CALAIS","F",104,"0 à 200 m"]
[25436,"62","PAS-DE-CALAIS",0,"RICHEBOURG","62 - PAS-DE-CALAIS","F",18,"0 à 200 m"]
[25454,"62","PAS-DE-CALAIS",0,"BAINCTHUN","62 - PAS-DE-CALAIS","F",81,"0 à 200 m"]
[25471,"62","PAS-DE-CALAIS",0,"BARALLE","62 - PAS-DE-CALAIS","F",60,"0 à 200 m"]
[25488,"62","PAS-DE-CALAIS",0,"TORCY","62 - PAS-DE-CALAIS","F",124,"0 à 200 m"]
[25506,"62","PAS-DE-CALAIS",0,"LIGNY-LES-AIRE","62 - PAS-DE-CALAIS","F",89,"0 à 200 m"]
[25523,"62","PAS-DE-CALAIS",0,"OIGNIES","62 - PAS-DE-CALAIS","F",27,"0 à 200 m"]
[25540,"62","PAS-DE-CALAIS",0,"BUSNES","62 - PAS-DE-CALAIS","F",19,"0 à 200 m"]
[25559,"62","PAS-DE-CALAIS",0,"MENNEVILLE","62 - PAS-DE-CALAIS","F",115,"0 à 200 m"]
[25576,"62","PAS-DE-CALAIS",0,"BERCK","62 - PAS-DE-CALAIS","F",8,"0 à 200 m"]
[25594,"62","PAS-DE-CALAIS",0,"MARQUAY","62 - PAS-DE-CALAIS","F",142,"0 à 200 m"]
[25611,"62","PAS-DE-CALAIS",0,"LE SARS","62 - PAS-DE-CALAIS","F",116,"0 à 200 m"]
[25629,"62","PAS-DE-CALAIS",0,"SARS-LE-BOIS","62 - PAS-DE-CALAIS","F",123,"0 à 200 m"]
[25646,"62","PAS-DE-CALAIS",0,"VERLINCTHUN","62 - PAS-DE-CALAIS","F",67,"0 à 200 m"]
[25663,"62","PAS-DE-CALAIS",0,"BELLEBRUNE","62 - PAS-DE-CALAIS","F",73,"0 à 200 m"]
[25681,"62","PAS-DE-CALAIS",0,"FERFAY","62 - PAS-DE-CALAIS","F",94,"0 à 200 m"]
[25698,"62","PAS-DE-CALAIS",0,"BALINGHEM","62 - PAS-DE-CALAIS","F",10,"0 à 200 m"]
[25715,"62","PAS-DE-CALAIS",0,"AIRON-NOTRE-DAME","62 - PAS-DE-CALAIS","F",18,"0 à 200 m"]
[25733,"62","PAS-DE-CALAIS",0,"MARCK","62 - PAS-DE-CALAIS","F",4,"0 à 200 m"]
[25750,"62","PAS-DE-CALAIS",{"$f":"IF($L$2=F25751,1+D25750,0)","v":0},"ZOUAFQUES","62 - PAS-DE-CALAIS","F",38,"0 à 200 m"]
[25768,"62","PAS-DE-CALAIS",0,"SAINT-MARTIN-CHOQUEL","62 - PAS-DE-CALAIS","F",146,"0 à 200 m"]
[25785,"62","PAS-DE-CALAIS",0,"REBECQUES","62 - PAS-DE-CALAIS","F",47,"0 à 200 m"]
[25802,"62","PAS-DE-CALAIS",0,"LAMBRES","62 - PAS-DE-CALAIS","F",29,"0 à 200 m"]
[25820,"63","PUY-DE-DÔME",0,"MEZEL","63 - PUY-DE-DÔME","E",379,"201 à 400 m"]
[25837,"63","PUY-DE-DÔME",0,"PICHERANDE","63 - PUY-DE-DÔME","E",1159,"1001 à 1200 m"]
[25853,"63","PUY-DE-DÔME",0,"MOUREUILLE","63 - PUY-DE-DÔME","E",563,"401 à 600 m"]
[25873,"63","PUY-DE-DÔME",0,"CEBAZAT","63 - PUY-DE-DÔME","E",362,"201 à 400 m"]
[25890,"63","PUY-DE-DÔME",0,"BANSAT","63 - PUY-DE-DÔME","E",545,"401 à 600 m"]
[25908,"63","PUY-DE-DÔME",0,"MADRIAT","63 - PUY-DE-DÔME","E",544,"401 à 600 m"]
[25925,"63","PUY-DE-DÔME",0,"MOZAC","63 - PUY-DE-DÔME","E",370,"201 à 400 m"]
[25942,"63","PUY-DE-DÔME",0,"SAINT-JULIEN-DE-COPPEL","63 - PUY-DE-DÔME","E",523,"401 à 600 m"]
[25960,"63","PUY-DE-DÔME",0,"CHAMALIERES","63 - PUY-DE-DÔME","E",444,"401 à 600 m"]
[25977,"63","PUY-DE-DÔME",0,"TOURZEL-RONZIERES","63 - PUY-DE-DÔME","E",736,"601 à 800 m"]
[25995,"63","PUY-DE-DÔME",0,"RIOM","63 - PUY-DE-DÔME","E",335,"201 à 400 m"]
[26012,"63","PUY-DE-DÔME",0,"LARODDE","63 - PUY-DE-DÔME","E",739,"601 à 800 m"]
[26029,"63","PUY-DE-DÔME",0,"VIC-LE-COMTE","63 - PUY-DE-DÔME","E",477,"401 à 600 m"]
[26047,"63","PUY-DE-DÔME",0,"CHAPPES","63 - PUY-DE-DÔME","E",317,"201 à 400 m"]
[26064,"63","PUY-DE-DÔME",0,"SAILLANT","63 - PUY-DE-DÔME","E",966,"801 à 1000 m"]
[26081,"63","PUY-DE-DÔME",0,"LAPEYROUSE","63 - PUY-DE-DÔME","E",499,"401 à 600 m"]
[26099,"63","PUY-DE-DÔME",0,"NERONDE-SUR-DORE","63 - PUY-DE-DÔME","E",336,"201 à 400 m"]
[26116,"63","PUY-DE-DÔME",0,"BUXIERES-SOUS-MONTAIGUT","63 - PUY-DE-DÔME","E",566,"401 à 600 m"]
[26117,"63","PUY-DE-DÔME",0,"SAINT-GERMAIN-LEMBRON","63 - PUY-DE-DÔME","E",448,"401 à 600 m"]
[26150,"63","PUY-DE-DÔME",0,"COLLANGES","63 - PUY-DE-DÔME","E",490,"401 à 600 m"]
[26152,"63","PUY-DE-DÔME",0,"SAINT-PIERRE-LE-CHASTEL","63 - PUY-DE-DÔME","E",747,"601 à 800 m"]
[26170,"63","PUY-DE-DÔME",0,"SAINT-JEAN-DES-OLLIERES","63 - PUY-DE-DÔME","E",610,"601 à 800 m"]
[26187,"63","PUY-DE-DÔME",0,"PONTAUMUR","63 - PUY-DE-DÔME","E",647,"601 à 800 m"]
[26205,"63","PUY-DE-DÔME",0,"SAUVESSANGES","63 - PUY-DE-DÔME","E",961,"801 à 1000 m"]
[26222,"63","PUY-DE-DÔME",0,"TERNANT-LES-EAUX","63 - PUY-DE-DÔME","E",723,"601 à 800 m"]
[26239,"63","PUY-DE-DÔME",0,"CHASTREIX","63 - PUY-DE-DÔME","E",1206,"1201 à 1400 m"]
[26257,"63","PUY-DE-DÔME",0,"MARINGUES","63 - PUY-DE-DÔME","E",303,"201 à 400 m"]
[26274,"63","PUY-DE-DÔME",0,"ROYAT","63 - PUY-DE-DÔME","E",687,"601 à 800 m"]
[26291,"64","PYRÉNÉES ATLANTIQUES",0,"VIVEN","64 - PYRÉNÉES ATLANTIQUES","C",192,"0 à 200 m"]
[26309,"64","PYRÉNÉES ATLANTIQUES",0,"ARAUX","64 - PYRÉNÉES ATLANTIQUES","C",147,"0 à 200 m"]
[26326,"64","PYRÉNÉES ATLANTIQUES",0,"BARINQUE","64 - PYRÉNÉES ATLANTIQUES","C",256,"201 à 400 m"]
[26344,"64","PYRÉNÉES ATLANTIQUES",0,"TABAILLE-USQUAIN","64 - PYRÉNÉES ATLANTIQUES","C",113,"0 à 200 m"]
[26361,"64","PYRÉNÉES ATLANTIQUES",0,"BEHASQUE-LAPISTE","64 - PYRÉNÉES ATLANTIQUES","C",86,"0 à 200 m"]
[26378,"64","PYRÉNÉES ATLANTIQUES",0,"SALLES-MONGISCARD","64 - PYRÉNÉES ATLANTIQUES","C",94,"0 à 200 m"]
[26396,"64","PYRÉNÉES ATLANTIQUES",0,"CASTERA-LOUBIX","64 - PYRÉNÉES ATLANTIQUES","C",275,"201 à 400 m"]
[26413,"64","PYRÉNÉES ATLANTIQUES",0,"BIDACHE","64 - PYRÉNÉES ATLANTIQUES","C",57,"0 à 200 m"]
[26430,"64","PYRÉNÉES ATLANTIQUES",0,"CAMBO-LES-BAINS","64 - PYRÉNÉES ATLANTIQUES","C",112,"0 à 200 m"]
[26449,"64","PYRÉNÉES ATLANTIQUES",0,"SARE","64 - PYRÉNÉES ATLANTIQUES","C",219,"201 à 400 m"]
[26466,"64","PYRÉNÉES ATLANTIQUES",0,"LALONQUETTE","64 - PYRÉNÉES ATLANTIQUES","C",196,"0 à 200 m"]
[26484,"64","PYRÉNÉES ATLANTIQUES",0,"POEY-D'OLORON","64 - PYRÉNÉES ATLANTIQUES","C",217,"201 à 400 m"]
[26501,"64","PYRÉNÉES ATLANTIQUES",0,"SAINT-JEAN-DE-LUZ","64 - PYRÉNÉES ATLANTIQUES","C",31,"0 à 200 m"]
[26518,"64","PYRÉNÉES ATLANTIQUES",0,"HASPARREN","64 - PYRÉNÉES ATLANTIQUES","C",125,"0 à 200 m"]
[26536,"64","PYRÉNÉES ATLANTIQUES",0,"BIZANOS","64 - PYRÉNÉES ATLANTIQUES","C",202,"201 à 400 m"]
[26553,"64","PYRÉNÉES ATLANTIQUES",0,"MOMAS","64 - PYRÉNÉES ATLANTIQUES","C",172,"0 à 200 m"]
[26571,"64","PYRÉNÉES ATLANTIQUES",0,"EYSUS","64 - PYRÉNÉES ATLANTIQUES","C",299,"201 à 400 m"]
[26588,"64","PYRÉNÉES ATLANTIQUES",0,"SAINT-JEAN-POUDGE","64 - PYRÉNÉES ATLANTIQUES","C",178,"0 à 200 m"]
[26605,"64","PYRÉNÉES ATLANTIQUES",0,"DOAZON","64 - PYRÉNÉES ATLANTIQUES","C",169,"0 à 200 m"]
[26623,"64","PYRÉNÉES ATLANTIQUES",0,"VIODOS-ABENSE-DE-BAS","64 - PYRÉNÉES ATLANTIQUES","C",195,"0 à 200 m"]
[26640,"64","PYRÉNÉES ATLANTIQUES",0,"ORIN","64 - PYRÉNÉES ATLANTIQUES","C",200,"0 à 200 m"]
[26657,"64","PYRÉNÉES ATLANTIQUES",0,"BALIRACQ-MAUMUSSON","64 - PYRÉNÉES ATLANTIQUES","C",167,"0 à 200 m"]
[26675,"64","PYRÉNÉES ATLANTIQUES",0,"MOURENX","64 - PYRÉNÉES ATLANTIQUES","C",115,"0 à 200 m"]
[26692,"64","PYRÉNÉES ATLANTIQUES",0,"ARRAUTE-CHARRITTE","64 - PYRÉNÉES ATLANTIQUES","C",103,"0 à 200 m"]
[26710,"64","PYRÉNÉES ATLANTIQUES",0,"LABASTIDE-CEZERACQ","64 - PYRÉNÉES ATLANTIQUES","C",117,"0 à 200 m"]
[26727,"64","PYRÉNÉES ATLANTIQUES",0,"BOEIL-BEZING","64 - PYRÉNÉES ATLANTIQUES","C",257,"201 à 400 m"]
[26744,"64","PYRÉNÉES ATLANTIQUES",0,"ASCAIN","64 - PYRÉNÉES ATLANTIQUES","C",164,"0 à 200 m"]
[26748,"64","PYRÉNÉES ATLANTIQUES",0,"AUSSURUCQ","64 - PYRÉNÉES ATLANTIQUES","C",716,"601 à 800 m"]
[26780,"64","PYRÉNÉES ATLANTIQUES",0,"LAMAYOU","64 - PYRÉNÉES ATLANTIQUES","C",313,"201 à 400 m"]
[26797,"64","PYRÉNÉES ATLANTIQUES",0,"BASTANES","64 - PYRÉNÉES ATLANTIQUES","C",175,"0 à 200 m"]
[26815,"64","PYRÉNÉES ATLANTIQUES",0,"SARPOURENX","64 - PYRÉNÉES ATLANTIQUES","C",71,"0 à 200 m"]
[26832,"65","HAUTES-PYRENEES",0,"BAZILLAC","65 - HAUTES-PYRENEES","C",230,"201 à 400 m"]
[26850,"65","HAUTES-PYRENEES",0,"SAINT-ARROMAN","65 - HAUTES-PYRENEES","C",583,"401 à 600 m"]
[26867,"65","HAUTES-PYRENEES",0,"LASLADES","65 - HAUTES-PYRENEES","C",335,"201 à 400 m"]
[26884,"65","HAUTES-PYRENEES",0,"SOMBRUN","65 - HAUTES-PYRENEES","C",206,"201 à 400 m"]
[26885,"65","HAUTES-PYRENEES",0,"AVAJAN","65 - HAUTES-PYRENEES","C",1163,"1001 à 1200 m"]
[26902,"65","HAUTES-PYRENEES",0,"GER","65 - HAUTES-PYRENEES","C",458,"401 à 600 m"]
[26920,"65","HAUTES-PYRENEES",0,"GUCHEN","65 - HAUTES-PYRENEES","C",1136,"1001 à 1200 m"]
[26937,"65","HAUTES-PYRENEES",0,"PRECHAC","65 - HAUTES-PYRENEES","C",462,"401 à 600 m"]
[26954,"65","HAUTES-PYRENEES",0,"MARSAC","65 - HAUTES-PYRENEES","C",246,"201 à 400 m"]
[26972,"65","HAUTES-PYRENEES",0,"MOLERE","65 - HAUTES-PYRENEES","C",502,"401 à 600 m"]
[26989,"65","HAUTES-PYRENEES",0,"BULAN","65 - HAUTES-PYRENEES","C",531,"401 à 600 m"]
[27006,"65","HAUTES-PYRENEES",0,"CAHARET","65 - HAUTES-PYRENEES","C",503,"401 à 600 m"]
[27024,"65","HAUTES-PYRENEES",0,"CAZAUX-DEBAT","65 - HAUTES-PYRENEES","C",889,"801 à 1000 m"]
[27041,"65","HAUTES-PYRENEES",0,"FRECHENDETS","65 - HAUTES-PYRENEES","C",529,"401 à 600 m"]
[27065,"65","HAUTES-PYRENEES",0,"MONTIGNAC","65 - HAUTES-PYRENEES","C",433,"401 à 600 m"]
[27077,"65","HAUTES-PYRENEES",0,"TUZAGUET","65 - HAUTES-PYRENEES","C",529,"401 à 600 m"]
[27094,"65","HAUTES-PYRENEES",0,"BARRANCOUEU","65 - HAUTES-PYRENEES","C",1159,"1001 à 1200 m"]
[27112,"65","HAUTES-PYRENEES",0,"ORLEIX","65 - HAUTES-PYRENEES","C",287,"201 à 400 m"]
[27129,"65","HAUTES-PYRENEES",0,"TARASTEIX","65 - HAUTES-PYRENEES","C",327,"201 à 400 m"]
[27147,"65","HAUTES-PYRENEES",0,"PEYRUN","65 - HAUTES-PYRENEES","C",249,"201 à 400 m"]
[27164,"65","HAUTES-PYRENEES",0,"OURDON","65 - HAUTES-PYRENEES","C",891,"801 à 1000 m"]
[27181,"65","HAUTES-PYRENEES",0,"BORDES","65 - HAUTES-PYRENEES","C",322,"201 à 400 m"]
[27199,"65","HAUTES-PYRENEES",0,"BRAMEVAQUE","65 - HAUTES-PYRENEES","C",953,"801 à 1000 m"]
[27216,"65","HAUTES-PYRENEES",0,"GAILLAGOS","65 - HAUTES-PYRENEES","C",1176,"1001 à 1200 m"]
[27233,"65","HAUTES-PYRENEES",0,"BARLEST","65 - HAUTES-PYRENEES","C",441,"401 à 600 m"]
[27251,"65","HAUTES-PYRENEES",0,"LABATUT-RIVIERE","65 - HAUTES-PYRENEES","C",161,"0 à 200 m"]
[27268,"65","HAUTES-PYRENEES",0,"TALAZAC","65 - HAUTES-PYRENEES","C",263,"201 à 400 m"]
[27286,"65","HAUTES-PYRENEES",0,"ALLIER","65 - HAUTES-PYRENEES","C",406,"401 à 600 m"]
[27303,"66","PYRÉNÉES-ORIENTALES",{"$f":"IF($L$2=F27304,1+D27303,0)","v":0},"ESCARO","66 - PYRÉNÉES-ORIENTALES","C",1076,"1001 à 1200 m"]
[27320,"66","PYRÉNÉES-ORIENTALES",0,"TERRATS","66 - PYRÉNÉES-ORIENTALES","B",146,"0 à 200 m"]
[27338,"66","PYRÉNÉES-ORIENTALES",0,"PEZILLA-LA-RIVIERE","66 - PYRÉNÉES-ORIENTALES","B",95,"0 à 200 m"]
[27358,"66","PYRÉNÉES-ORIENTALES",0,"JOCH","66 - PYRÉNÉES-ORIENTALES","C",477,"401 à 600 m"]
[27373,"66","PYRÉNÉES-ORIENTALES",0,"SERDINYA","66 - PYRÉNÉES-ORIENTALES","C",959,"801 à 1000 m"]
[27391,"66","PYRÉNÉES-ORIENTALES",0,"FONTRABIOUSE","66 - PYRÉNÉES-ORIENTALES","C",1881,"1801 à 2000 m"]
[27408,"66","PYRÉNÉES-ORIENTALES",0,"DORRES","66 - PYRÉNÉES-ORIENTALES","C",2034,"2001 à 2200 m"]
[27426,"66","PYRÉNÉES-ORIENTALES",0,"OMS","66 - PYRÉNÉES-ORIENTALES","B",399,"201 à 400 m"]
[27443,"66","PYRÉNÉES-ORIENTALES",0,"VIRA","66 - PYRÉNÉES-ORIENTALES","C",856,"801 à 1000 m"]
[27460,"66","PYRÉNÉES-ORIENTALES",0,"PORT-VENDRES","66 - PYRÉNÉES-ORIENTALES","B",126,"0 à 200 m"]
[27478,"66","PYRÉNÉES-ORIENTALES",0,"VIVES","66 - PYRÉNÉES-ORIENTALES","B",194,"0 à 200 m"]
[27495,"66","PYRÉNÉES-ORIENTALES",0,"CATLLAR","66 - PYRÉNÉES-ORIENTALES","C",470,"401 à 600 m"]
[27513,"66","PYRÉNÉES-ORIENTALES",0,"PALAU-DEL-VIDRE","66 - PYRÉNÉES-ORIENTALES","B",24,"0 à 200 m"]
[27530,"67","BAS-RHIN",{"$f":"IF($L$2=F27531,1+D27530,0)","v":3},"ROSTEIG","67 - BAS-RHIN","I",316,"201 à 400 m"]
[27547,"67","BAS-RHIN",20,"BASSEMBERG","67 - BAS-RHIN","I",376,"201 à 400 m"]
[27565,"67","BAS-RHIN",38,"OERMINGEN","67 - BAS-RHIN","I",262,"201 à 400 m"]
[27582,"67","BAS-RHIN",55,"BITSCHHOFFEN","67 - BAS-RHIN","I",198,"0 à 200 m"]
[27599,"67","BAS-RHIN",72,"DRUSENHEIM","67 - BAS-RHIN","I",123,"0 à 200 m"]
[27617,"67","BAS-RHIN",90,"OBERLAUTERBACH","67 - BAS-RHIN","I",171,"0 à 200 m"]
[27634,"67","BAS-RHIN",107,"FROESCHWILLER","67 - BAS-RHIN","I",231,"201 à 400 m"]
[27635,"67","BAS-RHIN",108,"PFULGRIESHEIM","67 - BAS-RHIN","I",163,"0 à 200 m"]
[27657,"67","BAS-RHIN",130,"WEITERSWILLER","67 - BAS-RHIN","I",252,"201 à 400 m"]
[27670,"67","BAS-RHIN",143,"NIEDERSCHAEFFOLSHEIM","67 - BAS-RHIN","I",180,"0 à 200 m"]
[27688,"67","BAS-RHIN",161,"ENTZHEIM","67 - BAS-RHIN","I",151,"0 à 200 m"]
[27705,"67","BAS-RHIN",178,"DRULINGEN","67 - BAS-RHIN","I",299,"201 à 400 m"]
[27723,"67","BAS-RHIN",196,"LOCHWILLER","67 - BAS-RHIN","I",223,"201 à 400 m"]
[27740,"67","BAS-RHIN",213,"GEISWILLER","67 - BAS-RHIN","I",220,"201 à 400 m"]
[27757,"67","BAS-RHIN",230,"TRAENHEIM","67 - BAS-RHIN","I",209,"201 à 400 m"]
[27775,"67","BAS-RHIN",248,"BERSTETT","67 - BAS-RHIN","I",186,"0 à 200 m"]
[27792,"67","BAS-RHIN",265,"HOCHSTETT","67 - BAS-RHIN","I",200,"0 à 200 m"]
[27809,"67","BAS-RHIN",282,"LORENTZEN","67 - BAS-RHIN","I",255,"201 à 400 m"]
[27827,"67","BAS-RHIN",300,"KRAUTWILLER","67 - BAS-RHIN","I",146,"0 à 200 m"]
[27844,"67","BAS-RHIN",317,"HINSBOURG","67 - BAS-RHIN","I",316,"201 à 400 m"]
[27862,"67","BAS-RHIN",335,"SARREWERDEN","67 - BAS-RHIN","I",264,"201 à 400 m"]
[27879,"67","BAS-RHIN",352,"ZEINHEIM","67 - BAS-RHIN","I",219,"201 à 400 m"]
[27896,"67","BAS-RHIN",369,"ERGERSHEIM","67 - BAS-RHIN","I",186,"0 à 200 m"]
[27914,"67","BAS-RHIN",{"$f":"IF($L$2=F27915,1+D27914,0)","v":387},"NIEDERSTEINBACH","67 - BAS-RHIN","I",314,"201 à 400 m"]
[27931,"67","BAS-RHIN",404,"ASSWILLER","67 - BAS-RHIN","I",314,"201 à 400 m"]
[27948,"67","BAS-RHIN",421,"ALTECKENDORF","67 - BAS-RHIN","I",197,"0 à 200 m"]
[27974,"67","BAS-RHIN",447,"MUTTERSHOLTZ","67 - BAS-RHIN","I",166,"0 à 200 m"]
[27984,"67","BAS-RHIN",457,"ROHR","67 - BAS-RHIN","I",202,"201 à 400 m"]
[28002,"67","BAS-RHIN",475,"SCHERLENHEIM","67 - BAS-RHIN","I",205,"201 à 400 m"]
[28019,"67","BAS-RHIN",492,"UTTENHEIM","67 - BAS-RHIN","I",156,"0 à 200 m"]
[28036,"67","BAS-RHIN",509,"ESCHBACH","67 - BAS-RHIN","I",184,"0 à 200 m"]
[28054,"67","BAS-RHIN",527,"HATTMATT","67 - BAS-RHIN","I",190,"0 à 200 m"]
[28071,"68","HAUT-RHIN",0,"LIEBSDORF","68 - HAUT-RHIN","I",500,"401 à 600 m"]
[28089,"68","HAUT-RHIN",0,"AMMERSCHWIHR","68 - HAUT-RHIN","I",419,"401 à 600 m"]
[28106,"68","HAUT-RHIN",0,"BRETTEN","68 - HAUT-RHIN","I",369,"201 à 400 m"]
[28123,"68","HAUT-RHIN",0,"ODEREN","68 - HAUT-RHIN","I",842,"801 à 1000 m"]
[28141,"68","HAUT-RHIN",0,"GOMMERSDORF","68 - HAUT-RHIN","I",300,"201 à 400 m"]
[28158,"68","HAUT-RHIN",0,"URBES","68 - HAUT-RHIN","I",760,"601 à 800 m"]
[28175,"68","HAUT-RHIN",0,"VOLGELSHEIM","68 - HAUT-RHIN","I",193,"0 à 200 m"]
[28193,"68","HAUT-RHIN",0,"STERNENBERG","68 - HAUT-RHIN","I",338,"201 à 400 m"]
[28210,"68","HAUT-RHIN",0,"GEISWASSER","68 - HAUT-RHIN","I",196,"0 à 200 m"]
[28228,"68","HAUT-RHIN",0,"KINGERSHEIM","68 - HAUT-RHIN","I",235,"201 à 400 m"]
[28245,"68","HAUT-RHIN",0,"PETIT-LANDAU","68 - HAUT-RHIN","I",231,"201 à 400 m"]
[28249,"68","HAUT-RHIN",{"$f":"IF($L$2=F28250,1+D28249,0)","v":0},"FISLIS","68 - HAUT-RHIN","I",430,"401 à 600 m"]
[28281,"68","HAUT-RHIN",0,"VILLAGE-NEUF","68 - HAUT-RHIN","I",245,"201 à 400 m"]
[28298,"68","HAUT-RHIN",0,"WITTERSDORF","68 - HAUT-RHIN","I",332,"201 à 400 m"]
[28315,"68","HAUT-RHIN",0,"BLODELSHEIM","68 - HAUT-RHIN","I",212,"201 à 400 m"]
[28333,"68","HAUT-RHIN",0,"WOLSCHWILLER","68 - HAUT-RHIN","I",532,"401 à 600 m"]
[28350,"68","HAUT-RHIN",0,"HELFRANTZKIRCH","68 - HAUT-RHIN","I",391,"201 à 400 m"]
[28368,"68","HAUT-RHIN",0,"ROMBACH-LE-FRANC","68 - HAUT-RHIN","I",522,"401 à 600 m"]
[28385,"68","HAUT-RHIN",0,"HEIWILLER","68 - HAUT-RHIN","I",329,"201 à 400 m"]
[28402,"68","HAUT-RHIN",0,"BERGHOLTZ","68 - HAUT-RHIN","I",278,"201 à 400 m"]
[28403,"68","HAUT-RHIN",0,"KAYSERSBERG","68 - HAUT-RHIN","I",507,"401 à 600 m"]
[28420,"68","HAUT-RHIN",0,"STETTEN","68 - HAUT-RHIN","I",360,"201 à 400 m"]
[28438,"69","RHÔNE",0,"SAINT-MARTIN-EN-HAUT","69 - RHÔNE","G",708,"601 à 800 m"]
[28455,"69","RHÔNE",0,"MARDORE","69 - RHÔNE","G",617,"601 à 800 m"]
[28472,"69","RHÔNE",0,"CHEVINAY","69 - RHÔNE","G",450,"401 à 600 m"]
[28490,"69","RHÔNE",0,"LONGESSAIGNE","69 - RHÔNE","G",680,"601 à 800 m"]
[28507,"69","RHÔNE",0,"MONTROTTIER","69 - RHÔNE","G",638,"601 à 800 m"]
[28524,"69","RHÔNE",0,"AMBERIEUX","69 - RHÔNE","G",171,"0 à 200 m"]
[28542,"69","RHÔNE",0,"MARCY","69 - RHÔNE","G",364,"201 à 400 m"]
[28566,"69","RHÔNE",0,"SAINT-GENIS-LAVAL","69 - RHÔNE","G",237,"201 à 400 m"]
[28578,"69","RHÔNE",0,"CHENELETTE","69 - RHÔNE","G",704,"601 à 800 m"]
[28595,"69","RHÔNE",0,"SAINT-ANDRE-LA-COTE","69 - RHÔNE","G",815,"801 à 1000 m"]
[28612,"69","RHÔNE",0,"JONS","69 - RHÔNE","G",203,"201 à 400 m"]
[28630,"69","RHÔNE",0,"SAINT-DIDIER-SOUS-RIVERIE","69 - RHÔNE","G",510,"401 à 600 m"]
[28647,"69","RHÔNE",0,"MONTMELAS-SAINT-SORLIN","69 - RHÔNE","G",540,"401 à 600 m"]
[28665,"69","RHÔNE",0,"CENVES","69 - RHÔNE","G",564,"401 à 600 m"]
[28682,"69","RHÔNE",0,"PONTCHARRA-SUR-TURDINE","69 - RHÔNE","G",369,"201 à 400 m"]
[28699,"69","RHÔNE",0,"RONTALON","69 - RHÔNE","G",547,"401 à 600 m"]
[28717,"69","RHÔNE",0,"SAINT-GENIS-L'ARGENTIERE","69 - RHÔNE","G",526,"401 à 600 m"]
[28734,"70","HAUTE-SAÔNE",{"$f":"IF($L$2=F28735,1+D28734,0)","v":0},"RADDON-ET-CHAPENDU","70 - HAUTE-SAÔNE","H",429,"401 à 600 m"]
[28751,"70","HAUTE-SAÔNE",0,"MONTCOURT","70 - HAUTE-SAÔNE","H",262,"201 à 400 m"]
[28769,"70","HAUTE-SAÔNE",0,"COURTESOULT-ET-GATEY","70 - HAUTE-SAÔNE","H",256,"201 à 400 m"]
[28786,"70","HAUTE-SAÔNE",0,"QUINCEY","70 - HAUTE-SAÔNE","H",295,"201 à 400 m"]
[28804,"70","HAUTE-SAÔNE",0,"FERRIERES-LES-SCEY","70 - HAUTE-SAÔNE","H",233,"201 à 400 m"]
[28821,"70","HAUTE-SAÔNE",0,"BOUHANS-ET-FEURG","70 - HAUTE-SAÔNE","H",226,"201 à 400 m"]
[28838,"70","HAUTE-SAÔNE",0,"PUSY-ET-EPENOUX","70 - HAUTE-SAÔNE","H",244,"201 à 400 m"]
[28856,"70","HAUTE-SAÔNE",0,"GRANDVELLE-ET-LE-PERRENOT","70 - HAUTE-SAÔNE","H",277,"201 à 400 m"]
[28865,"70","HAUTE-SAÔNE",0,"COMBERJON","70 - HAUTE-SAÔNE","H",311,"201 à 400 m"]
[28891,"70","HAUTE-SAÔNE",0,"EQUEVILLEY","70 - HAUTE-SAÔNE","H",250,"201 à 400 m"]
[28909,"70","HAUTE-SAÔNE",0,"CENANS","70 - HAUTE-SAÔNE","H",259,"201 à 400 m"]
[28926,"70","HAUTE-SAÔNE",0,"ETOBON","70 - HAUTE-SAÔNE","H",422,"401 à 600 m"]
[28944,"70","HAUTE-SAÔNE",0,"VAUCONCOURT-NERVEZAIN","70 - HAUTE-SAÔNE","H",243,"201 à 400 m"]
[28961,"70","HAUTE-SAÔNE",0,"FRANCOURT","70 - HAUTE-SAÔNE","H",257,"201 à 400 m"]
[28978,"70","HAUTE-SAÔNE",0,"CHEVIGNEY","70 - HAUTE-SAÔNE","H",217,"201 à 400 m"]
[28996,"70","HAUTE-SAÔNE",0,"VILLERS-LE-SEC","70 - HAUTE-SAÔNE","H",297,"201 à 400 m"]
[29013,"70","HAUTE-SAÔNE",0,"MAGNY-DANIGON","70 - HAUTE-SAÔNE","H",361,"201 à 400 m"]
[29031,"70","HAUTE-SAÔNE",0,"FOUGEROLLES","70 - HAUTE-SAÔNE","H",380,"201 à 400 m"]
[29048,"70","HAUTE-SAÔNE",0,"MELISEY","70 - HAUTE-SAÔNE","H",372,"201 à 400 m"]
[29065,"70","HAUTE-SAÔNE",0,"BREVILLIERS","70 - HAUTE-SAÔNE","H",390,"201 à 400 m"]
[29083,"70","HAUTE-SAÔNE",0,"BEAUMOTTE-LES-PIN","70 - HAUTE-SAÔNE","H",246,"201 à 400 m"]
[29100,"70","HAUTE-SAÔNE",0,"BUTHIERS","70 - HAUTE-SAÔNE","H",245,"201 à 400 m"]
[29117,"70","HAUTE-SAÔNE",0,"SAUVIGNEY-LES-PESMES","70 - HAUTE-SAÔNE","H",209,"201 à 400 m"]
[29135,"70","HAUTE-SAÔNE",0,"VELLOREILLE-LES-CHOYE","70 - HAUTE-SAÔNE","H",232,"201 à 400 m"]
[29152,"70","HAUTE-SAÔNE",0,"MONTIGNY-LES-VESOUL","70 - HAUTE-SAÔNE","H",249,"201 à 400 m"]
[29162,"70","HAUTE-SAÔNE",0,"LIEUCOURT","70 - HAUTE-SAÔNE","H",228,"201 à 400 m"]
[29171,"70","HAUTE-SAÔNE",0,"LA BASSE-VAIVRE","70 - HAUTE-SAÔNE","H",251,"201 à 400 m"]
[29188,"70","HAUTE-SAÔNE",0,"BAUDONCOURT","70 - HAUTE-SAÔNE","H",266,"201 à 400 m"]
[29206,"70","HAUTE-SAÔNE",0,"TRAVES","70 - HAUTE-SAÔNE","H",230,"201 à 400 m"]
[29223,"70","HAUTE-SAÔNE",0,"MONT-LE-VERNOIS","70 - HAUTE-SAÔNE","H",299,"201 à 400 m"]
[29240,"70","HAUTE-SAÔNE",0,"PENNESIERES","70 - HAUTE-SAÔNE","H",328,"201 à 400 m"]
[29258,"70","HAUTE-SAÔNE",0,"PIN","70 - HAUTE-SAÔNE","H",268,"201 à 400 m"]
[29275,"70","HAUTE-SAÔNE",0,"SELLES","70 - HAUTE-SAÔNE","H",288,"201 à 400 m"]
[29293,"71","SAÔNE-ET-LOIRE",0,"DOMMARTIN-LES-CUISEAUX","71 - SAÔNE-ET-LOIRE","G",202,"201 à 400 m"]
[29310,"71","SAÔNE-ET-LOIRE",0,"BOUHANS","71 - SAÔNE-ET-LOIRE","G",192,"0 à 200 m"]
[29327,"71","SAÔNE-ET-LOIRE",0,"MONTBELLET","71 - SAÔNE-ET-LOIRE","G",199,"0 à 200 m"]
[29345,"71","SAÔNE-ET-LOIRE",0,"LA COMELLE","71 - SAÔNE-ET-LOIRE","G",324,"201 à 400 m"]
[29362,"71","SAÔNE-ET-LOIRE",0,"SAINT-BOIL","71 - SAÔNE-ET-LOIRE","G",227,"201 à 400 m"]
[29380,"71","SAÔNE-ET-LOIRE",0,"BRANDON","71 - SAÔNE-ET-LOIRE","G",352,"201 à 400 m"]
[29397,"71","SAÔNE-ET-LOIRE",0,"CURTIL-SOUS-BURNAND","71 - SAÔNE-ET-LOIRE","G",277,"201 à 400 m"]
[29414,"71","SAÔNE-ET-LOIRE",0,"DAVAYE","71 - SAÔNE-ET-LOIRE","G",230,"201 à 400 m"]
[29432,"71","SAÔNE-ET-LOIRE",0,"MORNAY","71 - SAÔNE-ET-LOIRE","G",343,"201 à 400 m"]
[29449,"71","SAÔNE-ET-LOIRE",0,"MARNAY","71 - SAÔNE-ET-LOIRE","G",176,"0 à 200 m"]
[29475,"71","SAÔNE-ET-LOIRE",0,"PALINGES","71 - SAÔNE-ET-LOIRE","G",277,"201 à 400 m"]
[29485,"71","SAÔNE-ET-LOIRE",0,"SAUNIERES","71 - SAÔNE-ET-LOIRE","G",176,"0 à 200 m"]
[29502,"71","SAÔNE-ET-LOIRE",0,"SAINT-USUGE","71 - SAÔNE-ET-LOIRE","G",197,"0 à 200 m"]
[29520,"71","SAÔNE-ET-LOIRE",0,"SIVIGNON","71 - SAÔNE-ET-LOIRE","G",359,"201 à 400 m"]
[29537,"71","SAÔNE-ET-LOIRE",0,"FLEY","71 - SAÔNE-ET-LOIRE","G",341,"201 à 400 m"]
[29554,"71","SAÔNE-ET-LOIRE",0,"SAINT-MARTIN-BELLE-ROCHE","71 - SAÔNE-ET-LOIRE","G",206,"201 à 400 m"]
[29572,"71","SAÔNE-ET-LOIRE",0,"SENS-SUR-SEILLE","71 - SAÔNE-ET-LOIRE","G",191,"0 à 200 m"]
[29589,"71","SAÔNE-ET-LOIRE",0,"BURNAND","71 - SAÔNE-ET-LOIRE","G",306,"201 à 400 m"]
[29607,"71","SAÔNE-ET-LOIRE",0,"CLERMAIN","71 - SAÔNE-ET-LOIRE","G",342,"201 à 400 m"]
[29624,"71","SAÔNE-ET-LOIRE",0,"BERGESSERIN","71 - SAÔNE-ET-LOIRE","G",452,"401 à 600 m"]
[29641,"71","SAÔNE-ET-LOIRE",0,"DETTEY","71 - SAÔNE-ET-LOIRE","G",378,"201 à 400 m"]
[29659,"71","SAÔNE-ET-LOIRE",0,"FRONTENAUD","71 - SAÔNE-ET-LOIRE","G",195,"0 à 200 m"]
[29676,"71","SAÔNE-ET-LOIRE",0,"SAINT-ETIENNE-EN-BRESSE","71 - SAÔNE-ET-LOIRE","G",197,"0 à 200 m"]
[29693,"71","SAÔNE-ET-LOIRE",0,"SOLUTRE-POUILLY","71 - SAÔNE-ET-LOIRE","G",370,"201 à 400 m"]
[29711,"71","SAÔNE-ET-LOIRE",0,"LA CHAPELLE-NAUDE","71 - SAÔNE-ET-LOIRE","G",195,"0 à 200 m"]
[29728,"71","SAÔNE-ET-LOIRE",{"$f":"IF($L$2=F29729,1+D29728,0)","v":0},"UCHON","71 - SAÔNE-ET-LOIRE","G",550,"401 à 600 m"]
[29746,"71","SAÔNE-ET-LOIRE",0,"LACROST","71 - SAÔNE-ET-LOIRE","G",181,"0 à 200 m"]
[29763,"71","SAÔNE-ET-LOIRE",0,"SERRIERES","71 - SAÔNE-ET-LOIRE","G",444,"401 à 600 m"]
[29774,"71","SAÔNE-ET-LOIRE",0,"MACON","71 - SAÔNE-ET-LOIRE","G",210,"201 à 400 m"]
[29799,"71","SAÔNE-ET-LOIRE",0,"DEZIZE-LES-MARANGES","71 - SAÔNE-ET-LOIRE","G",408,"401 à 600 m"]
[29816,"71","SAÔNE-ET-LOIRE",0,"LOURNAND","71 - SAÔNE-ET-LOIRE","G",330,"201 à 400 m"]
[29833,"71","SAÔNE-ET-LOIRE",0,"TOUTENANT","71 - SAÔNE-ET-LOIRE","G",187,"0 à 200 m"]
[29851,"72","SARTHE",{"$f":"IF($L$2=F29852,1,0)","v":0},"LA CHAPELLE-DU-BOIS","72 - SARTHE","D",157,"0 à 200 m"]
[29868,"72","SARTHE",0,"SAINT-DENIS-DES-COUDRAIS","72 - SARTHE","D",136,"0 à 200 m"]
[29886,"72","SARTHE",0,"MELLERAY","72 - SARTHE","D",180,"0 à 200 m"]
[29903,"72","SARTHE",0,"MAIGNE","72 - SARTHE","D",65,"0 à 200 m"]
[29920,"72","SARTHE",0,"JUILLE","72 - SARTHE","D",75,"0 à 200 m"]
[29921,"72","SARTHE",0,"AVESNES-EN-SAOSNOIS","72 - SARTHE","D",81,"0 à 200 m"]
[29938,"72","SARTHE",0,"CHATEAU-DU-LOIR","72 - SARTHE","D",96,"0 à 200 m"]
[29956,"72","SARTHE",0,"BALLON","72 - SARTHE","D",68,"0 à 200 m"]
[29973,"72","SARTHE",0,"SAINTE-JAMME-SUR-SARTHE","72 - SARTHE","D",70,"0 à 200 m"]
[29990,"72","SARTHE",0,"AIGNE","72 - SARTHE","D",81,"0 à 200 m"]
[30008,"72","SARTHE",0,"SAINT-COSME-EN-VAIRAIS","72 - SARTHE","D",92,"0 à 200 m"]
[30025,"72","SARTHE",0,"CHERANCE","72 - SARTHE","D",88,"0 à 200 m"]
[30042,"72","SARTHE",0,"MONT-SAINT-JEAN","72 - SARTHE","D",175,"0 à 200 m"]
[30060,"72","SARTHE",0,"PONTVALLAIN","72 - SARTHE","D",66,"0 à 200 m"]
[30091,"72","SARTHE",0,"SAINT-MARCEAU","72 - SARTHE","D",70,"0 à 200 m"]
[30096,"72","SARTHE",0,"JUPILLES","72 - SARTHE","D",143,"0 à 200 m"]
[30113,"72","SARTHE",0,"NEUFCHATEL-EN-SAOSNOIS","72 - SARTHE","D",189,"0 à 200 m"]
[30130,"72","SARTHE",0,"COURCEBOEUFS","72 - SARTHE","D",72,"0 à 200 m"]
[30148,"72","SARTHE",0,"VEZOT","72 - SARTHE","D",162,"0 à 200 m"]
[30165,"72","SARTHE",0,"LAVARE","72 - SARTHE","D",143,"0 à 200 m"]
[30183,"72","SARTHE",0,"LE TRONCHET","72 - SARTHE","D",93,"0 à 200 m"]
[30200,"72","SARTHE",0,"VIVOIN","72 - SARTHE","D",71,"0 à 200 m"]
[30217,"72","SARTHE",0,"MONTABON","72 - SARTHE","D",66,"0 à 200 m"]
[30235,"73","SAVOIE",0,"MONTMELIAN","73 - SAVOIE","G",501,"401 à 600 m"]
[30252,"73","SAVOIE",0,"CHAMPAGNEUX","73 - SAVOIE","G",276,"201 à 400 m"]
[30269,"73","SAVOIE",0,"LA MOTTE-SERVOLEX","73 - SAVOIE","G",475,"401 à 600 m"]
[30287,"73","SAVOIE",0,"LA TRINITE","73 - SAVOIE","G",421,"401 à 600 m"]
[30304,"73","SAVOIE",0,"LA LECHERE","73 - SAVOIE","G",1586,"1401 à 1600 m"]
[30322,"73","SAVOIE",0,"AIX-LES-BAINS","73 - SAVOIE","G",281,"201 à 400 m"]
[30339,"73","SAVOIE",0,"MONTVALEZAN","73 - SAVOIE","G",1965,"1801 à 2000 m"]
[30356,"73","SAVOIE",{"$f":"IF($L$2=F30357,1+D30356,0)","v":0},"SAINT-FRANCOIS-DE-SALES","73 - SAVOIE","G",1177,"1001 à 1200 m"]
[30370,"73","SAVOIE",0,"LES ECHELLES","73 - SAVOIE","G",397,"201 à 400 m"]
[30392,"73","SAVOIE",0,"COGNIN","73 - SAVOIE","G",338,"201 à 400 m"]
[30409,"73","SAVOIE",0,"VILLARODIN-BOURGET","73 - SAVOIE","G",2087,"2001 à 2200 m"]
[30427,"73","SAVOIE",0,"CURIENNE","73 - SAVOIE","G",710,"601 à 800 m"]
[30444,"73","SAVOIE",0,"MONTGIROD","73 - SAVOIE","G",1288,"1201 à 1400 m"]
[30462,"73","SAVOIE",0,"SAINT-COLOMBAN-DES-VILLARDS","73 - SAVOIE","G",1983,"1801 à 2000 m"]
[30479,"73","SAVOIE",0,"MEYRIEUX-TROUET","73 - SAVOIE","G",693,"601 à 800 m"]
[30496,"73","SAVOIE",0,"SAINTE-HELENE-DU-LAC","73 - SAVOIE","G",280,"201 à 400 m"]
[30514,"73","SAVOIE",0,"GILLY-SUR-ISERE","73 - SAVOIE","G",339,"201 à 400 m"]
[30531,"74","HAUTE-SAVOIE",{"$f":"IF($L$2=F30532,1,0)","v":0},"BLUFFY","74 - HAUTE-SAVOIE","G",857,"801 à 1000 m"]
[30549,"74","HAUTE-SAVOIE",0,"GROISY","74 - HAUTE-SAVOIE","G",711,"601 à 800 m"]
[30566,"74","HAUTE-SAVOIE",0,"SAINT-GERMAIN-SUR-RHONE","74 - HAUTE-SAVOIE","G",468,"401 à 600 m"]
[30583,"74","HAUTE-SAVOIE",0,"VERSONNEX","74 - HAUTE-SAVOIE","G",443,"401 à 600 m"]
[30601,"74","HAUTE-SAVOIE",0,"FILLINGES","74 - HAUTE-SAVOIE","G",677,"601 à 800 m"]
[30618,"74","HAUTE-SAVOIE",0,"SEYNOD","74 - HAUTE-SAVOIE","G",583,"401 à 600 m"]
[30635,"74","HAUTE-SAVOIE",0,"DOMANCY","74 - HAUTE-SAVOIE","G",634,"601 à 800 m"]
[30653,"74","HAUTE-SAVOIE",0,"CUVAT","74 - HAUTE-SAVOIE","G",711,"601 à 800 m"]
[30670,"74","HAUTE-SAVOIE",0,"ETAUX","74 - HAUTE-SAVOIE","G",775,"601 à 800 m"]
[30687,"74","HAUTE-SAVOIE",0,"HAUTEVILLE-SUR-FIER","74 - HAUTE-SAVOIE","G",387,"201 à 400 m"]
[30689,"74","HAUTE-SAVOIE",0,"EXCENEVEX","74 - HAUTE-SAVOIE","G",409,"401 à 600 m"]
[30706,"74","HAUTE-SAVOIE",0,"CONTAMINE-SUR-ARVE","74 - HAUTE-SAVOIE","G",499,"401 à 600 m"]
[30724,"74","HAUTE-SAVOIE",0,"FETERNES","74 - HAUTE-SAVOIE","G",712,"601 à 800 m"]
[30741,"74","HAUTE-SAVOIE",0,"VILLARD","74 - HAUTE-SAVOIE","G",1040,"1001 à 1200 m"]
[30758,"74","HAUTE-SAVOIE",0,"CORNIER","74 - HAUTE-SAVOIE","G",583,"401 à 600 m"]
[30776,"74","HAUTE-SAVOIE",0,"VOVRAY-EN-BORNES","74 - HAUTE-SAVOIE","G",896,"801 à 1000 m"]
[30793,"74","HAUTE-SAVOIE",0,"EVIAN-LES-BAINS","74 - HAUTE-SAVOIE","G",515,"401 à 600 m"]
[30811,"74","HAUTE-SAVOIE",0,"LE REPOSOIR","74 - HAUTE-SAVOIE","G",1596,"1401 à 1600 m"]
[30828,"75","PARIS",0,"PARIS-8E-ARRONDISSEMENT","75 - PARIS","D",39,"0 à 200 m"]
[30845,"76","SEINE-MARITIME",{"$f":"IF($L$2=F30846,1,0)","v":0},"AUZOUVILLE-SUR-RY","76 - SEINE-MARITIME","D",141,"0 à 200 m"]
[30863,"76","SEINE-MARITIME",0,"HEUQUEVILLE","76 - SEINE-MARITIME","D",91,"0 à 200 m"]
[30880,"76","SEINE-MARITIME",0,"BETTEVILLE","76 - SEINE-MARITIME","D",102,"0 à 200 m"]
[30898,"76","SEINE-MARITIME",0,"LES AUTHIEUX-SUR-LE-PORT-SAINT-OUEN","76 - SEINE-MARITIME","D",73,"0 à 200 m"]
[30915,"76","SEINE-MARITIME",0,"BUTOT-VENESVILLE","76 - SEINE-MARITIME","D",79,"0 à 200 m"]
[30932,"76","SEINE-MARITIME",0,"DENESTANVILLE","76 - SEINE-MARITIME","D",85,"0 à 200 m"]
[30950,"76","SEINE-MARITIME",0,"OCTEVILLE-SUR-MER","76 - SEINE-MARITIME","D",85,"0 à 200 m"]
[30967,"76","SEINE-MARITIME",0,"VILLY-SUR-YERES","76 - SEINE-MARITIME","D",101,"0 à 200 m"]
[30982,"76","SEINE-MARITIME",0,"BENARVILLE","76 - SEINE-MARITIME","D",120,"0 à 200 m"]
[31003,"76","SEINE-MARITIME",0,"SAINTE-ADRESSE","76 - SEINE-MARITIME","D",64,"0 à 200 m"]
[31020,"76","SEINE-MARITIME",0,"SAINT-SAUVEUR-D'EMALLEVILLE","76 - SEINE-MARITIME","D",123,"0 à 200 m"]
[31038,"76","SEINE-MARITIME",0,"BOSC-BERENGER","76 - SEINE-MARITIME","D",170,"0 à 200 m"]
[31055,"76","SEINE-MARITIME",0,"LA LONDE","76 - SEINE-MARITIME","D",108,"0 à 200 m"]
[31072,"76","SEINE-MARITIME",0,"SAINT-AUBIN-SUR-SCIE","76 - SEINE-MARITIME","D",76,"0 à 200 m"]
[31090,"76","SEINE-MARITIME",0,"BOSC-LE-HARD","76 - SEINE-MARITIME","D",160,"0 à 200 m"]
[31107,"76","SEINE-MARITIME",0,"SAINT-AUBIN-LE-CAUF","76 - SEINE-MARITIME","D",55,"0 à 200 m"]
[31125,"76","SEINE-MARITIME",0,"AVREMESNIL","76 - SEINE-MARITIME","D",67,"0 à 200 m"]
[31142,"76","SEINE-MARITIME",0,"HAUSSEZ","76 - SEINE-MARITIME","D",168,"0 à 200 m"]
[31159,"76","SEINE-MARITIME",0,"MALLEVILLE-LES-GRES","76 - SEINE-MARITIME","D",70,"0 à 200 m"]
[31177,"76","SEINE-MARITIME",0,"VARENGEVILLE-SUR-MER","76 - SEINE-MARITIME","D",71,"0 à 200 m"]
[31194,"76","SEINE-MARITIME",0,"LONGUEVILLE-SUR-SCIE","76 - SEINE-MARITIME","D",100,"0 à 200 m"]
[31211,"76","SEINE-MARITIME",0,"ROYVILLE","76 - SEINE-MARITIME","D",103,"0 à 200 m"]
[31229,"76","SEINE-MARITIME",0,"BELLEVILLE-EN-CAUX","76 - SEINE-MARITIME","D",141,"0 à 200 m"]
[31246,"76","SEINE-MARITIME",0,"CROIXDALLE","76 - SEINE-MARITIME","D",163,"0 à 200 m"]
[31264,"76","SEINE-MARITIME",0,"SEPT-MEULES","76 - SEINE-MARITIME","D",92,"0 à 200 m"]
[31279,"76","SEINE-MARITIME",0,"ISNEAUVILLE","76 - SEINE-MARITIME","D",155,"0 à 200 m"]
[31299,"76","SEINE-MARITIME",0,"SAINT-PIERRE-BENOUVILLE","76 - SEINE-MARITIME","D",129,"0 à 200 m"]
[31317,"76","SEINE-MARITIME",0,"DUCLAIR","76 - SEINE-MARITIME","D",57,"0 à 200 m"]
[31334,"76","SEINE-MARITIME",0,"NOTRE-DAME-DE-BLIQUETUIT","76 - SEINE-MARITIME","D",16,"0 à 200 m"]
[31351,"76","SEINE-MARITIME",0,"MARTIGNY","76 - SEINE-MARITIME","D",75,"0 à 200 m"]
[31369,"76","SEINE-MARITIME",0,"CALLENGEVILLE","76 - SEINE-MARITIME","D",207,"201 à 400 m"]
[31386,"76","SEINE-MARITIME",0,"ERNEMONT-SUR-BUCHY","76 - SEINE-MARITIME","D",165,"0 à 200 m"]
[31404,"76","SEINE-MARITIME",0,"SAINT-VINCENT-CRAMESNIL","76 - SEINE-MARITIME","D",111,"0 à 200 m"]
[31421,"76","SEINE-MARITIME",0,"LONGUERUE","76 - SEINE-MARITIME","D",165,"0 à 200 m"]
[31438,"76","SEINE-MARITIME",0,"NEUF-MARCHE","76 - SEINE-MARITIME","D",150,"0 à 200 m"]
[31439,"76","SEINE-MARITIME",0,"HOUQUETOT","76 - SEINE-MARITIME","D",121,"0 à 200 m"]
[31456,"76","SEINE-MARITIME",0,"LA BOUILLE","76 - SEINE-MARITIME","D",33,"0 à 200 m"]
[31474,"76","SEINE-MARITIME",0,"SAINT-LEGER-AUX-BOIS","76 - SEINE-MARITIME","D",208,"201 à 400 m"]
[31491,"76","SEINE-MARITIME",0,"WANCHY-CAPVAL","76 - SEINE-MARITIME","D",136,"0 à 200 m"]
[31508,"76","SEINE-MARITIME",0,"AUBERMESNIL-AUX-ERABLES","76 - SEINE-MARITIME","D",174,"0 à 200 m"]
[31526,"76","SEINE-MARITIME",0,"CRIQUIERS","76 - SEINE-MARITIME","D",227,"201 à 400 m"]
[31543,"76","SEINE-MARITIME",0,"INCHEVILLE","76 - SEINE-MARITIME","D",69,"0 à 200 m"]
[31560,"76","SEINE-MARITIME",0,"NULLEMONT","76 - SEINE-MARITIME","D",204,"201 à 400 m"]
[31578,"76","SEINE-MARITIME",0,"FRICHEMESNIL","76 - SEINE-MARITIME","D",161,"0 à 200 m"]
[31596,"77","SEINE-ET-MARNE",0,"LA CROIX-EN-BRIE","77 - SEINE-ET-MARNE","D",127,"0 à 200 m"]
[31614,"77","SEINE-ET-MARNE",0,"COURTOMER","77 - SEINE-ET-MARNE","D",94,"0 à 200 m"]
[31631,"77","SEINE-ET-MARNE",0,"MAUREGARD","77 - SEINE-ET-MARNE","D",116,"0 à 200 m"]
[31648,"77","SEINE-ET-MARNE",0,"SEINE-PORT","77 - SEINE-ET-MARNE","D",62,"0 à 200 m"]
[31666,"77","SEINE-ET-MARNE",0,"LE PLESSIS-PLACY","77 - SEINE-ET-MARNE","D",128,"0 à 200 m"]
[31683,"77","SEINE-ET-MARNE",0,"MONTEVRAIN","77 - SEINE-ET-MARNE","D",99,"0 à 200 m"]
[31701,"77","SEINE-ET-MARNE",0,"PIERRE-LEVEE","77 - SEINE-ET-MARNE","D",160,"0 à 200 m"]
[31718,"77","SEINE-ET-MARNE",0,"FERICY","77 - SEINE-ET-MARNE","D",94,"0 à 200 m"]
[31735,"77","SEINE-ET-MARNE",0,"VERNEUIL-L'ETANG","77 - SEINE-ET-MARNE","D",96,"0 à 200 m"]
[31753,"77","SEINE-ET-MARNE",0,"SAMOIS-SUR-SEINE","77 - SEINE-ET-MARNE","D",65,"0 à 200 m"]
[31770,"77","SEINE-ET-MARNE",0,"SAINT-PATHUS","77 - SEINE-ET-MARNE","D",101,"0 à 200 m"]
[31787,"77","SEINE-ET-MARNE",0,"LIMOGES-FOURCHES","77 - SEINE-ET-MARNE","D",93,"0 à 200 m"]
[31805,"77","SEINE-ET-MARNE",0,"SAINT-GERMAIN-SOUS-DOUE","77 - SEINE-ET-MARNE","D",139,"0 à 200 m"]
[31822,"77","SEINE-ET-MARNE",0,"COULOMBS-EN-VALOIS","77 - SEINE-ET-MARNE","D",133,"0 à 200 m"]
[31840,"77","SEINE-ET-MARNE",0,"BEAUCHERY-SAINT-MARTIN","77 - SEINE-ET-MARNE","D",153,"0 à 200 m"]
[31857,"77","SEINE-ET-MARNE",0,"GUERCHEVILLE","77 - SEINE-ET-MARNE","D",117,"0 à 200 m"]
[31874,"77","SEINE-ET-MARNE",0,"BARCY",{"$f":"B31875&\" - \"&C31875","v":"77 - SEINE-ET-MARNE"},"D",113,{"$f":"IF(AND(H31875>=0,H31875<=200),$M$19,\nIF(AND(H31875>=201,H31875<=400),$M$20,\nIF(AND(H31875>=401,H31875<=600),$M$21,\nIF(AND(H31875>=601,H31875<=800),$M$22,\nIF(AND(H31875>=801,H31875<=1000),$M$23,\nIF(AND(H31875>=1001,H31875<=1200),$M$24,\nIF(AND(H31875>=1201,H31875<=1400),$M$25,\nIF(AND(H31875>=1401,H31875<=1600),$M$26,\nIF(AND(H31875>=1601,H31875<=1800),$M$27,\nIF(AND(H31875>=1801,H31875<=2000),$M$28,\nIF(AND(H31875>=2001,H31875<=2200),$M$29,\nIF(AND(H31875>=2201,H31875<=2400),$M$30,\nIF(AND(H31875>=2401,H31875<=2600),$M$31,\"erreur\")))))))))))))","v":"0 à 200 m"}]
[31895,"77","SEINE-ET-MARNE",0,"BANNOST-VILLEGAGNON","77 - SEINE-ET-MARNE","D",148,"0 à 200 m"]
[31910,"77","SEINE-ET-MARNE",0,"GIREMOUTIERS","77 - SEINE-ET-MARNE","D",142,"0 à 200 m"]
[31927,"77","SEINE-ET-MARNE",0,"SAINT-BRICE","77 - SEINE-ET-MARNE","D",149,"0 à 200 m"]
[31945,"77","SEINE-ET-MARNE",0,"GRISY-SUR-SEINE","77 - SEINE-ET-MARNE","D",58,"0 à 200 m"]
[31962,"77","SEINE-ET-MARNE",0,"MONTRY","77 - SEINE-ET-MARNE","D",79,"0 à 200 m"]
[31980,"77","SEINE-ET-MARNE",0,"NANGIS","77 - SEINE-ET-MARNE","D",122,"0 à 200 m"]
[31997,"77","SEINE-ET-MARNE",0,"BRANSLES","77 - SEINE-ET-MARNE","D",106,"0 à 200 m"]
[32014,"77","SEINE-ET-MARNE",0,"GIRONVILLE","77 - SEINE-ET-MARNE","D",98,"0 à 200 m"]
[32032,"77","SEINE-ET-MARNE",0,"LUZANCY","77 - SEINE-ET-MARNE","D",67,"0 à 200 m"]
[32049,"77","SEINE-ET-MARNE",0,"HERICY","77 - SEINE-ET-MARNE","D",87,"0 à 200 m"]
[32067,"77","SEINE-ET-MARNE",0,"CROISSY-BEAUBOURG","77 - SEINE-ET-MARNE","D",107,"0 à 200 m"]
[32084,"77","SEINE-ET-MARNE",0,"EVRY-GREGY-SUR-YERRE","77 - SEINE-ET-MARNE","D",81,"0 à 200 m"]
[32101,"77","SEINE-ET-MARNE",0,"CESSOY-EN-MONTOIS","77 - SEINE-ET-MARNE","D",137,"0 à 200 m"]
[32119,"78","YVELINES",0,"ABLIS","78 - YVELINES","D",156,"0 à 200 m"]
[32136,"78","YVELINES",0,"CONFLANS-SAINTE-HONORINE","78 - YVELINES","D",44,"0 à 200 m"]
[32153,"78","YVELINES",0,"MEULAN-EN-YVELINES","78 - YVELINES","D",46,"0 à 200 m"]
[32171,"78","YVELINES",0,"RAMBOUILLET","78 - YVELINES","D",164,"0 à 200 m"]
[32188,"78","YVELINES",0,"POIGNY-LA-FORET","78 - YVELINES","D",162,"0 à 200 m"]
[32190,"78","YVELINES",0,"PRUNAY-LE-TEMPLE","78 - YVELINES","D",115,"0 à 200 m"]
[32207,"78","YVELINES",0,"SAINT-CYR-L'ECOLE","78 - YVELINES","D",130,"0 à 200 m"]
[32224,"78","YVELINES",0,"L'ETANG-LA-VILLE","78 - YVELINES","D",135,"0 à 200 m"]
[32242,"78","YVELINES",0,"MEZIERES-SUR-SEINE","78 - YVELINES","D",96,"0 à 200 m"]
[32259,"78","YVELINES",0,"HOUDAN","78 - YVELINES","D",113,"0 à 200 m"]
[32276,"78","YVELINES",0,"ACHERES","78 - YVELINES","D",24,"0 à 200 m"]
[32294,"78","YVELINES",0,"VILLIERS-SAINT-FREDERIC","78 - YVELINES","D",95,"0 à 200 m"]
[32311,"78","YVELINES",0,"SAINT-MARTIN-DE-BRETHENCOURT","78 - YVELINES","D",152,"0 à 200 m"]
[32329,"78","YVELINES",0,"HARGEVILLE","78 - YVELINES","D",141,"0 à 200 m"]
[32346,"78","YVELINES",0,"BAZAINVILLE","78 - YVELINES","D",134,"0 à 200 m"]
[32363,"78","YVELINES",0,"RENNEMOULIN","78 - YVELINES","D",108,"0 à 200 m"]
[32381,"79","DEUX-SÈVRES",0,"FENERY","79 - DEUX-SÈVRES","D",212,"201 à 400 m"]
[32398,"79","DEUX-SÈVRES",0,"BOISSEROLLES","79 - DEUX-SÈVRES","D",74,"0 à 200 m"]
[32416,"79","DEUX-SÈVRES",0,"FRONTENAY-ROHAN-ROHAN","79 - DEUX-SÈVRES","D",19,"0 à 200 m"]
[32433,"79","DEUX-SÈVRES",0,"SAINT-LIN","79 - DEUX-SÈVRES","D",191,"0 à 200 m"]
[32450,"79","DEUX-SÈVRES",0,"FRANCOIS",{"$f":"B32451&\" - \"&C32451","v":"79 - DEUX-SÈVRES"},"D",54,{"$f":"IF(AND(H32451>=0,H32451<=200),$M$19,\nIF(AND(H32451>=201,H32451<=400),$M$20,\nIF(AND(H32451>=401,H32451<=600),$M$21,\nIF(AND(H32451>=601,H32451<=800),$M$22,\nIF(AND(H32451>=801,H32451<=1000),$M$23,\nIF(AND(H32451>=1001,H32451<=1200),$M$24,\nIF(AND(H32451>=1201,H32451<=1400),$M$25,\nIF(AND(H32451>=1401,H32451<=1600),$M$26,\nIF(AND(H32451>=1601,H32451<=1800),$M$27,\nIF(AND(H32451>=1801,H32451<=2000),$M$28,\nIF(AND(H32451>=2001,H32451<=2200),$M$29,\nIF(AND(H32451>=2201,H32451<=2400),$M$30,\nIF(AND(H32451>=2401,H32451<=2600),$M$31,\"erreur\")))))))))))))","v":"0 à 200 m"}]
[32468,"79","DEUX-SÈVRES",0,"LA PETITE-BOISSIERE","79 - DEUX-SÈVRES","D",182,"0 à 200 m"]
[32487,"79","DEUX-SÈVRES",0,"BRIEUIL-SUR-CHIZE","79 - DEUX-SÈVRES","D",51,"0 à 200 m"]
[32503,"79","DEUX-SÈVRES",0,"BEAUVOIR-SUR-NIORT","79 - DEUX-SÈVRES","D",63,"0 à 200 m"]
[32521,"79","DEUX-SÈVRES",0,"LE BOURDET","79 - DEUX-SÈVRES","D",13,"0 à 200 m"]
[32538,"79","DEUX-SÈVRES",0,"SAINT-MARTIN-DE-SANZAY","79 - DEUX-SÈVRES","D",45,"0 à 200 m"]
[32556,"79","DEUX-SÈVRES",0,"GOURGE","79 - DEUX-SÈVRES","D",137,"0 à 200 m"]
[32573,"79","DEUX-SÈVRES",0,"LOUZY","79 - DEUX-SÈVRES","D",57,"0 à 200 m"]
[32590,"79","DEUX-SÈVRES",0,"THOUARS","79 - DEUX-SÈVRES","D",85,"0 à 200 m"]
[32608,"79","DEUX-SÈVRES",0,"VOUHE","79 - DEUX-SÈVRES","D",196,"0 à 200 m"]
[32625,"79","DEUX-SÈVRES",0,"SAINT-ROMANS-DES-CHAMPS","79 - DEUX-SÈVRES","D",65,"0 à 200 m"]
[32643,"79","DEUX-SÈVRES",0,"MAULEON","79 - DEUX-SÈVRES","D",165,"0 à 200 m"]
[32660,"79","DEUX-SÈVRES",0,"SAINT-VINCENT-LA-CHATRE","79 - DEUX-SÈVRES","D",164,"0 à 200 m"]
[32677,"80","SOMME",0,"CAYEUX-EN-SANTERRE","80 - SOMME","F",81,"0 à 200 m"]
[32695,"80","SOMME",0,"DOINGT","80 - SOMME","F",66,"0 à 200 m"]
[32712,"80","SOMME",0,"BAIZIEUX","80 - SOMME","F",111,"0 à 200 m"]
[32729,"80","SOMME",0,"FRECHENCOURT","80 - SOMME","F",60,"0 à 200 m"]
[32747,"80","SOMME",0,"LA CHAUSSEE-TIRANCOURT","80 - SOMME","F",51,"0 à 200 m"]
[32764,"80","SOMME",0,"VAIRE-SOUS-CORBIE","80 - SOMME","F",57,"0 à 200 m"]
[32782,"80","SOMME",0,"LONGUEVILLETTE","80 - SOMME","F",138,"0 à 200 m"]
[32786,"80","SOMME",0,"CAOURS","80 - SOMME","F",40,"0 à 200 m"]
[32817,"80","SOMME",0,"FRANCIERES","80 - SOMME","F",88,"0 à 200 m"]
[32835,"80","SOMME",0,"BELLOY-SUR-SOMME","80 - SOMME","F",66,"0 à 200 m"]
[32852,"80","SOMME",0,"LE TRANSLAY","80 - SOMME","F",127,"0 à 200 m"]
[32869,"80","SOMME",0,"BERNAVILLE","80 - SOMME","F",142,"0 à 200 m"]
[32887,"80","SOMME",0,"WOINCOURT","80 - SOMME","F",108,"0 à 200 m"]
[32904,"80","SOMME",0,"SAUVILLERS-MONGIVAL","80 - SOMME","F",89,"0 à 200 m"]
[32922,"80","SOMME",0,"VAUX-MARQUENNEVILLE","80 - SOMME","F",105,"0 à 200 m"]
[32939,"80","SOMME",0,"FRESNES-TILLOLOY","80 - SOMME","F",105,"0 à 200 m"]
[32956,"80","SOMME",0,"VIRONCHAUX","80 - SOMME","F",57,"0 à 200 m"]
[32957,"80","SOMME",0,"CHAULNES","80 - SOMME","F",93,"0 à 200 m"]
[32974,"80","SOMME",0,"PUCHEVILLERS","80 - SOMME","F",122,"0 à 200 m"]
[32992,"80","SOMME",{"$f":"IF($L$2=F32993,1+D32992,0)","v":0},"BEAUCOURT-EN-SANTERRE","80 - SOMME","F",88,"0 à 200 m"]
[33009,"80","SOMME",0,"GUYENCOURT-SUR-NOYE","80 - SOMME","F",71,"0 à 200 m"]
[33026,"80","SOMME",0,"LIGNIERES",{"$f":"B33027&\" - \"&C33027","v":"80 - SOMME"},"F",99,{"$f":"IF(AND(H33027>=0,H33027<=200),$M$19,\nIF(AND(H33027>=201,H33027<=400),$M$20,\nIF(AND(H33027>=401,H33027<=600),$M$21,\nIF(AND(H33027>=601,H33027<=800),$M$22,\nIF(AND(H33027>=801,H33027<=1000),$M$23,\nIF(AND(H33027>=1001,H33027<=1200),$M$24,\nIF(AND(H33027>=1201,H33027<=1400),$M$25,\nIF(AND(H33027>=1401,H33027<=1600),$M$26,\nIF(AND(H33027>=1601,H33027<=1800),$M$27,\nIF(AND(H33027>=1801,H33027<=2000),$M$28,\nIF(AND(H33027>=2001,H33027<=2200),$M$29,\nIF(AND(H33027>=2201,H33027<=2400),$M$30,\nIF(AND(H33027>=2401,H33027<=2600),$M$31,\"erreur\")))))))))))))","v":"0 à 200 m"}]
[33044,"80","SOMME",0,"BEAUCOURT-SUR-L'HALLUE","80 - SOMME","F",85,"0 à 200 m"]
[33061,"80","SOMME",0,"VAUX-SUR-SOMME","80 - SOMME","F",72,"0 à 200 m"]
[33078,"80","SOMME",0,"LE CROTOY","80 - SOMME","F",6,"0 à 200 m"]
[33103,"80","SOMME",0,"WIENCOURT-L'EQUIPEE","80 - SOMME","F",82,"0 à 200 m"]
[33114,"80","SOMME",0,"FEUILLERES","80 - SOMME","F",73,"0 à 200 m"]
[33132,"80","SOMME",0,"BILLANCOURT","80 - SOMME","F",81,"0 à 200 m"]
[33149,"80","SOMME",0,"WARGNIES","80 - SOMME","F",98,"0 à 200 m"]
[33166,"80","SOMME",0,"VILLERS-LES-ROYE","80 - SOMME","F",89,"0 à 200 m"]
[33184,"80","SOMME",{"$f":"IF($L$2=F33185,1+D33184,0)","v":0},"DANCOURT-POPINCOURT","80 - SOMME","F",93,"0 à 200 m"]
[33201,"80","SOMME",0,"HEM-MONACU","80 - SOMME","F",67,"0 à 200 m"]
[33218,"80","SOMME",0,"FONTAINE-SOUS-MONTDIDIER",{"$f":"B33219&\" - \"&C33219","v":"80 - SOMME"},"F",86,{"$f":"IF(AND(H33219>=0,H33219<=200),$M$19,\nIF(AND(H33219>=201,H33219<=400),$M$20,\nIF(AND(H33219>=401,H33219<=600),$M$21,\nIF(AND(H33219>=601,H33219<=800),$M$22,\nIF(AND(H33219>=801,H33219<=1000),$M$23,\nIF(AND(H33219>=1001,H33219<=1200),$M$24,\nIF(AND(H33219>=1201,H33219<=1400),$M$25,\nIF(AND(H33219>=1401,H33219<=1600),$M$26,\nIF(AND(H33219>=1601,H33219<=1800),$M$27,\nIF(AND(H33219>=1801,H33219<=2000),$M$28,\nIF(AND(H33219>=2001,H33219<=2200),$M$29,\nIF(AND(H33219>=2201,H33219<=2400),$M$30,\nIF(AND(H33219>=2401,H33219<=2600),$M$31,\"erreur\")))))))))))))","v":"0 à 200 m"}]
[33236,"80","SOMME",0,"COURTEMANCHE","80 - SOMME","F",89,"0 à 200 m"]
[33253,"80","SOMME",0,"CANDAS","80 - SOMME","F",146,"0 à 200 m"]
[33271,"80","SOMME",0,"ESTREES-LES-CRECY","80 - SOMME","F",70,"0 à 200 m"]
[33288,"80","SOMME",0,"SAINT-QUENTIN-LA-MOTTE-CROIX-AU-BAILLY","80 - SOMME","F",103,"0 à 200 m"]
[33305,"80","SOMME",0,"ROLLOT","80 - SOMME","F",101,"0 à 200 m"]
[33323,"80","SOMME",0,"LIGNIERES-CHATELAIN","80 - SOMME","F",198,"0 à 200 m"]
[33340,"80","SOMME",0,"BEAUQUESNE","80 - SOMME","F",136,"0 à 200 m"]
[33358,"80","SOMME",0,"ERONDELLE","80 - SOMME","F",30,"0 à 200 m"]
[33375,"80","SOMME",0,"CHUIGNES","80 - SOMME","F",67,"0 à 200 m"]
[33396,"80","SOMME",0,"CONTALMAISON","80 - SOMME","F",136,"0 à 200 m"]
[33411,"80","SOMME",0,"ALLENAY","80 - SOMME","F",92,"0 à 200 m"]
[33428,"80","SOMME",0,"COLINCAMPS","80 - SOMME","F",149,"0 à 200 m"]
[33445,"80","SOMME",0,"FIENVILLERS","80 - SOMME","F",147,"0 à 200 m"]
[33463,"81","TARN",0,"FRAUSSEILLES","81 - TARN","C",269,"201 à 400 m"]
[33480,"81","TARN",0,"LE RIOLS","81 - TARN","C",161,"0 à 200 m"]
[33498,"81","TARN",0,"VEILHES","81 - TARN","C",238,"201 à 400 m"]
[33515,"81","TARN",0,"SOUAL","81 - TARN","C",183,"0 à 200 m"]
[33532,"81","TARN",0,"CAMBOUNES","81 - TARN","C",546,"401 à 600 m"]
[33550,"81","TARN",0,"PEYROLE","81 - TARN","C",240,"201 à 400 m"]
[33567,"81","TARN",0,"SENAUX","81 - TARN","C",726,"601 à 800 m"]
[33585,"81","TARN",0,"LABARTHE-BLEYS","81 - TARN","C",209,"201 à 400 m"]
[33602,"81","TARN",0,"MOULAYRES",{"$f":"B33603&\" - \"&C33603","v":"81 - TARN"},"C",280,{"$f":"IF(AND(H33603>=0,H33603<=200),$M$19,\nIF(AND(H33603>=201,H33603<=400),$M$20,\nIF(AND(H33603>=401,H33603<=600),$M$21,\nIF(AND(H33603>=601,H33603<=800),$M$22,\nIF(AND(H33603>=801,H33603<=1000),$M$23,\nIF(AND(H33603>=1001,H33603<=1200),$M$24,\nIF(AND(H33603>=1201,H33603<=1400),$M$25,\nIF(AND(H33603>=1401,H33603<=1600),$M$26,\nIF(AND(H33603>=1601,H33603<=1800),$M$27,\nIF(AND(H33603>=1801,H33603<=2000),$M$28,\nIF(AND(H33603>=2001,H33603<=2200),$M$29,\nIF(AND(H33603>=2201,H33603<=2400),$M$30,\nIF(AND(H33603>=2401,H33603<=2600),$M$31,\"erreur\")))))))))))))","v":"201 à 400 m"}]
[33619,"81","TARN",0,"CARMAUX","81 - TARN","C",278,"201 à 400 m"]
[33637,"81","TARN",0,"SAINT-BEAUZILE","81 - TARN","C",318,"201 à 400 m"]
[33654,"81","TARN",0,"MONESTIES","81 - TARN","C",292,"201 à 400 m"]
[33671,"81","TARN",0,"CAMPAGNAC","81 - TARN","C",277,"201 à 400 m"]
[33689,"81","TARN",0,"SAINT-JULIEN-DU-PUY","81 - TARN","C",215,"201 à 400 m"]
[33695,"81","TARN",0,"BOISSEZON","81 - TARN","C",482,"401 à 600 m"]
[33708,"81","TARN",0,"MOUZENS","81 - TARN","C",258,"201 à 400 m"]
[33725,"81","TARN",0,"LACAPELLE-SEGALAR","81 - TARN","C",321,"201 à 400 m"]
[33742,"81","TARN",0,"SAINT-JEAN-DE-MARCEL","81 - TARN","C",367,"201 à 400 m"]
[33760,"81","TARN",0,"ASSAC","81 - TARN","C",393,"201 à 400 m"]
[33777,"82","TARN-ET-GARONNE",{"$f":"IF($L$2=F33778,1+D33777,0)","v":0},"LAPENCHE","82 - TARN-ET-GARONNE","C",158,"0 à 200 m"]
[33794,"82","TARN-ET-GARONNE",0,"PUYCORNET",{"$f":"B33795&\" - \"&C33795","v":"82 - TARN-ET-GARONNE"},"C",144,{"$f":"IF(AND(H33795>=0,H33795<=200),$M$19,\nIF(AND(H33795>=201,H33795<=400),$M$20,\nIF(AND(H33795>=401,H33795<=600),$M$21,\nIF(AND(H33795>=601,H33795<=800),$M$22,\nIF(AND(H33795>=801,H33795<=1000),$M$23,\nIF(AND(H33795>=1001,H33795<=1200),$M$24,\nIF(AND(H33795>=1201,H33795<=1400),$M$25,\nIF(AND(H33795>=1401,H33795<=1600),$M$26,\nIF(AND(H33795>=1601,H33795<=1800),$M$27,\nIF(AND(H33795>=1801,H33795<=2000),$M$28,\nIF(AND(H33795>=2001,H33795<=2200),$M$29,\nIF(AND(H33795>=2201,H33795<=2400),$M$30,\nIF(AND(H33795>=2401,H33795<=2600),$M$31,\"erreur\")))))))))))))","v":"0 à 200 m"}]
[33812,"82","TARN-ET-GARONNE",0,"SAINT-NICOLAS-DE-LA-GRAVE","82 - TARN-ET-GARONNE","C",71,"0 à 200 m"]
[33829,"82","TARN-ET-GARONNE",0,"MOISSAC","82 - TARN-ET-GARONNE","C",113,"0 à 200 m"]
[33847,"82","TARN-ET-GARONNE",0,"DONZAC","82 - TARN-ET-GARONNE","C",82,"0 à 200 m"]
[33864,"82","TARN-ET-GARONNE",0,"FABAS","82 - TARN-ET-GARONNE","C",144,"0 à 200 m"]
[33881,"82","TARN-ET-GARONNE",0,"BARRY-D'ISLEMADE","82 - TARN-ET-GARONNE","C",81,"0 à 200 m"]
[33899,"82","TARN-ET-GARONNE",0,"PARISOT","82 - TARN-ET-GARONNE","C",351,"201 à 400 m"]
[33916,"82","TARN-ET-GARONNE",0,"MONTALZAT","82 - TARN-ET-GARONNE","C",170,"0 à 200 m"]
[33934,"82","TARN-ET-GARONNE",0,"LAUZERTE","82 - TARN-ET-GARONNE","C",169,"0 à 200 m"]
[33951,"82","TARN-ET-GARONNE",0,"AUCAMVILLE","82 - TARN-ET-GARONNE","C",136,"0 à 200 m"]
[33968,"82","TARN-ET-GARONNE",0,"VILLEMADE","82 - TARN-ET-GARONNE","C",79,"0 à 200 m"]
[33986,"83","VAR",0,"SAINTE-MAXIME",{"$f":"B33987&\" - \"&C33987","v":"83 - VAR"},"A",183,{"$f":"IF(AND(H33987>=0,H33987<=200),$M$19,\nIF(AND(H33987>=201,H33987<=400),$M$20,\nIF(AND(H33987>=401,H33987<=600),$M$21,\nIF(AND(H33987>=601,H33987<=800),$M$22,\nIF(AND(H33987>=801,H33987<=1000),$M$23,\nIF(AND(H33987>=1001,H33987<=1200),$M$24,\nIF(AND(H33987>=1201,H33987<=1400),$M$25,\nIF(AND(H33987>=1401,H33987<=1600),$M$26,\nIF(AND(H33987>=1601,H33987<=1800),$M$27,\nIF(AND(H33987>=1801,H33987<=2000),$M$28,\nIF(AND(H33987>=2001,H33987<=2200),$M$29,\nIF(AND(H33987>=2201,H33987<=2400),$M$30,\nIF(AND(H33987>=2401,H33987<=2600),$M$31,\"erreur\")))))))))))))","v":"0 à 200 m"}]
[34012,"83","VAR",0,"RIANS","83 - VAR","C",420,"401 à 600 m"]
[34021,"83","VAR",0,"CHATEAUDOUBLE","83 - VAR","A",686,"601 à 800 m"]
[34039,"83","VAR",0,"BESSE-SUR-ISSOLE","83 - VAR","A",316,"201 à 400 m"]
[34056,"83","VAR",0,"PONTEVES","83 - VAR","C",416,"401 à 600 m"]
[34074,"83","VAR",0,"SAINT-MARTIN-DE-PALLIERES","83 - VAR","C",454,"401 à 600 m"]
[34091,"83","VAR",0,"VIDAUBAN","83 - VAR","A",107,"0 à 200 m"]
[34108,"83","VAR",0,"CABASSE","83 - VAR","C",259,"201 à 400 m"]
[34126,"84","VAUCLUSE",0,"LAGARDE-D'APT","84 - VAUCLUSE","D",1092,"1001 à 1200 m"]
[34143,"84","VAUCLUSE",0,"CASENEUVE","84 - VAUCLUSE","D",449,"401 à 600 m"]
[34161,"84","VAUCLUSE",0,"BEAUMES-DE-VENISE","84 - VAUCLUSE","D",140,"0 à 200 m"]
[34178,"84","VAUCLUSE",0,"SAINT-SATURNIN-LES-AVIGNON",{"$f":"B34179&\" - \"&C34179","v":"84 - VAUCLUSE"},"D",49,{"$f":"IF(AND(H34179>=0,H34179<=200),$M$19,\nIF(AND(H34179>=201,H34179<=400),$M$20,\nIF(AND(H34179>=401,H34179<=600),$M$21,\nIF(AND(H34179>=601,H34179<=800),$M$22,\nIF(AND(H34179>=801,H34179<=1000),$M$23,\nIF(AND(H34179>=1001,H34179<=1200),$M$24,\nIF(AND(H34179>=1201,H34179<=1400),$M$25,\nIF(AND(H34179>=1401,H34179<=1600),$M$26,\nIF(AND(H34179>=1601,H34179<=1800),$M$27,\nIF(AND(H34179>=1801,H34179<=2000),$M$28,\nIF(AND(H34179>=2001,H34179<=2200),$M$29,\nIF(AND(H34179>=2201,H34179<=2400),$M$30,\nIF(AND(H34179>=2401,H34179<=2600),$M$31,\"erreur\")))))))))))))","v":"0 à 200 m"}]
[34195,"84","VAUCLUSE",0,"SAULT","84 - VAUCLUSE","D",899,"801 à 1000 m"]
[34213,"84","VAUCLUSE",0,"CAUMONT-SUR-DURANCE","84 - VAUCLUSE","D",59,"0 à 200 m"]
[34230,"84","VAUCLUSE",0,"MALAUCENE","84 - VAUCLUSE","D",450,"401 à 600 m"]
[34247,"84","VAUCLUSE",0,"VISAN","84 - VAUCLUSE","D",196,"0 à 200 m"]
[34265,"84","VAUCLUSE",0,"METHAMIS","84 - VAUCLUSE","D",526,"401 à 600 m"]
[34282,"85","VENDÉE",0,"LA GUERINIERE","85 - VENDÉE","B",2,"0 à 200 m"]
[34292,"85","VENDÉE",0,"LA BRETONNIERE-LA-CLAYE","85 - VENDÉE","B",11,"0 à 200 m"]
[34319,"85","VENDÉE",0,"ROCHESERVIERE","85 - VENDÉE","C",49,"0 à 200 m"]
[34336,"85","VENDÉE",0,"TREIZE-SEPTIERS","85 - VENDÉE","C",71,"0 à 200 m"]
[34354,"85","VENDÉE",0,"SAINT-VINCENT-SUR-GRAON","85 - VENDÉE","B",42,"0 à 200 m"]
[34371,"85","VENDÉE",0,"SAINT-VALERIEN",{"$f":"B34371&\" - \"&C34371","v":"85 - VENDÉE"},"C",53,{"$f":"IF(AND(H34371>=0,H34371<=200),$M$19,\nIF(AND(H34371>=201,H34371<=400),$M$20,\nIF(AND(H34371>=401,H34371<=600),$M$21,\nIF(AND(H34371>=601,H34371<=800),$M$22,\nIF(AND(H34371>=801,H34371<=1000),$M$23,\nIF(AND(H34371>=1001,H34371<=1200),$M$24,\nIF(AND(H34371>=1201,H34371<=1400),$M$25,\nIF(AND(H34371>=1401,H34371<=1600),$M$26,\nIF(AND(H34371>=1601,H34371<=1800),$M$27,\nIF(AND(H34371>=1801,H34371<=2000),$M$28,\nIF(AND(H34371>=2001,H34371<=2200),$M$29,\nIF(AND(H34371>=2201,H34371<=2400),$M$30,\nIF(AND(H34371>=2401,H34371<=2600),$M$31,\"erreur\")))))))))))))","v":"0 à 200 m"}]
[34388,"85","VENDÉE",0,"BOURNEAU","85 - VENDÉE","C",92,"0 à 200 m"]
[34406,"85","VENDÉE",0,"VELLUIRE","85 - VENDÉE","C",9,"0 à 200 m"]
[34423,"85","VENDÉE",0,"LA BOISSIERE-DE-MONTAIGU","85 - VENDÉE","C",79,"0 à 200 m"]
[34441,"85","VENDÉE",0,"LA REORTHE","85 - VENDÉE","C",65,"0 à 200 m"]
[34458,"85","VENDÉE",0,"L'ILE-D'ELLE","85 - VENDÉE","C",3,"0 à 200 m"]
[34475,"85","VENDÉE",0,"SAINT-PAUL-MONT-PENIT","85 - VENDÉE","B",45,"0 à 200 m"]
[34476,"85","VENDÉE",0,"SAINT-GEORGES-DE-MONTAIGU","85 - VENDÉE","C",57,"0 à 200 m"]
[34493,"85","VENDÉE",0,"CEZAIS","85 - VENDÉE","C",84,"0 à 200 m"]
[34511,"85","VENDÉE",0,"CHALLANS","85 - VENDÉE","B",27,"0 à 200 m"]
[34528,"85","VENDÉE",0,"SAINT-HILAIRE-DES-LOGES","85 - VENDÉE","C",58,"0 à 200 m"]
[34545,"85","VENDÉE",0,"MOUTIERS-SUR-LE-LAY","85 - VENDÉE","B",31,"0 à 200 m"]
[34563,"86","VIENNE",0,"MARIGNY-CHEMEREAU",{"$f":"B34563&\" - \"&C34563","v":"86 - VIENNE"},"D",118,{"$f":"IF(AND(H34563>=0,H34563<=200),$M$19,\nIF(AND(H34563>=201,H34563<=400),$M$20,\nIF(AND(H34563>=401,H34563<=600),$M$21,\nIF(AND(H34563>=601,H34563<=800),$M$22,\nIF(AND(H34563>=801,H34563<=1000),$M$23,\nIF(AND(H34563>=1001,H34563<=1200),$M$24,\nIF(AND(H34563>=1201,H34563<=1400),$M$25,\nIF(AND(H34563>=1401,H34563<=1600),$M$26,\nIF(AND(H34563>=1601,H34563<=1800),$M$27,\nIF(AND(H34563>=1801,H34563<=2000),$M$28,\nIF(AND(H34563>=2001,H34563<=2200),$M$29,\nIF(AND(H34563>=2201,H34563<=2400),$M$30,\nIF(AND(H34563>=2401,H34563<=2600),$M$31,\"erreur\")))))))))))))","v":"0 à 200 m"}]
[34580,"86","VIENNE",0,"BRION","86 - VIENNE","D",127,"0 à 200 m"]
[34605,"86","VIENNE",0,"FLEURE","86 - VIENNE","D",123,"0 à 200 m"]
[34616,"86","VIENNE",0,"NUEIL-SOUS-FAYE","86 - VIENNE","D",72,"0 à 200 m"]
[34633,"86","VIENNE",0,"SAINT-GERMAIN","86 - VIENNE","D",115,"0 à 200 m"]
[34651,"86","VIENNE",0,"MIGNE-AUXANCES","86 - VIENNE","D",107,"0 à 200 m"]
[34668,"86","VIENNE",0,"SCORBE-CLAIRVAUX","86 - VIENNE","D",92,"0 à 200 m"]
[34685,"86","VIENNE",0,"COUSSAY","86 - VIENNE","D",102,"0 à 200 m"]
[34703,"86","VIENNE",0,"CENON-SUR-VIENNE","86 - VIENNE","D",63,"0 à 200 m"]
[34720,"86","VIENNE",0,"ASNOIS","86 - VIENNE","D",158,"0 à 200 m"]
[34737,"86","VIENNE",0,"CHAUVIGNY","86 - VIENNE","D",119,"0 à 200 m"]
[34755,"86","VIENNE",0,"AULNAY",{"$f":"B34755&\" - \"&C34755","v":"86 - VIENNE"},"D",78,{"$f":"IF(AND(H34755>=0,H34755<=200),$M$19,\nIF(AND(H34755>=201,H34755<=400),$M$20,\nIF(AND(H34755>=401,H34755<=600),$M$21,\nIF(AND(H34755>=601,H34755<=800),$M$22,\nIF(AND(H34755>=801,H34755<=1000),$M$23,\nIF(AND(H34755>=1001,H34755<=1200),$M$24,\nIF(AND(H34755>=1201,H34755<=1400),$M$25,\nIF(AND(H34755>=1401,H34755<=1600),$M$26,\nIF(AND(H34755>=1601,H34755<=1800),$M$27,\nIF(AND(H34755>=1801,H34755<=2000),$M$28,\nIF(AND(H34755>=2001,H34755<=2200),$M$29,\nIF(AND(H34755>=2201,H34755<=2400),$M$30,\nIF(AND(H34755>=2401,H34755<=2600),$M$31,\"erreur\")))))))))))))","v":"0 à 200 m"}]
[34772,"86","VIENNE",0,"ARCHIGNY","86 - VIENNE","D",127,"0 à 200 m"]
[34790,"86","VIENNE",0,"CHERVES","86 - VIENNE","D",145,"0 à 200 m"]
[34807,"86","VIENNE",0,"CUHON","86 - VIENNE","D",107,"0 à 200 m"]
[34824,"86","VIENNE",0,"QUINCAY","86 - VIENNE","D",125,"0 à 200 m"]
[34842,"87","HAUTE-VIENNE",0,"SAINT-CYR","87 - HAUTE-VIENNE","E",315,"201 à 400 m"]
[34859,"87","HAUTE-VIENNE",0,"PIERRE-BUFFIERE","87 - HAUTE-VIENNE","E",302,"201 à 400 m"]
[34877,"87","HAUTE-VIENNE",0,"SAINT-LEGER-MAGNAZEIX","87 - HAUTE-VIENNE","E",254,"201 à 400 m"]
[34894,"87","HAUTE-VIENNE",0,"VERNEUIL-SUR-VIENNE","87 - HAUTE-VIENNE","E",292,"201 à 400 m"]
[34904,"87","HAUTE-VIENNE",0,"LE DORAT","87 - HAUTE-VIENNE","E",227,"201 à 400 m"]
[34930,"87","HAUTE-VIENNE",0,"FLAVIGNAC","87 - HAUTE-VIENNE","E",344,"201 à 400 m"]
[34947,"87","HAUTE-VIENNE",0,"MOISSANNES",{"$f":"B34947&\" - \"&C34947","v":"87 - HAUTE-VIENNE"},"E",421,{"$f":"IF(AND(H34947>=0,H34947<=200),$M$19,\nIF(AND(H34947>=201,H34947<=400),$M$20,\nIF(AND(H34947>=401,H34947<=600),$M$21,\nIF(AND(H34947>=601,H34947<=800),$M$22,\nIF(AND(H34947>=801,H34947<=1000),$M$23,\nIF(AND(H34947>=1001,H34947<=1200),$M$24,\nIF(AND(H34947>=1201,H34947<=1400),$M$25,\nIF(AND(H34947>=1401,H34947<=1600),$M$26,\nIF(AND(H34947>=1601,H34947<=1800),$M$27,\nIF(AND(H34947>=1801,H34947<=2000),$M$28,\nIF(AND(H34947>=2001,H34947<=2200),$M$29,\nIF(AND(H34947>=2201,H34947<=2400),$M$30,\nIF(AND(H34947>=2401,H34947<=2600),$M$31,\"erreur\")))))))))))))","v":"401 à 600 m"}]
[34964,"87","HAUTE-VIENNE",0,"AUGNE","87 - HAUTE-VIENNE","E",475,"401 à 600 m"]
[34982,"87","HAUTE-VIENNE",0,"CHAMBORET","87 - HAUTE-VIENNE","E",293,"201 à 400 m"]
[34999,"87","HAUTE-VIENNE",0,"EYMOUTIERS","87 - HAUTE-VIENNE","E",544,"401 à 600 m"]
[35017,"87","HAUTE-VIENNE",0,"SAINT-MARTIN-TERRESSUS","87 - HAUTE-VIENNE","E",359,"201 à 400 m"]
[35034,"87","HAUTE-VIENNE",0,"SAINT-AMAND-MAGNAZEIX","87 - HAUTE-VIENNE","E",335,"201 à 400 m"]
[35051,"88","VOSGES",0,"PONT-SUR-MADON","88 - VOSGES","I",285,"201 à 400 m"]
[35069,"88","VOSGES",0,"DOMPIERRE","88 - VOSGES","I",337,"201 à 400 m"]
[35086,"88","VOSGES",0,"SAULXURES-LES-BULGNEVILLE","88 - VOSGES","I",362,"201 à 400 m"]
[35104,"88","VOSGES",{"$f":"IF($L$2=F35104,1+D35103,0)","v":0},"LESSEUX","88 - VOSGES","I",475,"401 à 600 m"]
[35121,"88","VOSGES",0,"ROLLAINVILLE","88 - VOSGES","I",363,"201 à 400 m"]
[35138,"88","VOSGES",0,"AUZAINVILLIERS","88 - VOSGES","I",371,"201 à 400 m"]
[35156,"88","VOSGES",0,"MONT-LES-NEUFCHATEAU","88 - VOSGES","I",347,"201 à 400 m"]
[35173,"88","VOSGES",0,"GREUX","88 - VOSGES","I",318,"201 à 400 m"]
[35190,"88","VOSGES",0,"BOULAINCOURT","88 - VOSGES","I",307,"201 à 400 m"]
[35201,"88","VOSGES",0,"POUXEUX","88 - VOSGES","I",435,"401 à 600 m"]
[35226,"88","VOSGES",0,"XONRUPT-LONGEMER","88 - VOSGES","I",902,"801 à 1000 m"]
[35227,"88","VOSGES",0,"NEUFCHATEAU","88 - VOSGES","I",315,"201 à 400 m"]
[35244,"88","VOSGES",0,"CLEZENTAINE","88 - VOSGES","I",300,"201 à 400 m"]
[35261,"88","VOSGES",0,"GERBEPAL","88 - VOSGES","I",787,"601 à 800 m"]
[35279,"88","VOSGES",0,"MALAINCOURT","88 - VOSGES","I",357,"201 à 400 m"]
[35296,"88","VOSGES",{"$f":"IF($L$2=F35296,1+D35295,0)","v":0},"DOLAINCOURT","88 - VOSGES","I",380,"201 à 400 m"]
[35313,"88","VOSGES",0,"NOSSONCOURT","88 - VOSGES","I",295,"201 à 400 m"]
[35331,"88","VOSGES",0,"THIRAUCOURT",{"$f":"B35331&\" - \"&C35331","v":"88 - VOSGES"},"I",324,{"$f":"IF(AND(H35331>=0,H35331<=200),$M$19,\nIF(AND(H35331>=201,H35331<=400),$M$20,\nIF(AND(H35331>=401,H35331<=600),$M$21,\nIF(AND(H35331>=601,H35331<=800),$M$22,\nIF(AND(H35331>=801,H35331<=1000),$M$23,\nIF(AND(H35331>=1001,H35331<=1200),$M$24,\nIF(AND(H35331>=1201,H35331<=1400),$M$25,\nIF(AND(H35331>=1401,H35331<=1600),$M$26,\nIF(AND(H35331>=1601,H35331<=1800),$M$27,\nIF(AND(H35331>=1801,H35331<=2000),$M$28,\nIF(AND(H35331>=2001,H35331<=2200),$M$29,\nIF(AND(H35331>=2201,H35331<=2400),$M$30,\nIF(AND(H35331>=2401,H35331<=2600),$M$31,\"erreur\")))))))))))))","v":"201 à 400 m"}]
[35348,"88","VOSGES",0,"VENTRON","88 - VOSGES","I",882,"801 à 1000 m"]
[35366,"88","VOSGES",0,"GELVECOURT-ET-ADOMPT","88 - VOSGES","I",330,"201 à 400 m"]
[35383,"88","VOSGES",0,"DESTORD","88 - VOSGES","I",337,"201 à 400 m"]
[35400,"88","VOSGES",0,"REMOVILLE","88 - VOSGES","I",357,"201 à 400 m"]
[35418,"88","VOSGES",0,"HOUECOURT","88 - VOSGES","I",339,"201 à 400 m"]
[35435,"88","VOSGES",0,"BAINS-LES-BAINS","88 - VOSGES","I",350,"201 à 400 m"]
[35453,"88","VOSGES",0,"LA CROIX-AUX-MINES","88 - VOSGES","I",783,"601 à 800 m"]
[35470,"88","VOSGES",0,"TAINTRUX","88 - VOSGES","I",480,"401 à 600 m"]
[35487,"88","VOSGES",0,"FRAIN","88 - VOSGES","I",359,"201 à 400 m"]
[35500,"88","VOSGES",0,"SAINT-JEAN-D'ORMONT","88 - VOSGES","I",474,"401 à 600 m"]
[35523,"88","VOSGES",0,"HAGNEVILLE-ET-RONCOURT",{"$f":"B35523&\" - \"&C35523","v":"88 - VOSGES"},"I",371,{"$f":"IF(AND(H35523>=0,H35523<=200),$M$19,\nIF(AND(H35523>=201,H35523<=400),$M$20,\nIF(AND(H35523>=401,H35523<=600),$M$21,\nIF(AND(H35523>=601,H35523<=800),$M$22,\nIF(AND(H35523>=801,H35523<=1000),$M$23,\nIF(AND(H35523>=1001,H35523<=1200),$M$24,\nIF(AND(H35523>=1201,H35523<=1400),$M$25,\nIF(AND(H35523>=1401,H35523<=1600),$M$26,\nIF(AND(H35523>=1601,H35523<=1800),$M$27,\nIF(AND(H35523>=1801,H35523<=2000),$M$28,\nIF(AND(H35523>=2001,H35523<=2200),$M$29,\nIF(AND(H35523>=2201,H35523<=2400),$M$30,\nIF(AND(H35523>=2401,H35523<=2600),$M$31,\"erreur\")))))))))))))","v":"201 à 400 m"}]
[35540,"88","VOSGES",0,"VIOCOURT","88 - VOSGES","I",331,"201 à 400 m"]
[35558,"89","YONNE",0,"ROGNY-LES-SEPT-ECLUSES","89 - YONNE","G",169,"0 à 200 m"]
[35575,"89","YONNE",0,"LEUGNY","89 - YONNE","G",247,"201 à 400 m"]
[35593,"89","YONNE",0,"CHAMPLAY","89 - YONNE","G",102,"0 à 200 m"]
[35610,"89","YONNE",0,"DRACY","89 - YONNE","G",222,"201 à 400 m"]
[35627,"89","YONNE",0,"CHASSIGNELLES","89 - YONNE","G",233,"201 à 400 m"]
[35645,"89","YONNE",0,"SOUMAINTRAIN","89 - YONNE","G",126,"0 à 200 m"]
[35662,"89","YONNE",0,"VALLAN","89 - YONNE","G",188,"0 à 200 m"]
[35680,"89","YONNE",0,"ANCY-LE-LIBRE","89 - YONNE","G",234,"201 à 400 m"]
[35697,"89","YONNE",0,"AUGY","89 - YONNE","G",139,"0 à 200 m"]
[35714,"89","YONNE",0,"PONT-SUR-VANNE","89 - YONNE","G",146,"0 à 200 m"]
[35732,"89","YONNE",0,"VILLEROY","89 - YONNE","G",181,"0 à 200 m"]
[35749,"89","YONNE",0,"MALICORNE","89 - YONNE","G",175,"0 à 200 m"]
[35766,"89","YONNE",0,"FONTENOY","89 - YONNE","G",251,"201 à 400 m"]
[35784,"89","YONNE",0,"ANNAY-SUR-SEREIN","89 - YONNE","G",216,"201 à 400 m"]
[35801,"89","YONNE",0,"ACCOLAY","89 - YONNE","G",160,"0 à 200 m"]
[35817,"89","YONNE",0,"VILLECHETIVE","89 - YONNE","G",233,"201 à 400 m"]
[35837,"89","YONNE",0,"SAINT-SAUVEUR-EN-PUISAYE","89 - YONNE","G",248,"201 à 400 m"]
[35854,"89","YONNE",0,"BEON","89 - YONNE","G",162,"0 à 200 m"]
[35872,"89","YONNE",0,"COURTOIN","89 - YONNE","G",180,"0 à 200 m"]
[35889,"89","YONNE",0,"VAULT-DE-LUGNY","89 - YONNE","G",198,"0 à 200 m"]
[35906,"89","YONNE",0,"CHIGY","89 - YONNE","G",121,"0 à 200 m"]
[35924,"89","YONNE",0,"ANCY-LE-FRANC","89 - YONNE","G",230,"201 à 400 m"]
[35941,"89","YONNE",0,"PERCEY","89 - YONNE","G",131,"0 à 200 m"]
[35959,"89","YONNE",0,"CHARMOY","89 - YONNE","G",98,"0 à 200 m"]
[35976,"89","YONNE",0,"SAINT-DENIS-LES-SENS","89 - YONNE","G",64,"0 à 200 m"]
[35993,"89","YONNE",0,"MARMEAUX","89 - YONNE","G",305,"201 à 400 m"]
[35994,"89","YONNE",0,"SOUCY","89 - YONNE","G",127,"0 à 200 m"]
[36011,"90","TERRITOIRE-DE-BELFORT",0,"BRETAGNE","90 - TERRITOIRE-DE-BELFORT","I",359,"201 à 400 m"]
[36029,"90","TERRITOIRE-DE-BELFORT",0,"LAMADELEINE-VAL-DES-ANGES","90 - TERRITOIRE-DE-BELFORT","I",768,"601 à 800 m"]
[36046,"90","TERRITOIRE-DE-BELFORT",0,"ETUEFFONT","90 - TERRITOIRE-DE-BELFORT","I",521,"401 à 600 m"]
[36063,"90","TERRITOIRE-DE-BELFORT",0,"ANJOUTEY","90 - TERRITOIRE-DE-BELFORT","I",423,"401 à 600 m"]
[36081,"90","TERRITOIRE-DE-BELFORT",0,"THIANCOURT","90 - TERRITOIRE-DE-BELFORT","I",388,"201 à 400 m"]
[36110,"91","ESSONE",{"$f":"IF($L$2=F36110,1,0)","v":0},"VERRIERES-LE-BUISSON","91 - ESSONE","D",121,"0 à 200 m"]
[36114,"91","ESSONE",0,"PLESSIS-SAINT-BENOIST","91 - ESSONE","D",145,"0 à 200 m"]
[36115,"91","ESSONE",0,"VAYRES-SUR-ESSONNE","91 - ESSONE","D",93,"0 à 200 m"]
[36116,"91","ESSONE",0,"LA NORVILLE","91 - ESSONE","D",85,"0 à 200 m"]
[36117,"91","ESSONE",0,"LE PLESSIS-PATE","91 - ESSONE","D",80,"0 à 200 m"]
[36118,"91","ESSONE",0,"CORBREUSE","91 - ESSONE","D",151,"0 à 200 m"]
[36119,"91","ESSONE",0,"LARDY","91 - ESSONE","D",95,"0 à 200 m"]
[36120,"91","ESSONE",0,"VARENNES-JARCY","91 - ESSONE","D",71,"0 à 200 m"]
[36121,"91","ESSONE",0,"OLLAINVILLE","91 - ESSONE","D",104,"0 à 200 m"]
[36122,"91","ESSONE",0,"BALLAINVILLIERS","91 - ESSONE","D",83,"0 à 200 m"]
[36123,"91","ESSONE",0,"BOISSY-LA-RIVIERE","91 - ESSONE","D",129,"0 à 200 m"]
[36124,"91","ESSONE",0,"CHAMPLAN","91 - ESSONE","D",77,"0 à 200 m"]
[36125,"91","ESSONE",0,"JUVISY-SUR-ORGE","91 - ESSONE","D",60,"0 à 200 m"]
[36126,"91","ESSONE",0,"BROUY","91 - ESSONE","D",130,"0 à 200 m"]
[36127,"91","ESSONE",0,"VILLIERS-LE-BACLE","91 - ESSONE","D",145,"0 à 200 m"]
[36128,"91","ESSONE",0,"SAINT-ESCOBILLE","91 - ESSONE","D",151,"0 à 200 m"]
[36129,"91","ESSONE",0,"EGLY","91 - ESSONE","D",74,"0 à 200 m"]
[36130,"91","ESSONE",0,"EPINAY-SUR-ORGE","91 - ESSONE","D",63,"0 à 200 m"]
[36131,"91","ESSONE",0,"DANNEMOIS","91 - ESSONE","D",87,"0 à 200 m"]
[36132,"91","ESSONE",0,"SAINT-PIERRE-DU-PERRAY","91 - ESSONE","D",87,"0 à 200 m"]
[36133,"91","ESSONE",0,"SOISY-SUR-SEINE","91 - ESSONE","D",73,"0 à 200 m"]
[36134,"91","ESSONE",0,"SAINT-CHERON","91 - ESSONE","D",115,"0 à 200 m"]
[36135,"91","ESSONE",0,"VILLIERS-SUR-ORGE","91 - ESSONE","D",67,"0 à 200 m"]
[36136,"91","ESSONE",0,"SAINTE-GENEVIEVE-DES-BOIS","91 - ESSONE","D",74,"0 à 200 m"]
[36137,"91","ESSONE",0,"BOULLAY-LES-TROUX","91 - ESSONE","D",162,"0 à 200 m"]
[36138,"91","ESSONE",0,"CHAMPCUEIL","91 - ESSONE","D",111,"0 à 200 m"]
[36139,"91","ESSONE",0,"JANVRY","91 - ESSONE","D",160,"0 à 200 m"]
[36140,"91","ESSONE",0,"SAINT-HILAIRE","91 - ESSONE","D",137,"0 à 200 m"]
[36141,"91","ESSONE",0,"SAULX-LES-CHARTREUX","91 - ESSONE","D",88,"0 à 200 m"]
[36142,"91","ESSONE",0,"CHEPTAINVILLE","91 - ESSONE","D",98,"0 à 200 m"]
[36143,"91","ESSONE",0,"BOUTIGNY-SUR-ESSONNE","91 - ESSONE","D",110,"0 à 200 m"]
[36144,"91","ESSONE",0,"ARRANCOURT","91 - ESSONE","D",129,"0 à 200 m"]
[36145,"91","ESSONE",0,"MORSANG-SUR-SEINE","91 - ESSONE","D",62,"0 à 200 m"]
[36146,"91","ESSONE",0,"BALLANCOURT-SUR-ESSONNE","91 - ESSONE","D",79,"0 à 200 m"]
[36147,"91","ESSONE",0,"SAINT-GERMAIN-LES-ARPAJON","91 - ESSONE","D",74,"0 à 200 m"]
[36148,"91","ESSONE",0,"LONGJUMEAU","91 - ESSONE","D",60,"0 à 200 m"]
[36149,"91","ESSONE",0,"ORMOY","91 - ESSONE","D",64,"0 à 200 m"]
[36150,"91","ESSONE",0,"VERT-LE-GRAND","91 - ESSONE","D",78,"0 à 200 m"]
[36151,"91","ESSONE",0,"MORANGIS","91 - ESSONE","D",83,"0 à 200 m"]
[36152,"91","ESSONE",0,"IGNY","91 - ESSONE","D",98,"0 à 200 m"]
[36153,"91","ESSONE",0,"CHAUFFOUR-LES-ETRECHY","91 - ESSONE","D",151,"0 à 200 m"]
[36154,"91","ESSONE",0,"VILLECONIN","91 - ESSONE","D",134,"0 à 200 m"]
[36155,"91","ESSONE",0,"WISSOUS","91 - ESSONE","D",79,"0 à 200 m"]
[36156,"91","ESSONE",0,"LES ULIS","91 - ESSONE","D",154,"0 à 200 m"]
[36157,"91","ESSONE",0,"AUVERNAUX","91 - ESSONE","D",78,"0 à 200 m"]
[36158,"91","ESSONE",0,"CHEVANNES","91 - ESSONE","D",81,"0 à 200 m"]
[36159,"91","ESSONE",0,"PARAY-VIEILLE-POSTE","91 - ESSONE","D",85,"0 à 200 m"]
[36160,"91","ESSONE",0,"BLANDY","91 - ESSONE","D",137,"0 à 200 m"]
[36161,"91","ESSONE",0,"FORGES-LES-BAINS","91 - ESSONE","D",131,"0 à 200 m"]
[36162,"91","ESSONE",0,"EVRY","91 - ESSONE","D",71,"0 à 200 m"]
[36163,"91","ESSONE",0,"GUILLERVAL",{"$f":"B36163&\" - \"&C36163","v":"91 - ESSONE"},"D",137,{"$f":"IF(AND(H36163>=0,H36163<=200),$M$19,\nIF(AND(H36163>=201,H36163<=400),$M$20,\nIF(AND(H36163>=401,H36163<=600),$M$21,\nIF(AND(H36163>=601,H36163<=800),$M$22,\nIF(AND(H36163>=801,H36163<=1000),$M$23,\nIF(AND(H36163>=1001,H36163<=1200),$M$24,\nIF(AND(H36163>=1201,H36163<=1400),$M$25,\nIF(AND(H36163>=1401,H36163<=1600),$M$26,\nIF(AND(H36163>=1601,H36163<=1800),$M$27,\nIF(AND(H36163>=1801,H36163<=2000),$M$28,\nIF(AND(H36163>=2001,H36163<=2200),$M$29,\nIF(AND(H36163>=2201,H36163<=2400),$M$30,\nIF(AND(H36163>=2401,H36163<=2600),$M$31,\"erreur\")))))))))))))","v":"0 à 200 m"}]
[36164,"91","ESSONE",0,"CHAMPMOTTEUX","91 - ESSONE","D",129,"0 à 200 m"]
[36165,"91","ESSONE",0,"ECHARCON","91 - ESSONE","D",74,"0 à 200 m"]
[36166,"91","ESSONE",0,"BOUTERVILLIERS","91 - ESSONE","D",145,"0 à 200 m"]
[36167,"91","ESSONE",0,"BURES-SUR-YVETTE","91 - ESSONE","D",98,"0 à 200 m"]
[36168,"91","ESSONE",0,"COURDIMANCHE-SUR-ESSONNE","91 - ESSONE","D",98,"0 à 200 m"]
[36169,"91","ESSONE",0,"PUISELET-LE-MARAIS","91 - ESSONE","D",116,"0 à 200 m"]
[36170,"91","ESSONE",0,"BONDOUFLE","91 - ESSONE","D",80,"0 à 200 m"]
[36171,"91","ESSONE",0,"LIMOURS","91 - ESSONE","D",162,"0 à 200 m"]
[36172,"91","ESSONE",0,"BOUSSY-SAINT-ANTOINE","91 - ESSONE","D",59,"0 à 200 m"]
[36173,"91","ESSONE",0,"MARCOUSSIS","91 - ESSONE","D",122,"0 à 200 m"]
[36174,"91","ESSONE",0,"SAINTRY-SUR-SEINE","91 - ESSONE","D",61,"0 à 200 m"]
[36175,"91","ESSONE",0,"LES GRANGES-LE-ROI","91 - ESSONE","D",144,"0 à 200 m"]
[36176,"91","ESSONE",{"$f":"IF($L$2=F36176,1+D36175,0)","v":0},"SAINT-CYR-SOUS-DOURDAN","91 - ESSONE","D",113,"0 à 200 m"]
[36177,"91","ESSONE",0,"VALPUISEAUX","91 - ESSONE","D",115,"0 à 200 m"]
[36178,"91","ESSONE",0,"LISSES","91 - ESSONE","D",80,"0 à 200 m"]
[36179,"91","ESSONE",0,"COURCOURONNES","91 - ESSONE","D",81,"0 à 200 m"]
[36180,"91","ESSONE",0,"MORSANG-SUR-ORGE","91 - ESSONE","D",73,"0 à 200 m"]
[36181,"91","ESSONE",0,"VIGNEUX-SUR-SEINE","91 - ESSONE","D",45,"0 à 200 m"]
[36182,"91","ESSONE",0,"LA FORET-SAINTE-CROIX","91 - ESSONE","D",130,"0 à 200 m"]
[36183,"91","ESSONE",0,"ONCY-SUR-ECOLE","91 - ESSONE","D",96,"0 à 200 m"]
[36184,"91","ESSONE",0,"LEUDEVILLE","91 - ESSONE","D",80,"0 à 200 m"]
[36185,"91","ESSONE",0,"BRETIGNY-SUR-ORGE","91 - ESSONE","D",75,"0 à 200 m"]
[36186,"91","ESSONE",0,"VILLEMOISSON-SUR-ORGE","91 - ESSONE","D",66,"0 à 200 m"]
[36187,"91","ESSONE",0,"PRUNAY-SUR-ESSONNE","91 - ESSONE","D",109,"0 à 200 m"]
[36188,"91","ESSONE",0,"ATHIS-MONS","91 - ESSONE","D",69,"0 à 200 m"]
[36189,"91","ESSONE",0,"CERNY","91 - ESSONE","D",102,"0 à 200 m"]
[36190,"91","ESSONE",0,"ANGERVILLE","91 - ESSONE","D",138,"0 à 200 m"]
[36191,"91","ESSONE",0,"CHAMARANDE","91 - ESSONE","D",111,"0 à 200 m"]
[36192,"91","ESSONE",0,"MASSY","91 - ESSONE","D",81,"0 à 200 m"]
[36193,"91","ESSONE",0,"QUINCY-SOUS-SENART","91 - ESSONE","D",82,"0 à 200 m"]
[36194,"91","ESSONE",0,"BOISSY-SOUS-SAINT-YON","91 - ESSONE","D",103,"0 à 200 m"]
[36195,"91","ESSONE",0,"SAVIGNY-SUR-ORGE","91 - ESSONE","D",74,"0 à 200 m"]
[36196,"91","ESSONE",0,"BIEVRES","91 - ESSONE","D",136,"0 à 200 m"]
[36197,"91","ESSONE",0,"SACLAY","91 - ESSONE","D",152,"0 à 200 m"]
[36198,"91","ESSONE",0,"ANGERVILLIERS","91 - ESSONE","D",120,"0 à 200 m"]
[36199,"91","ESSONE",0,"FONTENAY-LE-VICOMTE","91 - ESSONE","D",66,"0 à 200 m"]
[36200,"91","ESSONE",0,"LES MOLIERES","91 - ESSONE","D",167,"0 à 200 m"]
[36201,"91","ESSONE",0,"FLEURY-MEROGIS","91 - ESSONE","D",82,"0 à 200 m"]
[36202,"91","ESSONE",0,"LINAS","91 - ESSONE","D",108,"0 à 200 m"]
[36203,"91","ESSONE",0,"GOMETZ-LE-CHATEL","91 - ESSONE","D",150,"0 à 200 m"]
[36204,"91","ESSONE",0,"LE VAL-SAINT-GERMAIN","91 - ESSONE","D",107,"0 à 200 m"]
[36205,"91","ESSONE",0,"BOURAY-SUR-JUINE","91 - ESSONE","D",83,"0 à 200 m"]
[36206,"91","ESSONE",0,"MONNERVILLE","91 - ESSONE","D",141,"0 à 200 m"]
[36207,"91","ESSONE",0,"VILLEBON-SUR-YVETTE","91 - ESSONE","D",99,"0 à 200 m"]
[36208,"91","ESSONE",0,"PALAISEAU","91 - ESSONE","D",118,"0 à 200 m"]
[36209,"91","ESSONE",0,"BRUNOY","91 - ESSONE","D",70,"0 à 200 m"]
[36210,"91","ESSONE",0,"BRIERES-LES-SCELLES","91 - ESSONE","D",123,"0 à 200 m"]
[36211,"91","ESSONE",0,"BUNO-BONNEVAUX","91 - ESSONE","D",107,"0 à 200 m"]
[36212,"91","ESSONE",0,"ETIOLLES","91 - ESSONE","D",75,"0 à 200 m"]
[36213,"91","ESSONE",0,"ETRECHY","91 - ESSONE","D",115,"0 à 200 m"]
[36214,"91","ESSONE",0,"MOIGNY-SUR-ECOLE","91 - ESSONE","D",100,"0 à 200 m"]
[36215,"91","ESSONE",0,"BOISSY-LE-CUTTE","91 - ESSONE","D",106,"0 à 200 m"]
[36216,"91","ESSONE",0,"ORVEAU","91 - ESSONE","D",102,"0 à 200 m"]
[36217,"91","ESSONE",0,"MONTLHERY","91 - ESSONE","D",103,"0 à 200 m"]
[36218,"91","ESSONE",0,"RIS-ORANGIS","91 - ESSONE","D",67,"0 à 200 m"]
[36219,"91","ESSONE",0,"TIGERY","91 - ESSONE","D",81,"0 à 200 m"]
[36220,"91","ESSONE",0,"GUIGNEVILLE-SUR-ESSONNE","91 - ESSONE","D",98,"0 à 200 m"]
[36221,"91","ESSONE",0,"GOMETZ-LA-VILLE","91 - ESSONE","D",163,"0 à 200 m"]
[36222,"91","ESSONE",0,"VAUGRIGNEUSE","91 - ESSONE","D",100,"0 à 200 m"]
[36223,"91","ESSONE",0,"BOIS-HERPIN","91 - ESSONE","D",125,"0 à 200 m"]
[36224,"91","ESSONE",0,"ETAMPES","91 - ESSONE","D",128,"0 à 200 m"]
[36225,"91","ESSONE",0,"GUIBEVILLE","91 - ESSONE","D",88,"0 à 200 m"]
[36226,"91","ESSONE",0,"MAISSE","91 - ESSONE","D",104,"0 à 200 m"]
[36227,"91","ESSONE",0,"NAINVILLE-LES-ROCHES",{"$f":"B36227&\" - \"&C36227","v":"91 - ESSONE"},"D",78,{"$f":"IF(AND(H36227>=0,H36227<=200),$M$19,\nIF(AND(H36227>=201,H36227<=400),$M$20,\nIF(AND(H36227>=401,H36227<=600),$M$21,\nIF(AND(H36227>=601,H36227<=800),$M$22,\nIF(AND(H36227>=801,H36227<=1000),$M$23,\nIF(AND(H36227>=1001,H36227<=1200),$M$24,\nIF(AND(H36227>=1201,H36227<=1400),$M$25,\nIF(AND(H36227>=1401,H36227<=1600),$M$26,\nIF(AND(H36227>=1601,H36227<=1800),$M$27,\nIF(AND(H36227>=1801,H36227<=2000),$M$28,\nIF(AND(H36227>=2001,H36227<=2200),$M$29,\nIF(AND(H36227>=2201,H36227<=2400),$M$30,\nIF(AND(H36227>=2401,H36227<=2600),$M$31,\"erreur\")))))))))))))","v":"0 à 200 m"}]
[36228,"91","ESSONE",0,"DOURDAN","91 - ESSONE","D",138,"0 à 200 m"]
[36229,"91","ESSONE",0,"LA FERTE-ALAIS","91 - ESSONE","D",117,"0 à 200 m"]
[36230,"91","ESSONE",0,"BREUX-JOUY","91 - ESSONE","D",85,"0 à 200 m"]
[36231,"91","ESSONE",0,"SERMAISE","91 - ESSONE","D",137,"0 à 200 m"]
[36232,"91","ESSONE",0,"VIDELLES","91 - ESSONE","D",128,"0 à 200 m"]
[36233,"91","ESSONE",0,"VILLENEUVE-SUR-AUVERS","91 - ESSONE","D",139,"0 à 200 m"]
[36234,"91","ESSONE",0,"ESTOUCHES","91 - ESSONE","D",134,"0 à 200 m"]
[36235,"91","ESSONE",0,"ROINVILLIERS","91 - ESSONE","D",131,"0 à 200 m"]
[36236,"91","ESSONE",0,"MEROBERT","91 - ESSONE","D",147,"0 à 200 m"]
[36237,"91","ESSONE",0,"CHATIGNONVILLE","91 - ESSONE","D",156,"0 à 200 m"]
[36238,"91","ESSONE",0,"MORIGNY-CHAMPIGNY","91 - ESSONE","D",122,"0 à 200 m"]
[36239,"91","ESSONE",0,"NOZAY","91 - ESSONE","D",153,"0 à 200 m"]
[36240,"91","ESSONE",{"$f":"IF($L$2=F36240,1+D36239,0)","v":0},"ORMOY-LA-RIVIERE","91 - ESSONE","D",127,"0 à 200 m"]
[36241,"91","ESSONE",0,"BREUILLET","91 - ESSONE","D",77,"0 à 200 m"]
[36242,"91","ESSONE",0,"LONGPONT-SUR-ORGE","91 - ESSONE","D",63,"0 à 200 m"]
[36243,"91","ESSONE",0,"SOUZY-LA-BRICHE","91 - ESSONE","D",131,"0 à 200 m"]
[36244,"91","ESSONE",0,"CONGERVILLE-THIONVILLE","91 - ESSONE","D",143,"0 à 200 m"]
[36245,"91","ESSONE",0,"ITTEVILLE","91 - ESSONE","D",76,"0 à 200 m"]
[36246,"91","ESSONE",0,"DRAVEIL","91 - ESSONE","D",61,"0 à 200 m"]
[36247,"91","ESSONE",0,"RICHARVILLE","91 - ESSONE","D",149,"0 à 200 m"]
[36248,"91","ESSONE",0,"CORBEIL-ESSONNES","91 - ESSONE","D",55,"0 à 200 m"]
[36249,"91","ESSONE",0,"ORSAY","91 - ESSONE","D",113,"0 à 200 m"]
[36250,"91","ESSONE",0,"MAROLLES-EN-BEAUCE","91 - ESSONE","D",138,"0 à 200 m"]
[36251,"91","ESSONE",0,"MEREVILLE","91 - ESSONE","D",129,"0 à 200 m"]
[36252,"91","ESSONE",0,"BRUYERES-LE-CHATEL","91 - ESSONE","D",101,"0 à 200 m"]
[36253,"91","ESSONE",0,"GIRONVILLE-SUR-ESSONNE","91 - ESSONE","D",118,"0 à 200 m"]
[36254,"91","ESSONE",0,"GRIGNY","91 - ESSONE","D",62,"0 à 200 m"]
[36255,"91","ESSONE",0,"CHILLY-MAZARIN","91 - ESSONE","D",78,"0 à 200 m"]
[36256,"91","ESSONE",0,"MONTGERON","91 - ESSONE","D",70,"0 à 200 m"]
[36257,"91","ESSONE",0,"SAINT-MAURICE-MONTCOURONNE","91 - ESSONE","D",88,"0 à 200 m"]
[36258,"91","ESSONE",0,"SAINT-JEAN-DE-BEAUREGARD","91 - ESSONE","D",146,"0 à 200 m"]
[36259,"91","ESSONE",0,"GIF-SUR-YVETTE","91 - ESSONE","D",123,"0 à 200 m"]
[36260,"91","ESSONE",0,"COURSON-MONTELOUP","91 - ESSONE","D",94,"0 à 200 m"]
[36261,"91","ESSONE",0,"SAINT-SULPICE-DE-FAVIERES","91 - ESSONE","D",123,"0 à 200 m"]
[36262,"91","ESSONE",0,"ROINVILLE","91 - ESSONE","D",139,"0 à 200 m"]
[36263,"91","ESSONE",0,"BOUVILLE","91 - ESSONE","D",109,"0 à 200 m"]
[36264,"91","ESSONE",0,"AUVERS-SAINT-GEORGES","91 - ESSONE","D",116,"0 à 200 m"]
[36265,"91","ESSONE",0,"JANVILLE-SUR-JUINE","91 - ESSONE","D",113,"0 à 200 m"]
[36266,"91","ESSONE",0,"SOISY-SUR-ECOLE","91 - ESSONE","D",85,"0 à 200 m"]
[36267,"91","ESSONE",0,"FONTENAY-LES-BRIIS","91 - ESSONE","D",110,"0 à 200 m"]
[36268,"91","ESSONE",0,"CHALOU-MOULINEUX","91 - ESSONE","D",139,"0 à 200 m"]
[36269,"91","ESSONE",0,"SAINT-GERMAIN-LES-CORBEIL","91 - ESSONE","D",78,"0 à 200 m"]
[36270,"91","ESSONE",0,"LA FORET-LE-ROI","91 - ESSONE","D",146,"0 à 200 m"]
[36271,"91","ESSONE",0,"EPINAY-SOUS-SENART","91 - ESSONE","D",68,"0 à 200 m"]
[36272,"91","ESSONE",0,"BAULNE","91 - ESSONE","D",81,"0 à 200 m"]
[36273,"91","ESSONE",0,"SAINT-MICHEL-SUR-ORGE","91 - ESSONE","D",66,"0 à 200 m"]
[36274,"91","ESSONE",0,"PUSSAY","91 - ESSONE","D",143,"0 à 200 m"]
[36275,"91","ESSONE",0,"SAINT-YON","91 - ESSONE","D",95,"0 à 200 m"]
[36276,"91","ESSONE",0,"YERRES","91 - ESSONE","D",76,"0 à 200 m"]
[36277,"91","ESSONE",0,"COURANCES","91 - ESSONE","D",81,"0 à 200 m"]
[36278,"91","ESSONE",0,"SAINT-CYR-LA-RIVIERE","91 - ESSONE","D",123,"0 à 200 m"]
[36279,"91","ESSONE",0,"CHALO-SAINT-MARS","91 - ESSONE","D",135,"0 à 200 m"]
[36280,"91","ESSONE",0,"LE COUDRAY-MONTCEAUX","91 - ESSONE","D",76,"0 à 200 m"]
[36281,"91","ESSONE",0,"MILLY-LA-FORET","91 - ESSONE","D",96,"0 à 200 m"]
[36282,"91","ESSONE",0,"BOISSY-LE-SEC","91 - ESSONE","D",141,"0 à 200 m"]
[36283,"91","ESSONE",0,"LEUVILLE-SUR-ORGE","91 - ESSONE","D",58,"0 à 200 m"]
[36284,"91","ESSONE",0,"SACLAS","91 - ESSONE","D",127,"0 à 200 m"]
[36285,"91","ESSONE",0,"VERT-LE-PETIT","91 - ESSONE","D",64,"0 à 200 m"]
[36286,"91","ESSONE",0,"BOIGNEVILLE","91 - ESSONE","D",109,"0 à 200 m"]
[36287,"91","ESSONE",0,"VILLEJUST","91 - ESSONE","D",154,"0 à 200 m"]
[36288,"91","ESSONE",0,"VAUHALLAN","91 - ESSONE","D",131,"0 à 200 m"]
[36289,"91","ESSONE",0,"VIRY-CHATILLON","91 - ESSONE","D",54,"0 à 200 m"]
[36290,"91","ESSONE",0,"PECQUEUSE","91 - ESSONE","D",169,"0 à 200 m"]
[36291,"91","ESSONE",0,"CROSNE",{"$f":"B36291&\" - \"&C36291","v":"91 - ESSONE"},"D",63,{"$f":"IF(AND(H36291>=0,H36291<=200),$M$19,\nIF(AND(H36291>=201,H36291<=400),$M$20,\nIF(AND(H36291>=401,H36291<=600),$M$21,\nIF(AND(H36291>=601,H36291<=800),$M$22,\nIF(AND(H36291>=801,H36291<=1000),$M$23,\nIF(AND(H36291>=1001,H36291<=1200),$M$24,\nIF(AND(H36291>=1201,H36291<=1400),$M$25,\nIF(AND(H36291>=1401,H36291<=1600),$M$26,\nIF(AND(H36291>=1601,H36291<=1800),$M$27,\nIF(AND(H36291>=1801,H36291<=2000),$M$28,\nIF(AND(H36291>=2001,H36291<=2200),$M$29,\nIF(AND(H36291>=2201,H36291<=2400),$M$30,\nIF(AND(H36291>=2401,H36291<=2600),$M$31,\"erreur\")))))))))))))","v":"0 à 200 m"}]
[36292,"91","ESSONE",0,"ABBEVILLE-LA-RIVIERE","91 - ESSONE","D",130,"0 à 200 m"]
[36293,"91","ESSONE",0,"BRIIS-SOUS-FORGES","91 - ESSONE","D",134,"0 à 200 m"]
[36294,"91","ESSONE",0,"SAINT-AUBIN","91 - ESSONE","D",154,"0 à 200 m"]
[36295,"91","ESSONE",0,"MONDEVILLE","91 - ESSONE","D",138,"0 à 200 m"]
[36296,"91","ESSONE",0,"D'HUISON-LONGUEVILLE","91 - ESSONE","D",84,"0 à 200 m"]
[36297,"91","ESSONE",0,"AUTHON-LA-PLAINE","91 - ESSONE","D",152,"0 à 200 m"]
[36298,"91","ESSONE",0,"SAINT-VRAIN","91 - ESSONE","D",68,"0 à 200 m"]
[36299,"91","ESSONE",0,"MESPUITS","91 - ESSONE","D",130,"0 à 200 m"]
[36300,"91","ESSONE",0,"VILLABE","91 - ESSONE","D",67,"0 à 200 m"]
[36301,"91","ESSONE",0,"MAROLLES-EN-HUREPOIX","91 - ESSONE","D",86,"0 à 200 m"]
[36302,"91","ESSONE",0,"LA VILLE-DU-BOIS","91 - ESSONE","D",116,"0 à 200 m"]
[36303,"91","ESSONE",0,"AVRAINVILLE","91 - ESSONE","D",96,"0 à 200 m"]
[36304,"91","ESSONE",{"$f":"IF($L$2=F36304,1+D36303,0)","v":0},"FONTAINE-LA-RIVIERE","91 - ESSONE","D",129,"0 à 200 m"]
[36305,"91","ESSONE",0,"ARPAJON","91 - ESSONE","D",68,"0 à 200 m"]
[36306,"92","HAUTS-DE-SEINE",{"$f":"IF($L$2=F36306,1,0)","v":0},"CHATILLON","92 - HAUTS-DE-SEINE","D",101,"0 à 200 m"]
[36307,"92","HAUTS-DE-SEINE",{"$f":"IF($L$2=F36307,1+D36306,0)","v":0},"ASNIERES-SUR-SEINE","92 - HAUTS-DE-SEINE","D",31,"0 à 200 m"]
[36308,"92","HAUTS-DE-SEINE",{"$f":"IF($L$2=F36308,1+D36307,0)","v":0},"COLOMBES","92 - HAUTS-DE-SEINE","D",33,"0 à 200 m"]
[36309,"92","HAUTS-DE-SEINE",0,"CLICHY","92 - HAUTS-DE-SEINE","D",30,"0 à 200 m"]
[36310,"92","HAUTS-DE-SEINE",0,"PUTEAUX","92 - HAUTS-DE-SEINE","D",45,"0 à 200 m"]
[36311,"92","HAUTS-DE-SEINE",0,"SAINT-CLOUD","92 - HAUTS-DE-SEINE","D",93,"0 à 200 m"]
[36312,"92","HAUTS-DE-SEINE",0,"ANTONY","92 - HAUTS-DE-SEINE","D",66,"0 à 200 m"]
[36313,"92","HAUTS-DE-SEINE",0,"ISSY-LES-MOULINEAUX","92 - HAUTS-DE-SEINE","D",46,"0 à 200 m"]
[36314,"92","HAUTS-DE-SEINE",0,"VANVES","92 - HAUTS-DE-SEINE","D",61,"0 à 200 m"]
[36315,"92","HAUTS-DE-SEINE",0,"MARNES-LA-COQUETTE","92 - HAUTS-DE-SEINE","D",152,"0 à 200 m"]
[36316,"92","HAUTS-DE-SEINE",0,"LE PLESSIS-ROBINSON","92 - HAUTS-DE-SEINE","D",150,"0 à 200 m"]
[36317,"92","HAUTS-DE-SEINE",0,"RUEIL-MALMAISON","92 - HAUTS-DE-SEINE","D",77,"0 à 200 m"]
[36318,"92","HAUTS-DE-SEINE",0,"LEVALLOIS-PERRET","92 - HAUTS-DE-SEINE","D",30,"0 à 200 m"]
[36319,"92","HAUTS-DE-SEINE",0,"GARCHES","92 - HAUTS-DE-SEINE","D",134,"0 à 200 m"]
[36320,"92","HAUTS-DE-SEINE",0,"CHATENAY-MALABRY","92 - HAUTS-DE-SEINE","D",126,"0 à 200 m"]
[36321,"92","HAUTS-DE-SEINE",0,"SCEAUX","92 - HAUTS-DE-SEINE","D",78,"0 à 200 m"]
[36322,"92","HAUTS-DE-SEINE",0,"BOURG-LA-REINE","92 - HAUTS-DE-SEINE","D",55,"0 à 200 m"]
[36323,"92","HAUTS-DE-SEINE",0,"BOULOGNE-BILLANCOURT","92 - HAUTS-DE-SEINE","D",33,"0 à 200 m"]
[36324,"92","HAUTS-DE-SEINE",0,"MALAKOFF","92 - HAUTS-DE-SEINE","D",73,"0 à 200 m"]
[36325,"92","HAUTS-DE-SEINE",0,"CLAMART","92 - HAUTS-DE-SEINE","D",138,"0 à 200 m"]
[36326,"92","HAUTS-DE-SEINE",0,"MONTROUGE","92 - HAUTS-DE-SEINE","D",75,"0 à 200 m"]
[36327,"92","HAUTS-DE-SEINE",0,"CHAVILLE","92 - HAUTS-DE-SEINE","D",116,"0 à 200 m"]
[36328,"92","HAUTS-DE-SEINE",0,"COURBEVOIE","92 - HAUTS-DE-SEINE","D",41,"0 à 200 m"]
[36329,"92","HAUTS-DE-SEINE",0,"GENNEVILLIERS","92 - HAUTS-DE-SEINE","D",28,"0 à 200 m"]
[36330,"92","HAUTS-DE-SEINE",0,"VILLE-D'AVRAY","92 - HAUTS-DE-SEINE","D",136,"0 à 200 m"]
[36331,"92","HAUTS-DE-SEINE",0,"BAGNEUX","92 - HAUTS-DE-SEINE","D",86,"0 à 200 m"]
[36332,"92","HAUTS-DE-SEINE",0,"SURESNES","92 - HAUTS-DE-SEINE","D",72,"0 à 200 m"]
[36333,"92","HAUTS-DE-SEINE",0,"VILLENEUVE-LA-GARENNE","92 - HAUTS-DE-SEINE","D",27,"0 à 200 m"]
[36334,"92","HAUTS-DE-SEINE",0,"VAUCRESSON","92 - HAUTS-DE-SEINE","D",162,"0 à 200 m"]
[36335,"92","HAUTS-DE-SEINE",0,"BOIS-COLOMBES","92 - HAUTS-DE-SEINE","D",36,"0 à 200 m"]
[36336,"92","HAUTS-DE-SEINE",0,"NEUILLY-SUR-SEINE","92 - HAUTS-DE-SEINE","D",32,"0 à 200 m"]
[36337,"92","HAUTS-DE-SEINE",0,"FONTENAY-AUX-ROSES","92 - HAUTS-DE-SEINE","D",109,"0 à 200 m"]
[36338,"92","HAUTS-DE-SEINE",0,"NANTERRE","92 - HAUTS-DE-SEINE","D",43,"0 à 200 m"]
[36339,"92","HAUTS-DE-SEINE",0,"LA GARENNE-COLOMBES","92 - HAUTS-DE-SEINE","D",41,"0 à 200 m"]
[36340,"92","HAUTS-DE-SEINE",0,"SEVRES","92 - HAUTS-DE-SEINE","D",100,"0 à 200 m"]
[36341,"92","HAUTS-DE-SEINE",0,"MEUDON","92 - HAUTS-DE-SEINE","D",136,"0 à 200 m"]
[36342,"93","SEINE-SAINT-DENIS",{"$f":"IF($L$2=F36342,1,0)","v":0},"VAUJOURS","93 - SEINE-SAINT-DENIS","D",87,"0 à 200 m"]
[36343,"93","SEINE-SAINT-DENIS",{"$f":"IF($L$2=F36343,1+D36342,0)","v":0},"VILLEMOMBLE","93 - SEINE-SAINT-DENIS","D",64,"0 à 200 m"]
[36344,"93","SEINE-SAINT-DENIS",{"$f":"IF($L$2=F36344,1+D36343,0)","v":0},"SEVRAN","93 - SEINE-SAINT-DENIS","D",56,"0 à 200 m"]
[36345,"93","SEINE-SAINT-DENIS",0,"L'ILE-SAINT-DENIS","93 - SEINE-SAINT-DENIS","D",27,"0 à 200 m"]
[36346,"93","SEINE-SAINT-DENIS",0,"BONDY","93 - SEINE-SAINT-DENIS","D",54,"0 à 200 m"]
[36347,"93","SEINE-SAINT-DENIS",0,"VILLETANEUSE","93 - SEINE-SAINT-DENIS","D",43,"0 à 200 m"]
[36348,"93","SEINE-SAINT-DENIS",0,"LA COURNEUVE","93 - SEINE-SAINT-DENIS","D",37,"0 à 200 m"]
[36349,"93","SEINE-SAINT-DENIS",0,"MONTFERMEIL","93 - SEINE-SAINT-DENIS","D",102,"0 à 200 m"]
[36350,"93","SEINE-SAINT-DENIS",0,"EPINAY-SUR-SEINE","93 - SEINE-SAINT-DENIS","D",38,"0 à 200 m"]
[36351,"93","SEINE-SAINT-DENIS",0,"TREMBLAY-EN-FRANCE","93 - SEINE-SAINT-DENIS","D",81,"0 à 200 m"]
[36352,"93","SEINE-SAINT-DENIS",0,"BOBIGNY","93 - SEINE-SAINT-DENIS","D",48,"0 à 200 m"]
[36353,"93","SEINE-SAINT-DENIS",0,"COUBRON","93 - SEINE-SAINT-DENIS","D",95,"0 à 200 m"]
[36354,"93","SEINE-SAINT-DENIS",0,"LIVRY-GARGAN","93 - SEINE-SAINT-DENIS","D",69,"0 à 200 m"]
[36355,"93","SEINE-SAINT-DENIS",0,"LE PRE-SAINT-GERVAIS",{"$f":"B36355&\" - \"&C36355","v":"93 - SEINE-SAINT-DENIS"},"D",72,{"$f":"IF(AND(H36355>=0,H36355<=200),$M$19,\nIF(AND(H36355>=201,H36355<=400),$M$20,\nIF(AND(H36355>=401,H36355<=600),$M$21,\nIF(AND(H36355>=601,H36355<=800),$M$22,\nIF(AND(H36355>=801,H36355<=1000),$M$23,\nIF(AND(H36355>=1001,H36355<=1200),$M$24,\nIF(AND(H36355>=1201,H36355<=1400),$M$25,\nIF(AND(H36355>=1401,H36355<=1600),$M$26,\nIF(AND(H36355>=1601,H36355<=1800),$M$27,\nIF(AND(H36355>=1801,H36355<=2000),$M$28,\nIF(AND(H36355>=2001,H36355<=2200),$M$29,\nIF(AND(H36355>=2201,H36355<=2400),$M$30,\nIF(AND(H36355>=2401,H36355<=2600),$M$31,\"erreur\")))))))))))))","v":"0 à 200 m"}]
[36356,"93","SEINE-SAINT-DENIS",0,"PIERREFITTE-SUR-SEINE","93 - SEINE-SAINT-DENIS","D",50,"0 à 200 m"]
[36357,"93","SEINE-SAINT-DENIS",0,"GOURNAY-SUR-MARNE","93 - SEINE-SAINT-DENIS","D",40,"0 à 200 m"]
[36358,"93","SEINE-SAINT-DENIS",0,"NOISY-LE-GRAND","93 - SEINE-SAINT-DENIS","D",87,"0 à 200 m"]
[36359,"93","SEINE-SAINT-DENIS",0,"LE BOURGET","93 - SEINE-SAINT-DENIS","D",43,"0 à 200 m"]
[36360,"93","SEINE-SAINT-DENIS",0,"MONTREUIL","93 - SEINE-SAINT-DENIS","D",91,"0 à 200 m"]
[36361,"93","SEINE-SAINT-DENIS",0,"LES LILAS","93 - SEINE-SAINT-DENIS","D",117,"0 à 200 m"]
[36362,"93","SEINE-SAINT-DENIS",0,"DRANCY","93 - SEINE-SAINT-DENIS","D",46,"0 à 200 m"]
[36363,"93","SEINE-SAINT-DENIS",0,"BAGNOLET","93 - SEINE-SAINT-DENIS","D",97,"0 à 200 m"]
[36364,"93","SEINE-SAINT-DENIS",0,"PANTIN","93 - SEINE-SAINT-DENIS","D",53,"0 à 200 m"]
[36365,"93","SEINE-SAINT-DENIS",0,"LE RAINCY","93 - SEINE-SAINT-DENIS","D",84,"0 à 200 m"]
[36366,"93","SEINE-SAINT-DENIS",0,"SAINT-OUEN","93 - SEINE-SAINT-DENIS","D",35,"0 à 200 m"]
[36367,"93","SEINE-SAINT-DENIS",0,"AUBERVILLIERS","93 - SEINE-SAINT-DENIS","D",40,"0 à 200 m"]
[36368,"93","SEINE-SAINT-DENIS",0,"SAINT-DENIS","93 - SEINE-SAINT-DENIS","D",34,"0 à 200 m"]
[36369,"93","SEINE-SAINT-DENIS",0,"LES PAVILLONS-SOUS-BOIS","93 - SEINE-SAINT-DENIS","D",56,"0 à 200 m"]
[36370,"93","SEINE-SAINT-DENIS",0,"DUGNY","93 - SEINE-SAINT-DENIS","D",42,"0 à 200 m"]
[36371,"93","SEINE-SAINT-DENIS",0,"ROSNY-SOUS-BOIS","93 - SEINE-SAINT-DENIS","D",78,"0 à 200 m"]
[36372,"93","SEINE-SAINT-DENIS",0,"ROMAINVILLE","93 - SEINE-SAINT-DENIS","D",101,"0 à 200 m"]
[36373,"93","SEINE-SAINT-DENIS",0,"NEUILLY-PLAISANCE","93 - SEINE-SAINT-DENIS","D",65,"0 à 200 m"]
[36374,"93","SEINE-SAINT-DENIS",0,"STAINS","93 - SEINE-SAINT-DENIS","D",43,"0 à 200 m"]
[36375,"93","SEINE-SAINT-DENIS",0,"CLICHY-SOUS-BOIS","93 - SEINE-SAINT-DENIS","D",103,"0 à 200 m"]
[36376,"93","SEINE-SAINT-DENIS",0,"LE BLANC-MESNIL","93 - SEINE-SAINT-DENIS","D",46,"0 à 200 m"]
[36377,"93","SEINE-SAINT-DENIS",0,"GAGNY","93 - SEINE-SAINT-DENIS","D",70,"0 à 200 m"]
[36378,"93","SEINE-SAINT-DENIS",0,"NEUILLY-SUR-MARNE","93 - SEINE-SAINT-DENIS","D",43,"0 à 200 m"]
[36379,"93","SEINE-SAINT-DENIS",0,"AULNAY-SOUS-BOIS","93 - SEINE-SAINT-DENIS","D",54,"0 à 200 m"]
[36380,"93","SEINE-SAINT-DENIS",0,"NOISY-LE-SEC","93 - SEINE-SAINT-DENIS","D",69,"0 à 200 m"]
[36381,"93","SEINE-SAINT-DENIS",0,"VILLEPINTE","93 - SEINE-SAINT-DENIS","D",65,"0 à 200 m"]
[36382,"94","VAL-DE-MARNE",{"$f":"IF($L$2=F36382,1,0)","v":0},"ORLY","94 - VAL-DE-MARNE","D",66,"0 à 200 m"]
[36383,"94","VAL-DE-MARNE",{"$f":"IF($L$2=F36383,1+D36382,0)","v":0},"MAISONS-ALFORT","94 - VAL-DE-MARNE","D",37,"0 à 200 m"]
[36384,"94","VAL-DE-MARNE",{"$f":"IF($L$2=F36384,1+D36383,0)","v":0},"LE PERREUX-SUR-MARNE","94 - VAL-DE-MARNE","D",46,"0 à 200 m"]
[36385,"94","VAL-DE-MARNE",0,"RUNGIS","94 - VAL-DE-MARNE","D",82,"0 à 200 m"]
[36386,"94","VAL-DE-MARNE",0,"BRY-SUR-MARNE","94 - VAL-DE-MARNE","D",58,"0 à 200 m"]
[36387,"94","VAL-DE-MARNE",0,"CACHAN","94 - VAL-DE-MARNE","D",62,"0 à 200 m"]
[36388,"94","VAL-DE-MARNE",0,"BOISSY-SAINT-LEGER","94 - VAL-DE-MARNE","D",84,"0 à 200 m"]
[36389,"94","VAL-DE-MARNE",0,"NOGENT-SUR-MARNE","94 - VAL-DE-MARNE","D",63,"0 à 200 m"]
[36390,"94","VAL-DE-MARNE",0,"BONNEUIL-SUR-MARNE","94 - VAL-DE-MARNE","D",39,"0 à 200 m"]
[36391,"94","VAL-DE-MARNE",0,"MAROLLES-EN-BRIE","94 - VAL-DE-MARNE","D",89,"0 à 200 m"]
[36392,"94","VAL-DE-MARNE",0,"LE KREMLIN-BICETRE","94 - VAL-DE-MARNE","D",81,"0 à 200 m"]
[36393,"94","VAL-DE-MARNE",0,"PERIGNY","94 - VAL-DE-MARNE","D",90,"0 à 200 m"]
[36394,"94","VAL-DE-MARNE",0,"VILLENEUVE-SAINT-GEORGES","94 - VAL-DE-MARNE","D",47,"0 à 200 m"]
[36395,"94","VAL-DE-MARNE",0,"SAINT-MANDE","94 - VAL-DE-MARNE","D",50,"0 à 200 m"]
[36396,"94","VAL-DE-MARNE",0,"FRESNES","94 - VAL-DE-MARNE","D",69,"0 à 200 m"]
[36397,"94","VAL-DE-MARNE",0,"SAINT-MAUR-DES-FOSSES","94 - VAL-DE-MARNE","D",39,"0 à 200 m"]
[36398,"94","VAL-DE-MARNE",0,"LE PLESSIS-TREVISE","94 - VAL-DE-MARNE","D",105,"0 à 200 m"]
[36399,"94","VAL-DE-MARNE",0,"CRETEIL","94 - VAL-DE-MARNE","D",39,"0 à 200 m"]
[36400,"94","VAL-DE-MARNE",0,"CHARENTON-LE-PONT","94 - VAL-DE-MARNE","D",43,"0 à 200 m"]
[36401,"94","VAL-DE-MARNE",0,"ARCUEIL","94 - VAL-DE-MARNE","D",70,"0 à 200 m"]
[36402,"94","VAL-DE-MARNE",0,"LA QUEUE-EN-BRIE","94 - VAL-DE-MARNE","D",100,"0 à 200 m"]
[36403,"94","VAL-DE-MARNE",0,"ABLON-SUR-SEINE","94 - VAL-DE-MARNE","D",39,"0 à 200 m"]
[36404,"94","VAL-DE-MARNE",0,"SUCY-EN-BRIE","94 - VAL-DE-MARNE","D",78,"0 à 200 m"]
[36405,"94","VAL-DE-MARNE",0,"VITRY-SUR-SEINE","94 - VAL-DE-MARNE","D",56,"0 à 200 m"]
[36406,"94","VAL-DE-MARNE",0,"VILLIERS-SUR-MARNE","94 - VAL-DE-MARNE","D",89,"0 à 200 m"]
[36407,"94","VAL-DE-MARNE",0,"CHENNEVIERES-SUR-MARNE","94 - VAL-DE-MARNE","D",92,"0 à 200 m"]
[36408,"94","VAL-DE-MARNE",0,"CHEVILLY-LARUE","94 - VAL-DE-MARNE","D",88,"0 à 200 m"]
[36409,"94","VAL-DE-MARNE",0,"NOISEAU","94 - VAL-DE-MARNE","D",96,"0 à 200 m"]
[36410,"94","VAL-DE-MARNE",0,"GENTILLY","94 - VAL-DE-MARNE","D",60,"0 à 200 m"]
[36411,"94","VAL-DE-MARNE",0,"JOINVILLE-LE-PONT","94 - VAL-DE-MARNE","D",40,"0 à 200 m"]
[36412,"94","VAL-DE-MARNE",0,"VALENTON","94 - VAL-DE-MARNE","D",48,"0 à 200 m"]
[36413,"94","VAL-DE-MARNE",0,"IVRY-SUR-SEINE","94 - VAL-DE-MARNE","D",44,"0 à 200 m"]
[36414,"94","VAL-DE-MARNE",0,"MANDRES-LES-ROSES","94 - VAL-DE-MARNE","D",90,"0 à 200 m"]
[36415,"94","VAL-DE-MARNE",0,"VINCENNES","94 - VAL-DE-MARNE","D",55,"0 à 200 m"]
[36416,"94","VAL-DE-MARNE",0,"LIMEIL-BREVANNES","94 - VAL-DE-MARNE","D",67,"0 à 200 m"]
[36417,"94","VAL-DE-MARNE",0,"VILLEJUIF","94 - VAL-DE-MARNE","D",101,"0 à 200 m"]
[36418,"94","VAL-DE-MARNE",0,"CHOISY-LE-ROI","94 - VAL-DE-MARNE","D",36,"0 à 200 m"]
[36419,"94","VAL-DE-MARNE",0,"SANTENY",{"$f":"B36419&\" - \"&C36419","v":"94 - VAL-DE-MARNE"},"D",93,{"$f":"IF(AND(H36419>=0,H36419<=200),$M$19,\nIF(AND(H36419>=201,H36419<=400),$M$20,\nIF(AND(H36419>=401,H36419<=600),$M$21,\nIF(AND(H36419>=601,H36419<=800),$M$22,\nIF(AND(H36419>=801,H36419<=1000),$M$23,\nIF(AND(H36419>=1001,H36419<=1200),$M$24,\nIF(AND(H36419>=1201,H36419<=1400),$M$25,\nIF(AND(H36419>=1401,H36419<=1600),$M$26,\nIF(AND(H36419>=1601,H36419<=1800),$M$27,\nIF(AND(H36419>=1801,H36419<=2000),$M$28,\nIF(AND(H36419>=2001,H36419<=2200),$M$29,\nIF(AND(H36419>=2201,H36419<=2400),$M$30,\nIF(AND(H36419>=2401,H36419<=2600),$M$31,\"erreur\")))))))))))))","v":"0 à 200 m"}]
[36420,"94","VAL-DE-MARNE",0,"THIAIS","94 - VAL-DE-MARNE","D",76,"0 à 200 m"]
[36421,"94","VAL-DE-MARNE",0,"CHAMPIGNY-SUR-MARNE","94 - VAL-DE-MARNE","D",67,"0 à 200 m"]
[36422,"94","VAL-DE-MARNE",0,"VILLECRESNES","94 - VAL-DE-MARNE","D",82,"0 à 200 m"]
[36423,"94","VAL-DE-MARNE",0,"L'HAY-LES-ROSES","94 - VAL-DE-MARNE","D",80,"0 à 200 m"]
[36424,"94","VAL-DE-MARNE",0,"SAINT-MAURICE","94 - VAL-DE-MARNE","D",46,"0 à 200 m"]
[36425,"94","VAL-DE-MARNE",0,"FONTENAY-SOUS-BOIS","94 - VAL-DE-MARNE","D",77,"0 à 200 m"]
[36426,"94","VAL-DE-MARNE",0,"ALFORTVILLE","94 - VAL-DE-MARNE","D",32,"0 à 200 m"]
[36427,"94","VAL-DE-MARNE",0,"ORMESSON-SUR-MARNE","94 - VAL-DE-MARNE","D",91,"0 à 200 m"]
[36428,"94","VAL-DE-MARNE",0,"VILLENEUVE-LE-ROI","94 - VAL-DE-MARNE","D",60,"0 à 200 m"]
[36429,"95","VAL-D'OISE",{"$f":"IF($L$2=F36429,1,0)","v":0},"VIGNY","95 - VAL-D'OISE","D",103,"0 à 200 m"]
[36430,"95","VAL-D'OISE",{"$f":"IF($L$2=F36430,1+D36429,0)","v":0},"COURCELLES-SUR-VIOSNE","95 - VAL-D'OISE","D",85,"0 à 200 m"]
[36431,"95","VAL-D'OISE",{"$f":"IF($L$2=F36431,1+D36430,0)","v":0},"SAINT-CYR-EN-ARTHIES","95 - VAL-D'OISE","D",136,"0 à 200 m"]
[36432,"95","VAL-D'OISE",0,"BELLOY-EN-FRANCE","95 - VAL-D'OISE","D",132,"0 à 200 m"]
[36433,"95","VAL-D'OISE",0,"GRISY-LES-PLATRES","95 - VAL-D'OISE","D",116,"0 à 200 m"]
[36434,"95","VAL-D'OISE",0,"BEAUMONT-SUR-OISE","95 - VAL-D'OISE","D",68,"0 à 200 m"]
[36435,"95","VAL-D'OISE",0,"NOISY-SUR-OISE","95 - VAL-D'OISE","D",114,"0 à 200 m"]
[36436,"95","VAL-D'OISE",0,"VILLAINES-SOUS-BOIS","95 - VAL-D'OISE","D",120,"0 à 200 m"]
[36437,"95","VAL-D'OISE",0,"NOINTEL","95 - VAL-D'OISE","D",89,"0 à 200 m"]
[36438,"95","VAL-D'OISE",0,"ATTAINVILLE","95 - VAL-D'OISE","D",109,"0 à 200 m"]
[36439,"95","VAL-D'OISE",0,"CHARMONT","95 - VAL-D'OISE","D",120,"0 à 200 m"]
[36440,"95","VAL-D'OISE",0,"ERMONT","95 - VAL-D'OISE","D",54,"0 à 200 m"]
[36441,"95","VAL-D'OISE",0,"DEUIL-LA-BARRE","95 - VAL-D'OISE","D",49,"0 à 200 m"]
[36442,"95","VAL-D'OISE",0,"VAUDHERLAND","95 - VAL-D'OISE","D",71,"0 à 200 m"]
[36443,"95","VAL-D'OISE",0,"VILLIERS-LE-SEC","95 - VAL-D'OISE","D",127,"0 à 200 m"]
[36444,"95","VAL-D'OISE",0,"THEMERICOURT","95 - VAL-D'OISE","D",109,"0 à 200 m"]
[36445,"95","VAL-D'OISE",0,"SANTEUIL","95 - VAL-D'OISE","D",87,"0 à 200 m"]
[36446,"95","VAL-D'OISE",0,"LE MESNIL-AUBRY","95 - VAL-D'OISE","D",113,"0 à 200 m"]
[36447,"95","VAL-D'OISE",0,"HEDOUVILLE","95 - VAL-D'OISE","D",117,"0 à 200 m"]
[36448,"95","VAL-D'OISE",0,"AMBLEVILLE","95 - VAL-D'OISE","D",101,"0 à 200 m"]
[36449,"95","VAL-D'OISE",0,"ABLEIGES","95 - VAL-D'OISE","D",90,"0 à 200 m"]
[36450,"95","VAL-D'OISE",0,"SAINT-WITZ","95 - VAL-D'OISE","D",139,"0 à 200 m"]
[36451,"95","VAL-D'OISE",0,"MONTIGNY-LES-CORMEILLES","95 - VAL-D'OISE","D",83,"0 à 200 m"]
[36452,"95","VAL-D'OISE",0,"LONGUESSE","95 - VAL-D'OISE","D",90,"0 à 200 m"]
[36453,"95","VAL-D'OISE",0,"CHAUVRY","95 - VAL-D'OISE","D",141,"0 à 200 m"]
[36454,"95","VAL-D'OISE",0,"SARCELLES","95 - VAL-D'OISE","D",65,"0 à 200 m"]
[36455,"95","VAL-D'OISE",0,"VALLANGOUJARD","95 - VAL-D'OISE","D",91,"0 à 200 m"]
[36456,"95","VAL-D'OISE",0,"BANTHELU","95 - VAL-D'OISE","D",139,"0 à 200 m"]
[36457,"95","VAL-D'OISE",0,"ARGENTEUIL","95 - VAL-D'OISE","D",55,"0 à 200 m"]
[36458,"95","VAL-D'OISE",0,"THEUVILLE","95 - VAL-D'OISE","D",104,"0 à 200 m"]
[36459,"95","VAL-D'OISE",0,"VILLERON","95 - VAL-D'OISE","D",115,"0 à 200 m"]
[36460,"95","VAL-D'OISE",0,"BOUQUEVAL","95 - VAL-D'OISE","D",89,"0 à 200 m"]
[36461,"95","VAL-D'OISE",0,"GOUSSAINVILLE","95 - VAL-D'OISE","D",88,"0 à 200 m"]
[36462,"95","VAL-D'OISE",0,"BUTRY-SUR-OISE","95 - VAL-D'OISE","D",54,"0 à 200 m"]
[36463,"95","VAL-D'OISE",0,"LABBEVILLE","95 - VAL-D'OISE","D",86,"0 à 200 m"]
[36464,"95","VAL-D'OISE",0,"PUISEUX-PONTOISE","95 - VAL-D'OISE","D",95,"0 à 200 m"]
[36465,"95","VAL-D'OISE",0,"ANDILLY","95 - VAL-D'OISE","D",140,"0 à 200 m"]
[36466,"95","VAL-D'OISE",0,"CORMEILLES-EN-VEXIN","95 - VAL-D'OISE","D",112,"0 à 200 m"]
[36467,"95","VAL-D'OISE",0,"BEAUCHAMP","95 - VAL-D'OISE","D",61,"0 à 200 m"]
[36468,"95","VAL-D'OISE",0,"MERY-SUR-OISE","95 - VAL-D'OISE","D",59,"0 à 200 m"]
[36469,"95","VAL-D'OISE",0,"MONTMAGNY","95 - VAL-D'OISE","D",56,"0 à 200 m"]
[36470,"95","VAL-D'OISE",0,"BERNES-SUR-OISE","95 - VAL-D'OISE","D",40,"0 à 200 m"]
[36471,"95","VAL-D'OISE",0,"EPINAY-CHAMPLATREUX","95 - VAL-D'OISE","D",137,"0 à 200 m"]
[36472,"95","VAL-D'OISE",0,"BRIGNANCOURT","95 - VAL-D'OISE","D",84,"0 à 200 m"]
[36473,"95","VAL-D'OISE",0,"AINCOURT","95 - VAL-D'OISE","D",155,"0 à 200 m"]
[36474,"95","VAL-D'OISE",0,"LA CHAPELLE-EN-VEXIN","95 - VAL-D'OISE","D",129,"0 à 200 m"]
[36475,"95","VAL-D'OISE",0,"CONDECOURT","95 - VAL-D'OISE","D",86,"0 à 200 m"]
[36476,"95","VAL-D'OISE",0,"LUZARCHES","95 - VAL-D'OISE","D",87,"0 à 200 m"]
[36477,"95","VAL-D'OISE",0,"L'ISLE-ADAM","95 - VAL-D'OISE","D",54,"0 à 200 m"]
[36478,"95","VAL-D'OISE",0,"SAINT-PRIX","95 - VAL-D'OISE","D",125,"0 à 200 m"]
[36479,"95","VAL-D'OISE",0,"VIARMES","95 - VAL-D'OISE","D",83,"0 à 200 m"]
[36480,"95","VAL-D'OISE",0,"HAUTE-ISLE","95 - VAL-D'OISE","D",75,"0 à 200 m"]
[36481,"95","VAL-D'OISE",0,"SAINT-CLAIR-SUR-EPTE","95 - VAL-D'OISE","D",85,"0 à 200 m"]
[36482,"95","VAL-D'OISE",0,"SANNOIS","95 - VAL-D'OISE","D",75,"0 à 200 m"]
[36483,"95","VAL-D'OISE",0,"HEROUVILLE",{"$f":"B36483&\" - \"&C36483","v":"95 - VAL-D'OISE"},"D",105,{"$f":"IF(AND(H36483>=0,H36483<=200),$M$19,\nIF(AND(H36483>=201,H36483<=400),$M$20,\nIF(AND(H36483>=401,H36483<=600),$M$21,\nIF(AND(H36483>=601,H36483<=800),$M$22,\nIF(AND(H36483>=801,H36483<=1000),$M$23,\nIF(AND(H36483>=1001,H36483<=1200),$M$24,\nIF(AND(H36483>=1201,H36483<=1400),$M$25,\nIF(AND(H36483>=1401,H36483<=1600),$M$26,\nIF(AND(H36483>=1601,H36483<=1800),$M$27,\nIF(AND(H36483>=1801,H36483<=2000),$M$28,\nIF(AND(H36483>=2001,H36483<=2200),$M$29,\nIF(AND(H36483>=2201,H36483<=2400),$M$30,\nIF(AND(H36483>=2401,H36483<=2600),$M$31,\"erreur\")))))))))))))","v":"0 à 200 m"}]
[36484,"95","VAL-D'OISE",0,"MENUCOURT","95 - VAL-D'OISE","D",126,"0 à 200 m"]
[36485,"95","VAL-D'OISE",0,"LA ROCHE-GUYON","95 - VAL-D'OISE","D",77,"0 à 200 m"]
[36486,"95","VAL-D'OISE",0,"ASNIERES-SUR-OISE","95 - VAL-D'OISE","D",52,"0 à 200 m"]
[36487,"95","VAL-D'OISE",0,"CORMEILLES-EN-PARISIS","95 - VAL-D'OISE","D",88,"0 à 200 m"]
[36488,"95","VAL-D'OISE",0,"WY-DIT-JOLI-VILLAGE","95 - VAL-D'OISE","D",135,"0 à 200 m"]
[36489,"95","VAL-D'OISE",0,"MOUSSY","95 - VAL-D'OISE","D",94,"0 à 200 m"]
[36490,"95","VAL-D'OISE",0,"CHAUMONTEL","95 - VAL-D'OISE","D",64,"0 à 200 m"]
[36491,"95","VAL-D'OISE",0,"OSNY","95 - VAL-D'OISE","D",74,"0 à 200 m"]
[36492,"95","VAL-D'OISE",0,"BOUFFEMONT","95 - VAL-D'OISE","D",140,"0 à 200 m"]
[36493,"95","VAL-D'OISE",0,"BETHEMONT-LA-FORET","95 - VAL-D'OISE","D",138,"0 à 200 m"]
[36494,"95","VAL-D'OISE",0,"VAUREAL","95 - VAL-D'OISE","D",84,"0 à 200 m"]
[36495,"95","VAL-D'OISE",{"$f":"IF($L$2=F36495,1+D36494,0)","v":0},"FONTENAY-EN-PARISIS","95 - VAL-D'OISE","D",112,"0 à 200 m"]
[36496,"95","VAL-D'OISE",0,"VILLIERS-LE-BEL","95 - VAL-D'OISE","D",87,"0 à 200 m"]
[36497,"95","VAL-D'OISE",0,"CHAMPAGNE-SUR-OISE","95 - VAL-D'OISE","D",75,"0 à 200 m"]
[36498,"95","VAL-D'OISE",0,"SAGY","95 - VAL-D'OISE","D",96,"0 à 200 m"]
[36499,"95","VAL-D'OISE",0,"SOISY-SOUS-MONTMORENCY","95 - VAL-D'OISE","D",59,"0 à 200 m"]
[36500,"95","VAL-D'OISE",0,"AUVERS-SUR-OISE","95 - VAL-D'OISE","D",71,"0 à 200 m"]
[36501,"95","VAL-D'OISE",0,"PARMAIN","95 - VAL-D'OISE","D",75,"0 à 200 m"]
[36502,"95","VAL-D'OISE",0,"GROSLAY","95 - VAL-D'OISE","D",71,"0 à 200 m"]
[36503,"95","VAL-D'OISE",0,"MARINES","95 - VAL-D'OISE","D",133,"0 à 200 m"]
[36504,"95","VAL-D'OISE",0,"DOMONT","95 - VAL-D'OISE","D",125,"0 à 200 m"]
[36505,"95","VAL-D'OISE",0,"ARNOUVILLE","95 - VAL-D'OISE","D",61,"0 à 200 m"]
[36506,"95","VAL-D'OISE",0,"VALMONDOIS","95 - VAL-D'OISE","D",80,"0 à 200 m"]
[36507,"95","VAL-D'OISE",0,"VIENNE-EN-ARTHIES","95 - VAL-D'OISE","D",107,"0 à 200 m"]
[36508,"95","VAL-D'OISE",0,"LIVILLIERS","95 - VAL-D'OISE","D",95,"0 à 200 m"]
[36509,"95","VAL-D'OISE",0,"ARRONVILLE","95 - VAL-D'OISE","D",101,"0 à 200 m"]
[36510,"95","VAL-D'OISE",0,"SAINT-MARTIN-DU-TERTRE","95 - VAL-D'OISE","D",140,"0 à 200 m"]
[36511,"95","VAL-D'OISE",0,"NUCOURT","95 - VAL-D'OISE","D",118,"0 à 200 m"]
[36512,"95","VAL-D'OISE",0,"FOSSES","95 - VAL-D'OISE","D",110,"0 à 200 m"]
[36513,"95","VAL-D'OISE",0,"MERIEL","95 - VAL-D'OISE","D",57,"0 à 200 m"]
[36514,"95","VAL-D'OISE",0,"ENNERY","95 - VAL-D'OISE","D",85,"0 à 200 m"]
[36515,"95","VAL-D'OISE",0,"VILLERS-EN-ARTHIES","95 - VAL-D'OISE","D",161,"0 à 200 m"]
[36516,"95","VAL-D'OISE",0,"LE PERCHAY","95 - VAL-D'OISE","D",95,"0 à 200 m"]
[36517,"95","VAL-D'OISE",0,"GENAINVILLE","95 - VAL-D'OISE","D",126,"0 à 200 m"]
[36518,"95","VAL-D'OISE",0,"VETHEUIL","95 - VAL-D'OISE","D",92,"0 à 200 m"]
[36519,"95","VAL-D'OISE",0,"MAUDETOUR-EN-VEXIN","95 - VAL-D'OISE","D",151,"0 à 200 m"]
[36520,"95","VAL-D'OISE",0,"TAVERNY","95 - VAL-D'OISE","D",102,"0 à 200 m"]
[36521,"95","VAL-D'OISE",0,"BONNEUIL-EN-FRANCE","95 - VAL-D'OISE","D",46,"0 à 200 m"]
[36522,"95","VAL-D'OISE",0,"MONTGEROULT","95 - VAL-D'OISE","D",80,"0 à 200 m"]
[36523,"95","VAL-D'OISE",0,"FREPILLON","95 - VAL-D'OISE","D",100,"0 à 200 m"]
[36524,"95","VAL-D'OISE",0,"AVERNES","95 - VAL-D'OISE","D",120,"0 à 200 m"]
[36525,"95","VAL-D'OISE",0,"FRANCONVILLE","95 - VAL-D'OISE","D",81,"0 à 200 m"]
[36526,"95","VAL-D'OISE",0,"MOURS","95 - VAL-D'OISE","D",32,"0 à 200 m"]
[36527,"95","VAL-D'OISE",0,"GUIRY-EN-VEXIN","95 - VAL-D'OISE","D",125,"0 à 200 m"]
[36528,"95","VAL-D'OISE",0,"AMENUCOURT","95 - VAL-D'OISE","D",68,"0 à 200 m"]
[36529,"95","VAL-D'OISE",0,"BEZONS","95 - VAL-D'OISE","D",32,"0 à 200 m"]
[36530,"95","VAL-D'OISE",0,"PISCOP","95 - VAL-D'OISE","D",119,"0 à 200 m"]
[36531,"95","VAL-D'OISE",0,"SAINT-BRICE-SOUS-FORET","95 - VAL-D'OISE","D",94,"0 à 200 m"]
[36532,"95","VAL-D'OISE",0,"COMMENY","95 - VAL-D'OISE","D",109,"0 à 200 m"]
[36533,"95","VAL-D'OISE",0,"LE BELLAY-EN-VEXIN","95 - VAL-D'OISE","D",115,"0 à 200 m"]
[36534,"95","VAL-D'OISE",0,"PONTOISE","95 - VAL-D'OISE","D",51,"0 à 200 m"]
[36535,"95","VAL-D'OISE",0,"LE PLESSIS-BOUCHARD","95 - VAL-D'OISE","D",67,"0 à 200 m"]
[36536,"95","VAL-D'OISE",0,"SERAINCOURT","95 - VAL-D'OISE","D",87,"0 à 200 m"]
[36537,"95","VAL-D'OISE",0,"VEMARS","95 - VAL-D'OISE","D",120,"0 à 200 m"]
[36538,"95","VAL-D'OISE",0,"PERSAN","95 - VAL-D'OISE","D",30,"0 à 200 m"]
[36539,"95","VAL-D'OISE",0,"BELLEFONTAINE","95 - VAL-D'OISE","D",108,"0 à 200 m"]
[36540,"95","VAL-D'OISE",0,"CHENNEVIERES-LES-LOUVRES","95 - VAL-D'OISE","D",105,"0 à 200 m"]
[36541,"95","VAL-D'OISE",0,"ENGHIEN-LES-BAINS","95 - VAL-D'OISE","D",43,"0 à 200 m"]
[36542,"95","VAL-D'OISE",0,"EZANVILLE","95 - VAL-D'OISE","D",93,"0 à 200 m"]
[36543,"95","VAL-D'OISE",0,"SEUGY","95 - VAL-D'OISE","D",73,"0 à 200 m"]
[36544,"95","VAL-D'OISE",0,"BRAY-ET-LU","95 - VAL-D'OISE","D",47,"0 à 200 m"]
[36545,"95","VAL-D'OISE",0,"RONQUEROLLES","95 - VAL-D'OISE","D",121,"0 à 200 m"]
[36546,"95","VAL-D'OISE",0,"SAINT-GERVAIS","95 - VAL-D'OISE","D",125,"0 à 200 m"]
[36547,"95","VAL-D'OISE",0,"EPIAIS-RHUS",{"$f":"B36547&\" - \"&C36547","v":"95 - VAL-D'OISE"},"D",109,{"$f":"IF(AND(H36547>=0,H36547<=200),$M$19,\nIF(AND(H36547>=201,H36547<=400),$M$20,\nIF(AND(H36547>=401,H36547<=600),$M$21,\nIF(AND(H36547>=601,H36547<=800),$M$22,\nIF(AND(H36547>=801,H36547<=1000),$M$23,\nIF(AND(H36547>=1001,H36547<=1200),$M$24,\nIF(AND(H36547>=1201,H36547<=1400),$M$25,\nIF(AND(H36547>=1401,H36547<=1600),$M$26,\nIF(AND(H36547>=1601,H36547<=1800),$M$27,\nIF(AND(H36547>=1801,H36547<=2000),$M$28,\nIF(AND(H36547>=2001,H36547<=2200),$M$29,\nIF(AND(H36547>=2201,H36547<=2400),$M$30,\nIF(AND(H36547>=2401,H36547<=2600),$M$31,\"erreur\")))))))))))))","v":"0 à 200 m"}]
[36548,"95","VAL-D'OISE",0,"SAINT-GRATIEN","95 - VAL-D'OISE","D",47,"0 à 200 m"]
[36549,"95","VAL-D'OISE",0,"GOUZANGREZ","95 - VAL-D'OISE","D",110,"0 à 200 m"]
[36550,"95","VAL-D'OISE",0,"MONTREUIL-SUR-EPTE","95 - VAL-D'OISE","D",88,"0 à 200 m"]
[36551,"95","VAL-D'OISE",0,"LA FRETTE-SUR-SEINE","95 - VAL-D'OISE","D",46,"0 à 200 m"]
[36552,"95","VAL-D'OISE",0,"PUISEUX-EN-FRANCE","95 - VAL-D'OISE","D",124,"0 à 200 m"]
[36553,"95","VAL-D'OISE",0,"BOISSY-L'AILLERIE","95 - VAL-D'OISE","D",77,"0 à 200 m"]
[36554,"95","VAL-D'OISE",0,"ERAGNY","95 - VAL-D'OISE","D",47,"0 à 200 m"]
[36555,"95","VAL-D'OISE",0,"MONTLIGNON","95 - VAL-D'OISE","D",108,"0 à 200 m"]
[36556,"95","VAL-D'OISE",0,"LE PLESSIS-GASSOT","95 - VAL-D'OISE","D",103,"0 à 200 m"]
[36557,"95","VAL-D'OISE",0,"MAFFLIERS","95 - VAL-D'OISE","D",123,"0 à 200 m"]
[36558,"95","VAL-D'OISE",0,"GARGES-LES-GONESSE","95 - VAL-D'OISE","D",52,"0 à 200 m"]
[36559,"95","VAL-D'OISE",{"$f":"IF($L$2=F36559,1+D36558,0)","v":0},"LE THILLAY","95 - VAL-D'OISE","D",78,"0 à 200 m"]
[36560,"95","VAL-D'OISE",0,"BRUYERES-SUR-OISE","95 - VAL-D'OISE","D",36,"0 à 200 m"]
[36561,"95","VAL-D'OISE",0,"FREMAINVILLE","95 - VAL-D'OISE","D",128,"0 à 200 m"]
[36562,"95","VAL-D'OISE",0,"HERBLAY","95 - VAL-D'OISE","D",60,"0 à 200 m"]
[36563,"95","VAL-D'OISE",0,"NESLES-LA-VALLEE","95 - VAL-D'OISE","D",85,"0 à 200 m"]
[36564,"95","VAL-D'OISE",0,"CERGY","95 - VAL-D'OISE","D",62,"0 à 200 m"]
[36565,"95","VAL-D'OISE",0,"MOISSELLES","95 - VAL-D'OISE","D",91,"0 à 200 m"]
[36566,"95","VAL-D'OISE",0,"PIERRELAYE","95 - VAL-D'OISE","D",54,"0 à 200 m"]
[36567,"95","VAL-D'OISE",0,"COURDIMANCHE","95 - VAL-D'OISE","D",121,"0 à 200 m"]
[36568,"95","VAL-D'OISE",0,"SURVILLIERS","95 - VAL-D'OISE","D",118,"0 à 200 m"]
[36569,"95","VAL-D'OISE",0,"CHAUSSY","95 - VAL-D'OISE","D",132,"0 à 200 m"]
[36570,"95","VAL-D'OISE",0,"NEUVILLE-SUR-OISE","95 - VAL-D'OISE","D",36,"0 à 200 m"]
[36571,"95","VAL-D'OISE",0,"SAINT-LEU-LA-FORET","95 - VAL-D'OISE","D",114,"0 à 200 m"]
[36572,"95","VAL-D'OISE",0,"SAINT-OUEN-L'AUMONE","95 - VAL-D'OISE","D",42,"0 à 200 m"]
[36573,"95","VAL-D'OISE",0,"MONTMORENCY","95 - VAL-D'OISE","D",118,"0 à 200 m"]
[36574,"95","VAL-D'OISE",0,"GADANCOURT","95 - VAL-D'OISE","D",122,"0 à 200 m"]
[36575,"95","VAL-D'OISE",0,"BERVILLE","95 - VAL-D'OISE","D",106,"0 à 200 m"]
[36576,"95","VAL-D'OISE",0,"BESSANCOURT","95 - VAL-D'OISE","D",86,"0 à 200 m"]
[36577,"95","VAL-D'OISE",0,"US","95 - VAL-D'OISE","D",88,"0 à 200 m"]
[36578,"95","VAL-D'OISE",0,"MAGNY-EN-VEXIN","95 - VAL-D'OISE","D",115,"0 à 200 m"]
[36579,"95","VAL-D'OISE",0,"EPIAIS-LES-LOUVRES","95 - VAL-D'OISE","D",113,"0 à 200 m"]
[36580,"95","VAL-D'OISE",0,"MAREIL-EN-FRANCE","95 - VAL-D'OISE","D",135,"0 à 200 m"]
[36581,"95","VAL-D'OISE",0,"JAGNY-SOUS-BOIS","95 - VAL-D'OISE","D",124,"0 à 200 m"]
[36582,"95","VAL-D'OISE",0,"ECOUEN","95 - VAL-D'OISE","D",99,"0 à 200 m"]
[36583,"95","VAL-D'OISE",0,"FREMECOURT","95 - VAL-D'OISE","D",124,"0 à 200 m"]
[36584,"95","VAL-D'OISE",0,"VILLIERS-ADAM","95 - VAL-D'OISE","D",104,"0 à 200 m"]
[36585,"95","VAL-D'OISE",0,"BUHY","95 - VAL-D'OISE","D",102,"0 à 200 m"]
[36586,"95","VAL-D'OISE",0,"MARLY-LA-VILLE","95 - VAL-D'OISE","D",123,"0 à 200 m"]
[36587,"95","VAL-D'OISE",0,"PRESLES","95 - VAL-D'OISE","D",80,"0 à 200 m"]
[36588,"95","VAL-D'OISE",0,"GENICOURT","95 - VAL-D'OISE","D",91,"0 à 200 m"]
[36589,"95","VAL-D'OISE",0,"ROISSY-EN-FRANCE","95 - VAL-D'OISE","D",99,"0 à 200 m"]
[36590,"95","VAL-D'OISE",0,"BAILLET-EN-FRANCE","95 - VAL-D'OISE","D",107,"0 à 200 m"]
[36591,"95","VAL-D'OISE",0,"NEUILLY-EN-VEXIN","95 - VAL-D'OISE","D",134,"0 à 200 m"]
[36592,"95","VAL-D'OISE",0,"HARAVILLIERS","95 - VAL-D'OISE","D",147,"0 à 200 m"]
[36593,"95","VAL-D'OISE",0,"BOISEMONT","95 - VAL-D'OISE","D",145,"0 à 200 m"]
[36594,"95","VAL-D'OISE",0,"NERVILLE-LA-FORET","95 - VAL-D'OISE","D",127,"0 à 200 m"]
[36595,"95","VAL-D'OISE",0,"LOUVRES","95 - VAL-D'OISE","D",100,"0 à 200 m"]
[36596,"95","VAL-D'OISE",0,"CLERY-EN-VEXIN","95 - VAL-D'OISE","D",142,"0 à 200 m"]
[36597,"95","VAL-D'OISE",0,"CHARS","95 - VAL-D'OISE","D",101,"0 à 200 m"]
[36598,"95","VAL-D'OISE",0,"FROUVILLE","95 - VAL-D'OISE","D",82,"0 à 200 m"]
[36599,"95","VAL-D'OISE",0,"LASSY","95 - VAL-D'OISE","D",85,"0 à 200 m"]
[36600,"95","VAL-D'OISE",0,"CHERENCE","95 - VAL-D'OISE","D",139,"0 à 200 m"]
[36601,"95","VAL-D'OISE",0,"JOUY-LE-MOUTIER","95 - VAL-D'OISE","D",83,"0 à 200 m"]
[36602,"95","VAL-D'OISE",0,"MONTSOULT","95 - VAL-D'OISE","D",131,"0 à 200 m"]
[36603,"95","VAL-D'OISE",0,"ARTHIES","95 - VAL-D'OISE","D",155,"0 à 200 m"]
[36604,"95","VAL-D'OISE",0,"EAUBONNE","95 - VAL-D'OISE","D",56,"0 à 200 m"]
[36605,"95","VAL-D'OISE",0,"CHATENAY-EN-FRANCE","95 - VAL-D'OISE","D",134,"0 à 200 m"]
[36606,"95","VAL-D'OISE",0,"OMERVILLE","95 - VAL-D'OISE","D",111,"0 à 200 m"]
[36607,"95","VAL-D'OISE",0,"LE HEAULME","95 - VAL-D'OISE","D",154,"0 à 200 m"]
[36608,"95","VAL-D'OISE",0,"MARGENCY","95 - VAL-D'OISE","D",73,"0 à 200 m"]
[36609,"95","VAL-D'OISE",0,"MENOUVILLE","95 - VAL-D'OISE","D",90,"0 à 200 m"]
[36610,"95","VAL-D'OISE",0,"GONESSE","95 - VAL-D'OISE","D",70,"0 à 200 m"]
[36611,"95","VAL-D'OISE",0,"BREANCON",{"$f":"B36611&\" - \"&C36611","v":"95 - VAL-D'OISE"},"D",128,{"$f":"IF(AND(H36611>=0,H36611<=200),$M$19,\nIF(AND(H36611>=201,H36611<=400),$M$20,\nIF(AND(H36611>=401,H36611<=600),$M$21,\nIF(AND(H36611>=601,H36611<=800),$M$22,\nIF(AND(H36611>=801,H36611<=1000),$M$23,\nIF(AND(H36611>=1001,H36611<=1200),$M$24,\nIF(AND(H36611>=1201,H36611<=1400),$M$25,\nIF(AND(H36611>=1401,H36611<=1600),$M$26,\nIF(AND(H36611>=1601,H36611<=1800),$M$27,\nIF(AND(H36611>=1801,H36611<=2000),$M$28,\nIF(AND(H36611>=2001,H36611<=2200),$M$29,\nIF(AND(H36611>=2201,H36611<=2400),$M$30,\nIF(AND(H36611>=2401,H36611<=2600),$M$31,\"erreur\")))))))))))))","v":"0 à 200 m"}]
[36612,"95","VAL-D'OISE",0,"HODENT","95 - VAL-D'OISE","D",93,"0 à 200 m"]
[36613,"95","VAL-D'OISE",0,"LE PLESSIS-LUZARCHES","95 - VAL-D'OISE","D",69,"0 à 200 m"]

{"sheet":"calculs réno","index":3,"n_rows":195,"n_cols":45,"rows_kept":195,"cut":false,"hidden":true,"merged":[[181,1,181,10],[1,29,1,30],[150,7,150,9],[151,11,151,12],[156,7,156,9],[170,1,170,9]]}
[]
[null,"Index","n° départ.","Département",null,null,"Hiver","Eté","N° MINI","N° MAXI","T° EXT mini","T° EXT mini","Iles","côte < 25 km","Alt. entre 0 et 200 m","Alt. entre 201 et 400 m","Alt. entre 401 et 500 m","Alt. entre 501 et 600 m","Alt. entre 601 et 700 m","Alt. entre 701 et 800 m","Alt. entre 801 et 900 m","Alt. entre 901 et 1000 m","Alt. entre 1001 et 1100 m","Alt. entre 1101 et 1200 m","Alt. entre 1201 et 1300 m","Alt. entre 1301 et 1400 m","Alt. entre 1401 et 1500 m","Nréf (h)","Dhréf (degrés-heures)","Précision de la situation",null,"Préf 1 (W/m²)","Préf 2 (W/m²)","Pref moyen","C3 (h/m)","C4 (h/km)","CESI","CESI","CESI","Zone climatique"]
[null,1,2,3,4,null,5,6,7,8,9,10,11,12,13,14,15,16,17,18,19,20,21,22,23,24,25,26,27,28,29,30,31,32,33,34,35,36,37,38,null,null,null,null,{"$f":"OErtliNERGY!B24","v":169}]
[null,2,1,"Ain",{"$f":"C4&\" - \"&D4","v":"1 - Ain"},2,"H1","Ec",2,{"$f":"MATCH(L4,M4:AA4,0)-1","v":12},{"$f":"MAX(M4:AA4)","v":-10},{"$f":"MIN(M4:AA4)","v":-20},"-","-",-10,-11,-12,-13,-14,-15,-16,-17,-18,-19,-20,"-","-",4900,63000,null,null,80,null,{"$f":"IF(AG4=0,AF4,(AF4+AG4)/2)","v":80},1.5,null,"I2",1450,1,"H1c",null,null,1,"Entre 0 et 200 m"]
[null,3,2,"Aisne","2 - Aisne",3,"H1","Ea",2,3,-7,-8,"-","-",-7,-8,"-","-","-","-","-","-","-","-","-","-","-",5800,65400,null,null,73,null,73,null,null,"I1",1250,1,"H1a",null,null,2,"Entre 201 et 400 m"]
[null,4,3,"Allier","3 - Allier",4,"H1","Ec",2,14,-8,-20,"-","-",-8,-9,-10,-11,-12,-13,-14,-15,-16,-17,-18,-19,-20,5100,60200,null,null,79,null,79,1.5,null,"I2",1450,1,"H1c",null,null,3,"Entre 401 et 500 m"]
[null,5,4,"Alpes de haute provence","4 - Alpes de haute provence",5,"H2","Ed",2,14,-8,-20,"-","-",-8,-9,-10,-11,-12,-13,-14,-15,-16,-17,-18,-19,-20,4100,53100,null,null,132,null,132,1.5,null,"I4",2200,1.2,"H2d",null,null,4,"Entre 501 et 600 m"]
[null,6,5,"Hautes-Alpes","5 - Hautes-Alpes",6,"H1","Ed",2,12,-10,-20,"-","-",-10,-11,-12,-13,-14,-15,-16,-17,-18,-19,-20,"-","-",4200,63000,"Ouest","Est",125,135,130,1.5,null,"I3",1800,1.3,"H1c",null,null,5,"Entre 601 et 700 m"]
[null,7,6,"Alpes maritimes","6 - Alpes maritimes",7,"H3","Ed",0,14,0,-12,0,-2,-5,-6,-7,-7,-8,-8,-9,-9,-10,-10,-11,-11,-12,3900,36000,null,null,135,null,135,1.8,5,"I4",2200,1.1000000000000001,"H3",null,null,6,"Entre 701 et 800 m"]
[null,8,7,"Ardèche","7 - Ardèche",8,"H2","Ed",2,10,-6,-14,"-","-",-6,-7,-8,-9,-10,-11,-12,-13,-14,"-","-","-","-",4900,55500,"Nord","Sud",95,110,102.5,1.5,null,"I3",1800,1,"H2d",null,null,7,"Entre 801 et 900 m"]
[null,9,8,"Ardennes","8 - Ardennes",9,"H1","Eb",2,4,-10,-12,"-","-",-10,-11,-12,"-","-","-","-","-","-","-","-","-","-",5600,70500,null,null,71,null,71,null,null,"I1",1250,1,"H1b",null,null,8,"Entre 901 et 1000 m"]
[null,10,9,"Ariège","9 - Ariège",10,"H2","Ec",2,14,-5,-12,"-","-",-5,-6,-7,-7,-8,-8,-9,-9,-10,-10,-11,-11,-12,4400,54500,null,null,110,null,110,1.5,null,"I3",1800,1,"H2c",null,null,9,"Entre 1001 et 1100 m"]
[null,11,10,"Aube","10 - Aube",11,"H1","Eb",2,3,-10,-11,"-","-",-10,-11,"-","-","-","-","-","-","-","-","-","-","-",5500,62900,null,null,74,null,74,null,null,"I1",1250,1,"H1b",null,null,10,"Entre 1101 et 1200 m"]
[null,12,11,"Aude","11 - Aude",12,"H3","Ed",0,14,-2,-12,-2,-4,-5,-6,-7,-7,-8,-8,-9,-9,-10,-10,-11,-11,-12,4000,46300,">30km de la mer","<30km de la mer",101,127,114,1.8,5,"I4",2200,1,"H3",null,null,11,"Entre 1201 et 1300 m"]
[null,13,12,"Aveyron","12 - Aveyron",13,"H2","Ec",2,13,-8,-19,"-","-",-8,-9,-10,-11,-12,-13,-14,-15,-16,-17,-18,-19,"-",4400,52100,"Nord","Sud",90,103,96.5,1.5,null,"I3",1800,1,"H2c",null,null,12,"Entre 1301 et 1400 m"]
[null,14,13,"Bouches-du-Rhône","13 - Bouches-du-Rhône",14,"H3","Ed",0,14,-3,-12,-3,-5,-5,-6,-7,-7,-8,-8,-9,-9,-10,-10,-11,-11,-12,4000,36000,null,null,132,null,132,1.8,5,"I4",2200,1,"H3",null,null,13,"Entre 1401 et 1500 m"]
[null,15,14,"Calvados","14 - Calvados",15,"H1","Ea",0,3,-5,-8,-5,-7,-7,-8,"-","-","-","-","-","-","-","-","-","-","-",5700,57900,null,null,79,null,79,null,5,"I1",1250,1,"H1a"]
[null,16,15,"Cantal","15 - Cantal",16,"H1","Ec",0,13,-8,-19,"-","-",-8,-9,-10,-11,-12,-13,-14,-15,-16,-17,-18,-19,"-",5000,57600,null,null,87,null,87,1.5,null,"I2",1450,1.1000000000000001,"H1c"]
[null,17,16,"Charente","16 - Charente",17,"H2","Ec",0,3,-5,-6,"-","-",-5,-6,"-","-","-","-","-","-","-","-","-","-","-",5000,49800,null,null,87,null,87,null,null,"I2",1450,1,"H2b"]
[null,18,17,"Charente-Maritime","17 - Charente-Maritime",18,"H2","Ec",2,2,-2,-5,-2,-4,-5,"-","-","-","-","-","-","-","-","-","-","-","-",5000,44300,null,null,88,null,88,null,5,"I3",1800,1.1000000000000001,"H2b"]
[null,19,18,"Cher","18 - Cher",19,"H2","Eb",0,4,-7,-9,"-","-",-7,-8,-9,"-","-","-","-","-","-","-","-","-","-",5300,58000,null,null,79,null,79,null,null,"I2",1450,1,"H2b"]
[null,20,19,"Corrèze","19 - Corrèze",20,"H1","Ec",0,13,-8,-19,"-","-",-8,-9,-10,-11,-12,-13,-14,-15,-16,-17,-18,-19,"-",5000,54000,null,null,85,null,85,1.5,null,"I2",1450,1.2,"H1c"]
[null,21,"2A","Corse-du-Sud","2A - Corse-du-Sud",21,"H3","Ed",1,7,-2,-6,"-",-2,-2,-3,-4,-4,-5,-6,-6,-6,-6,-6,-6,-6,-6,4200,34000,null,null,126,null,126,1.8,5,"I4",2200,1.1000000000000001,"H3"]
[null,22,"2B","Haute-Corse","2B - Haute-Corse",22,"H3","Ed",1,7,-2,-6,"-",-2,-2,-3,-4,-4,-5,-6,-6,-6,-6,-6,-6,-6,-6,4000,32000,null,null,126,null,126,1.8,5,"I4",2200,1.1000000000000001,"H3"]
[null,23,21,"Côte-d'Or","21 - Côte-d'Or",23,"H1","Ec",2,6,-10,-14,"-","-",-10,-11,-12,-13,-14,"-","-","-","-","-","-","-","-",4900,63000,null,null,73,null,73,1.5,null,"I2",1450,1,"H1c"]
[null,24,22,"Côtes-d'Armor","22 - Côtes-d'Armor",24,"H2","Ea",0,3,-2,-5,-2,-4,-4,-5,"-","-","-","-","-","-","-","-","-","-","-",5400,48600,null,null,79,null,79,null,5,"I1",1250,1,"H2a"]
[null,25,23,"Creuse","23 - Creuse",25,"H1","Ec",2,13,-8,-19,"-","-",-8,-9,-10,-11,-12,-13,-14,-15,-16,-17,-18,-19,"-",5200,65000,null,null,84,null,84,1.5,null,"I2",1450,1.1000000000000001,"H1c"]
[null,26,24,"Dordogne","24 - Dordogne",26,"H2","Ec",2,4,-5,-7,"-","-",-5,-6,-7,"-","-","-","-","-","-","-","-","-","-",5000,49900,null,null,87,null,87,null,null,"I2",1450,1,"H2c"]
[null,27,25,"Doubs","25 - Doubs",27,"H1","Ec",2,10,-12,-20,"-","-",-12,-13,-14,-15,-16,-17,-18,-19,-20,"-","-","-","-",5000,65300,null,null,71,null,71,1.5,null,"I2",1450,1,"H1c"]
[null,28,26,"Drôme","26 - Drôme",28,"H2","Ed",2,10,-6,-14,"-","-",-6,-7,-8,-9,-10,-11,-12,-13,-14,"-","-","-","-",4800,50900,"Nord","Sud",100,120,110,1.5,null,"I3",1800,1,"H2d"]
[null,29,27,"Eure","27 - Eure",29,"H1","Ea",2,3,-7,-8,"-","-",-7,-8,"-","-","-","-","-","-","-","-","-","-","-",5500,60000,null,null,78,null,78,null,5,"I1",1250,1,"H1a"]
[null,30,28,"Eure-et-Loire","28 - Eure-et-Loire",30,"H1","Eb",2,3,-7,-8,"-","-",-7,-8,"-","-","-","-","-","-","-","-","-","-","-",5600,60504,null,null,78,null,78,null,null,"I2",1450,1,"H1a"]
[null,31,29,"Finistère","29 - Finistère",31,"H2","Ea",0,3,-2,-5,-2,-4,-4,-5,"-","-","-","-","-","-","-","-","-","-","-",5800,44900,null,null,79,null,79,null,5,"I1",1250,1,"H2a"]
[null,32,30,"Gard","30 - Gard",32,"H3","Ed",0,14,-3,-12,-3,-3,-5,-6,-7,-7,-8,-8,-9,-9,-10,-10,-11,-11,-12,4000,42300,"Nord","Sud",120,127,123.5,1.8,5,"I4",2200,1,"H3"]
[null,33,31,"Haute-Garonne","31 - Haute-Garonne",33,"H2","Ec",2,14,-5,-12,"-","-",-5,-6,-7,-7,-8,-8,-9,-9,-10,-10,-11,-11,-12,4500,48300,null,null,98,null,98,1.5,null,"I3",1800,1,"H2c"]
[null,34,32,"Gers",{"$f":"C36&\" - \"&D36","v":"32 - Gers"},34,"H2","Ec",2,{"$f":"MATCH(L36,M36:AA36,0)-1","v":3},{"$f":"MAX(M36:AA36)","v":-5},{"$f":"MIN(M36:AA36)","v":-6},"-","-",-5,-6,"-","-","-","-","-","-","-","-","-","-","-",4800,48000,null,null,92,null,{"$f":"IF(AG36=0,AF36,(AF36+AG36)/2)","v":92},null,null,"I3",1800,1,"H2c"]
[null,35,33,"Gironde","33 - Gironde",35,"H2","Ec",0,2,-2,-5,-2,-4,-5,"-","-","-","-","-","-","-","-","-","-","-","-",4500,44400,null,null,91,null,91,null,5,"I3",1800,1,"H2c"]
[null,36,34,"Hérault","34 - Hérault",36,"H3","Ed",0,14,-3,-12,-3,-3,-5,-6,-7,-7,-8,-8,-9,-9,-10,-10,-11,-11,-12,4100,36500,">30km de la mer","<30km de la mer",110,127,118.5,1.8,5,"I4",2200,1,"H3"]
[null,37,35,"Ile-et-Vilaine","35 - Ile-et-Vilaine",37,"H2","Ea",0,1,-2,-4,-2,-4,-4,"-","-","-","-","-","-","-","-","-","-","-","-",5300,53000,null,null,79,null,79,null,5,"I2",1450,1,"H2a"]
[null,38,36,"Indre","36 - Indre",38,"H2","Eb",2,4,-7,-9,"-","-",-7,-8,-9,"-","-","-","-","-","-","-","-","-","-",5300,59000,null,null,84,null,84,null,null,"I2",1450,1,"H2b"]
[null,39,37,"Indre-et-Loire","37 - Indre-et-Loire",39,"H2","Eb",2,2,-7,-7,"-","-",-7,"-","-","-","-","-","-","-","-","-","-","-","-",5300,57000,null,null,85,null,85,null,null,"I2",1450,1,"H2b"]
[null,40,38,"Isère","38 - Isère",40,"H1","Ec",2,12,-10,-20,"-","-",-10,-11,-12,-13,-14,-15,-16,-17,-18,-19,-20,"-","-",4800,62700,"Nord","Sud",90,115,102.5,1.5,null,"I3",1800,1.1000000000000001,"H1c"]
[null,41,39,"Jura","39 - Jura",41,"H1","Ec",2,12,-10,-20,"-","-",-10,-11,-12,-13,-14,-15,-16,-17,-18,-19,-20,"-","-",4900,65000,null,null,74,null,74,1.5,null,"I2",1450,1,"H1c"]
[null,42,40,"Landes","40 - Landes",42,"H2","Ec",0,3,-2,-6,-2,-4,-5,-6,"-","-","-","-","-","-","-","-","-","-","-",4400,42000,null,null,94,null,94,null,5,"I3",1800,1,"H2c"]
[null,43,41,"Loir-et-Cher","41 - Loir-et-Cher",43,"H2","Eb",2,3,-7,-8,"-","-",-7,-8,"-","-","-","-","-","-","-","-","-","-","-",5400,59000,null,null,82,null,82,null,null,"I2",1450,1,"H2b"]
[null,44,42,"Loire","42 - Loire",44,"H1","Ec",2,12,-10,-20,"-","-",-10,-11,-12,-13,-14,-15,-16,-17,-18,-19,-20,"-","-",4900,63300,null,null,83,null,83,1.5,null,"I2",1450,1,"H1c"]
[null,45,43,"Haute-Loire","43 - Haute-Loire",45,"H1","Ec",2,13,-8,-19,"-","-",-8,-9,-10,-11,-12,-13,-14,-15,-16,-17,-18,-19,"-",5000,61000,null,null,92,null,92,1.5,null,"I2",1450,1.1000000000000001,"H1c"]
[null,46,44,"Loire Atlantique","44 - Loire Atlantique",46,"H2","Eb",0,2,-2,-5,-2,-4,-5,"-","-","-","-","-","-","-","-","-","-","-","-",4900,49700,null,null,82,null,82,null,5,"I2",1450,1,"H2b"]
[null,47,45,"Loiret","45 - Loiret",47,"H1","Eb",2,3,-7,-8,"-","-",-7,-8,"-","-","-","-","-","-","-","-","-","-","-",5400,61000,null,null,78,null,78,null,null,"I2",1450,1,"H1b"]
[null,48,46,"Lot","46 - Lot",48,"H2","Ec",2,10,-6,-14,"-","-",-6,-7,-8,-9,-10,-11,-12,-13,-14,"-","-","-","-",4600,51100,null,null,88,null,88,1.5,null,"I3",1800,1,"H2c"]
[null,49,47,"Lot-et-Garonne","47 - Lot-et-Garonne",49,"H2","Ec",2,3,-5,-6,"-","-",-5,-6,"-","-","-","-","-","-","-","-","-","-","-",5000,49800,null,null,87,null,87,null,null,"I3",1800,1,"H2c"]
[null,50,48,"Lozère","48 - Lozère",50,"H2","Ed",2,13,-8,-19,"-","-",-8,-9,-10,-11,-12,-13,-14,-15,-16,-17,-18,-19,"-",4600,64800,null,null,100,null,100,1.5,null,"I3",1800,1,"H2d"]
[null,51,49,"Maine-et-Loire","49 - Maine-et-Loire",51,"H2","Eb",2,3,-7,-8,"-","-",-7,-8,"-","-","-","-","-","-","-","-","-","-","-",5200,55000,null,null,83,null,83,null,null,"I2",1450,1,"H2b"]
[null,52,50,"Manche","50 - Manche",52,"H2","Ea",0,3,-2,-5,-2,-2,-4,-5,"-","-","-","-","-","-","-","-","-","-","-",5700,49700,null,null,76,null,76,null,4,"I1",1250,1,"H2a"]
[null,53,51,"Marne","51 - Marne",53,"H1","Eb",2,3,-10,-11,"-","-",-10,-11,"-","-","-","-","-","-","-","-","-","-","-",5600,65000,null,null,74,null,74,null,null,"I1",1250,1,"H1b"]
[null,54,52,"Haute-Marne","52 - Haute-Marne",54,"H1","Eb",2,5,-12,-15,"-","-",-12,-13,-14,-15,"-","-","-","-","-","-","-","-","-",5200,62700,null,null,73,null,73,1.5,null,"I1",1250,1,"H1b"]
[null,55,53,"Mayenne","53 - Mayenne",55,"H2","Eb",2,3,-7,-8,"-","-",-7,-8,"-","-","-","-","-","-","-","-","-","-","-",5200,55200,null,null,81,null,81,null,null,"I2",1450,1,"H2b"]
[null,56,54,"Meurthe-et-Moselle","54 - Meurthe-et-Moselle",56,"H1","Eb",2,8,-15,-20,"-","-",-15,-15,-16,-17,-18,-19,-20,"-","-","-","-","-","-",5800,66500,null,null,69,null,69,null,null,"I1",1250,1,"H1b"]
[null,57,55,"Meuse","55 - Meuse",57,"H1","Eb",2,4,-12,-14,"-","-",-12,-13,-14,"-","-","-","-","-","-","-","-","-","-",5600,71200,null,null,71,null,71,null,null,"I1",1250,1,"H1b"]
[null,58,56,"Morbihan","56 - Morbihan",58,"H2","Ea",0,3,-2,-5,-2,-4,-4,-5,"-","-","-","-","-","-","-","-","-","-","-",5100,48000,null,null,79,null,79,null,5,"I2",1450,1,"H2a"]
[null,59,57,"Moselle","57 - Moselle",59,"H1","Eb",2,8,-15,-20,"-","-",-15,-15,-16,-17,-18,-19,-20,"-","-","-","-","-","-",5600,68000,null,null,69,null,69,null,null,"I1",1250,1,"H1b"]
[null,60,58,"Nièvre","58 - Nièvre",60,"H1","Eb",2,12,-10,-20,"-","-",-10,-11,-12,-13,-14,-15,-16,-17,-18,-19,-20,"-","-",5200,60800,null,null,76,null,76,1.5,null,"I2",1450,1,"H1b"]
[null,61,59,"Nord","59 - Nord",61,"H1","Ea",0,3,-7,-10,-7,-9,-9,-10,"-","-","-","-","-","-","-","-","-","-","-",5500,60000,null,null,69,null,69,null,5,"I1",1250,1,"H1a"]
[null,62,60,"Oise","60 - Oise",62,"H1","Ea",2,3,-7,-8,"-","-",-7,-8,"-","-","-","-","-","-","-","-","-","-","-",5700,61200,null,null,75,null,75,null,null,"I1",1250,1,"H1a"]
[null,63,61,"Orne","61 - Orne",63,"H1","Ea",2,4,-7,-9,"-","-",-7,-8,-9,"-","-","-","-","-","-","-","-","-","-",5600,60900,null,null,79,null,79,null,null,"I1",1250,1,"H1a"]
[null,64,62,"Pas-de-Calais","62 - Pas-de-Calais",64,"H1","Ea",0,3,-7,-10,-7,-9,-9,-10,"-","-","-","-","-","-","-","-","-","-","-",5500,60400,null,null,69,null,69,null,5,"I1",1250,1,"H1a"]
[null,65,63,"Puy-de-Dôme","63 - Puy-de-Dôme",65,"H1","Ec",2,13,-8,-19,"-","-",-8,-9,-10,-11,-12,-13,-14,-15,-16,-17,-18,-19,"-",4800,60000,null,null,83,null,83,1.5,null,"I2",1450,1.1000000000000001,"H1c"]
[null,66,64,"Pyrénées Atlantiques",{"$f":"C68&\" - \"&D68","v":"64 - Pyrénées Atlantiques"},66,"H2","Ec",0,{"$f":"MATCH(L68,M68:AA68,0)-1","v":14},{"$f":"MAX(M68:AA68)","v":-3},{"$f":"MIN(M68:AA68)","v":-12},-3,-4,-5,-6,-7,-7,-8,-8,-9,-9,-10,-10,-11,-11,-12,4200,38400,null,null,98,null,{"$f":"IF(AG68=0,AF68,(AF68+AG68)/2)","v":98},1.8,5,"I3",1800,1.1000000000000001,"H2c"]
[null,67,65,"Hautes-Pyrénées","65 - Hautes-Pyrénées",67,"H2","Ec",2,14,-5,-12,"-","-",-5,-6,-7,-7,-8,-8,-9,-9,-10,-10,-11,-11,-12,4600,52500,null,null,98,null,98,1.5,null,"I3",1800,1,"H2c"]
[null,68,66,"Pyrénées-orientales","66 - Pyrénées-orientales",68,"H3","Ed",0,14,-2,-12,-2,-4,-5,-6,-7,-7,-8,-8,-9,-9,-10,-10,-11,-11,-12,3700,36000,">30km de la mer","<30km de la mer",140,127,133.5,1.8,5,"I4",2200,1.1000000000000001,"H3"]
[null,69,67,"Bas-Rhin","67 - Bas-Rhin",69,"H1","Eb",2,8,-15,-20,"-","-",-15,-15,-16,-17,-18,-19,-20,"-","-","-","-","-","-",5200,64800,null,null,66,null,66,1.5,null,"I1",1250,1,"H1b"]
[null,70,68,"Haut-Rhin","68 - Haut-Rhin",70,"H1","Eb",2,8,-15,-20,"-","-",-15,-15,-16,-17,-18,-19,-20,"-","-","-","-","-","-",5300,64000,null,null,69,null,69,1.5,null,"I1",1250,1,"H1b"]
[null,71,69,"Rhône","69 - Rhône",71,"H1","Ec",2,12,-10,-20,"-","-",-10,-11,-12,-13,-14,-15,-16,-17,-18,-19,-20,"-","-",4900,58800,null,null,80,null,80,1.5,null,"I2",1450,1,"H1c"]
[null,72,70,"Haute-Saône","70 - Haute-Saône",72,"H1","Eb",2,12,-10,-20,"-","-",-10,-11,-12,-13,-14,-15,-16,-17,-18,-19,-20,"-","-",5300,65000,null,null,71,null,71,1.5,null,"I1",1250,1,"H1b"]
[null,73,71,"Saône-et-Loire","71 - Saône-et-Loire",73,"H1","Ec",2,12,-10,-20,"-","-",-10,-11,-12,-13,-14,-15,-16,-17,-18,-19,-20,"-","-",5200,62400,null,null,74,null,74,1.5,null,"I2",1450,1,"H1c"]
[null,74,72,"Sarthe","72 - Sarthe",74,"H2","Eb",2,3,-7,-8,"-","-",-7,-8,"-","-","-","-","-","-","-","-","-","-","-",5300,57000,null,null,82,null,82,null,null,"I2",1450,1,"H2b"]
[null,75,73,"Savoie","73 - Savoie",75,"H1","Ec",2,12,-10,-20,"-","-",-10,-11,-12,-13,-14,-15,-16,-17,-18,-19,-20,"-","-",4600,67100,null,null,100,null,100,1.5,null,"I2",1450,1.1000000000000001,"H1c"]
[null,76,74,"Haute-Savoie","74 - Haute-Savoie",76,"H1","Ec",2,12,-10,-20,"-","-",-10,-11,-12,-13,-14,-15,-16,-17,-18,-19,-20,"-","-",4900,64100,null,null,80,null,80,1.5,null,"I2",1450,1,"H1c"]
[null,77,75,"Paris","75 - Paris",77,"H1","Eb",2,2,-5,-5,"-","-",-5,"-","-","-","-","-","-","-","-","-","-","-","-",5100,55000,null,null,66,null,66,null,null,"I1",1250,1,"H1a"]
[null,78,76,"Seine-Maritime","76 - Seine-Maritime",78,"H1","Ea",0,3,-5,-8,-5,-7,-7,-8,"-","-","-","-","-","-","-","-","-","-","-",5500,58000,null,null,76,null,76,null,5,"I1",1250,1,"H1a"]
[null,79,77,"Seine-et-Marne","77 - Seine-et-Marne",79,"H1","Eb",2,3,-7,-8,"-","-",-7,-8,"-","-","-","-","-","-","-","-","-","-","-",5500,60000,null,null,72,null,72,null,null,"I1",1250,1,"H1a"]
[null,80,78,"Yvelines","78 - Yvelines",80,"H1","Eb",2,2,-7,-7,"-","-",-7,"-","-","-","-","-","-","-","-","-","-","-","-",5800,63100,null,null,72,null,72,null,null,"I1",1250,1,"H1a"]
[null,81,79,"Deux-Sèvres","79 - Deux-Sèvres",81,"H2","Eb",2,3,-7,-8,"-","-",-7,-8,"-","-","-","-","-","-","-","-","-","-","-",5300,50400,null,null,85,null,85,null,null,"I2",1450,1,"H2b"]
[null,82,80,"Somme","80 - Somme",82,"H1","Ea",0,3,-7,-10,-7,-8,-9,-10,"-","-","-","-","-","-","-","-","-","-","-",5800,62500,null,null,73,null,73,null,5,"I1",1250,1,"H1a"]
[null,83,81,"Tarn","81 - Tarn",83,"H2","Ec",2,14,-5,-12,"-","-",-5,-6,-7,-7,-8,-8,-9,-9,-10,-10,-11,-11,-12,4400,40000,null,null,100,null,100,1.5,null,"I3",1800,1,"H2c"]
[null,84,82,"Tarn-et-Garonne","82 - Tarn-et-Garonne",84,"H2","Ec",1,3,-5,-6,"-","-",-5,-6,"-","-","-","-","-","-","-","-",null,"-","-",4800,49200,null,null,90,null,90,null,null,"I3",1800,1,"H2c"]
[null,85,83,"Var","83 - Var",85,"H3","Ed",1,14,0,-12,0,-2,-5,-6,-7,-7,-8,-8,-9,-9,-10,-10,-11,-11,-12,3900,36000,null,null,132,null,132,1.8,5,"I4",2200,1.1000000000000001,"H3"]
[null,86,84,"Vaucluse","84 - Vaucluse",86,"H2","Ed",2,10,-6,-14,"-","-",-6,-7,-8,-9,-10,-11,-12,-13,-14,"-","-","-","-",4600,44000,null,null,126,null,126,1.5,null,"I4",2200,1.1000000000000001,"H2d"]
[null,87,85,"Vendée","85 - Vendée",87,"H2","Eb",0,3,-2,-6,-2,-4,-5,-6,"-","-","-","-","-","-","-","-","-","-","-",5200,50000,null,null,85,null,85,null,5,"I3",1800,1,"H2b"]
[null,88,86,"Vienne","86 - Vienne",88,"H2","Eb",2,3,-7,-8,"-","-",-7,-8,"-","-","-","-","-","-","-","-","-","-","-",5300,56000,null,null,86,null,86,null,null,"I2",1450,1,"H2b"]
[null,89,87,"Haute-Vienne","87 - Haute-Vienne",89,"H1","Ec",2,13,-8,-19,"-","-",-8,-9,-10,-11,-12,-13,-14,-15,-16,-17,-18,-19,"-",5200,60400,null,null,86,null,86,1.5,null,"I2",1450,1.1000000000000001,"H1c"]
[null,90,88,"Vosges","88 - Vosges",90,"H1","Eb",2,8,-15,-20,"-","-",-15,-15,-16,-17,-18,-19,-20,"-","-","-","-","-","-",5300,65000,null,null,71,null,71,1.5,null,"I1",1250,1,"H1b"]
[null,91,89,"Yonne","89 - Yonne",91,"H1","Eb",2,6,-10,-14,"-","-",-10,-11,-12,-13,-14,"-","-","-","-","-","-","-","-",5400,60700,null,null,76,null,76,null,null,"I2",1450,1,"H1b"]
[null,92,90,"Territoire-de-Belfort","90 - Territoire-de-Belfort",92,"H1","Eb",2,8,-15,-20,"-","-",-15,-15,-16,-17,-18,-19,-20,"-","-","-","-","-","-",5300,67000,null,null,70,null,70,1.5,null,"I1",1250,1,"H1b"]
[null,93,91,"Essone","91 - Essone",93,"H1","Eb",2,2,-7,-7,"-","-",-7,"-","-","-","-","-","-","-","-","-","-","-","-",5500,61000,null,null,72,null,72,null,null,"I1",1250,1,"H1a"]
[null,94,92,"Hauts-de-Seine","92 - Hauts-de-Seine",94,"H1","Eb",2,2,-7,-7,"-","-",-7,"-","-","-","-","-","-","-","-","-","-","-","-",5300,58000,null,null,66,null,66,null,null,"I1",1250,1,"H1a"]
[null,95,93,"Seine-Saint-Denis","93 - Seine-Saint-Denis",95,"H1","Eb",2,2,-7,-7,"-","-",-7,"-","-","-","-","-","-","-","-","-","-","-","-",5300,58000,null,null,66,null,66,null,null,"I1",1250,1,"H1a"]
[null,96,94,"Val-de-Marne","94 - Val-de-Marne",96,"H1","Eb",2,2,-7,-7,"-","-",-7,"-","-","-","-","-","-","-","-","-","-","-","-",5300,58000,null,null,66,null,66,null,null,"I1",1250,1,"H1a"]
[null,97,95,"Val-d'Oise","95 - Val-d'Oise",97,"H1","Eb",2,2,-7,-7,"-","-",-7,"-","-","-","-","-","-","-","-","-","-","-","-",5500,61000,null,null,72,null,72,null,null,"I1",1250,1,"H1a"]
[]
[]
[]
[null,"Type de chaudière actuelle","Rendement","Cout annuel",{"$f":"OErtliNERGY!D34","v":"Rendement annuel = 80%"},null,"Conso ecs","L/j à 50°C",{"$f":"OErtliNERGY!D45","v":"Normale (50 l/j à 55°C)"},null,null,"Type ECS","Rendement","Coût",{"$f":"OErtliNERGY!F34","v":"Idem chauffage"},null,null,null,null,"Energie chauffage","Coût",{"$f":"OErtliNERGY!B34","v":"Gaz naturel"},"N°"]
[1,{"$f":"IF(OR($V$103=$T$107,$V$103=$T$108),\"\",\"Rendement annuel = 70%\")","v":"Rendement annuel = 70%"},0.7,null,{"$f":"VLOOKUP(E103,B104:C109,2,FALSE)","v":0.8},1,"Econome (35 l/j à 55°C)",35,{"$f":"IF(I103=G104,1,IF(I103=G105,2,IF(I103=G106,3,IF(I103=#REF!,4,IF(I103=#REF!,5)))))","v":2},null,1,"Chaudière fioul",{"$f":"E183","v":0.8},{"$f":"C121/M104*'Coûts Energies'!D40/100","v":0},{"$f":"IF(OErtliNERGY!F34='calculs réno'!D160,VLOOKUP('calculs réno'!V103,'calculs réno'!T104:W107,4,FALSE),4)","v":2},null,null,null,1,"Fioul",{"$f":"C119/E183*'Coûts Energies'!D40/100","v":0},{"$f":"IF(V103=T104,1,IF(V103=T105,2,IF(V103=T106,3,IF(V103=T107,4,IF(V103=L115,5)))))","v":2},1]
[2,{"$f":"IF(OR($V$103=$T$107,$V$103=$T$108),\"\",\"Rendement annuel = 80%\")","v":"Rendement annuel = 80%"},0.8,null,null,2,"Normale (50 l/j à 55°C)",50,null,null,2,"Chaudière gaz",{"$f":"E183","v":0.8},{"$f":"C121/M104*N121/100/0.9","v":441.91720833333335},null,null,null,null,2,"Gaz naturel",{"$f":"C119/E183*N121/100/0.9","v":1306.9979999999996},null,2]
[3,{"$f":"IF(OR($V$103=$T$107,$V$103=$T$108),\"\",\"Rendement annuel = 90%\")","v":"Rendement annuel = 90%"},0.9,null,null,3,"Confortable (70 l/j à 55°C)",70,null,null,3,"Chaudière propane",{"$f":"E183","v":0.8},{"$f":"C121/M104*'Coûts Energies'!D48/100","v":0},null,null,null,null,3,"Propane",{"$f":"C119/E183*'Coûts Energies'!D48/100","v":0},null,3]
[4,{"$f":"IF(OR($V$103=$T$107,$V$103=$T$108),\"\",\"Rendement annuel = 93% (Basse température)\")","v":"Rendement annuel = 93% (Basse température)"},0.93,null,null,null,null,null,null,null,4,"Ballon électrique",1,{"$f":"C121/M107*'Coûts Energies'!H15/100","v":753.73958000000016},null,null,null,null,4,"Chauffage électrique",{"$f":"C119/E183*(1/3*'Coûts Energies'!H15+2/3*'Coûts Energies'!H14)/100","v":928.84679999999992},null,4]
[5,{"$f":"IF(OR($V$103=$T$107,$V$103=$T$108),\"\",\"Rendement annuel = 97% (Condensation)\")","v":"Rendement annuel = 97% (Condensation)"},0.97,null,null,null,null,null,null,null,null,null,null,null,null,null,null,null,5,"Ancienne PAC",null,null,5]
[6,{"$f":"IF($V$103=$T$107,\"Chauffage électrique\",IF($V$103=$T$108,\"COP annuel : 2,5\",\"\"))","v":""},1,null,null,null,null,null,null,null,null,null,null,null,null,null,null,null,6,"Bois bûches",null,null,6]
[null,null,null,null,null,null,null,null,null,null,null,"liste étude",null,null,null,null,null,null,7,"Bois granulés",null,null,7]
[null,"Calculs besoins",null,null,null,null,null,null,null,null,null,"Neuf",{"$f":"OErtliNERGY!B15","v":"Rénovation"},null,"Type Solaire",{"$f":"OErtliNERGY!B70","v":"Aucune"}]
[null,"Ligne temp",{"$f":"VLOOKUP(OErtliNERGY!B21,'calculs réno'!E4:F99,2,FALSE)","v":69},null,null,null,null,null,null,null,null,"Rénovation",null,1,"Aucune",{"$f":"IF(P111=O112,1,IF(P111=O113,2,IF(P111=O114,3)))","v":1}]
[null,null,null,"correction altitude",{"$f":"VLOOKUP(Communes!$L$5,Communes!$M$35:$N$47,2,FALSE)","v":1},null,null,null,null,null,null,null,null,2,"CESI"]
[null,"Temp. Ext base",{"$f":"Communes!L11","v":-15},"Nb heures",null,null,null,null,null,null,null,null,null,3,"SSC"]
[null,"djh",{"$f":"VLOOKUP(C112,F4:AM99,24,FALSE)+D115*(OErtliNERGY!F31-19)","v":64800},{"$f":"VLOOKUP(C112,F4:AM99,23,FALSE)","v":5200}]
[null,"Coeff G",{"$f":"OErtliNERGY!B59","v":0.82},null,null,null,null,null,null,null,null,"Abonnement GAZ",null,null,null,null,null,"Abonnement Elec"]
[null,"Volume",{"$f":"OErtliNERGY!B31*OErtliNERGY!D31","v":300},"m3","T ext base à 0",null,null,null,null,null,null,"Rentabilité B2I/B1",null,{"$f":"IF('Coûts Energies'!D41-'Coûts Energies'!D42=0,'Coûts Energies'!H42-'Coûts Energies'!H41,('Coûts Energies'!H42-'Coûts Energies'!H41)/('Coûts Energies'!D41-'Coûts Energies'!D42)*100)","v":0},"kWh",null,null,"Tout elec",{"$f":"IF(C118+6<12,'Coûts Energies'!H28,IF(C118+6<15,'Coûts Energies'!H29,IF(C118+6<18,'Coûts Energies'!H30,IF(C118+6<24,'Coûts Energies'!H31,IF(C118+6<30,'Coûts Energies'!H32,'Coûts Energies'!H33)))))","v":232.56}]
[null,"Déperditions",{"$f":"ROUND(C116*C117*(OErtliNERGY!F31-C114)/1000,1)","v":8.4},"kW",{"$f":"VLOOKUP(C112,F4:AA99,10,FALSE)","v":-15},null,null,null,null,null,null,null,null,"chauff","ecs","tot",null,"PAC Air",{"$f":"'Coûts Energies'!H28","v":203.16}]
[null,"Besoins annuels chauffage",{"$f":"0.7*C116*C117*C115/0.9/1000*(OErtliNERGY!F31-C114)/(19-C114)","v":12398.4},"kWh",null,null,null,null,null,null,null,"Gaz actuel",null,{"$f":"IF(V104=2,C119/C132,0)","v":15497.999999999998},{"$f":"IF(O104=2,C121/C132,0)","v":5240.125},{"$f":"SUM(N119:O119)","v":20738.125},"kWh","PAC Sol",{"$f":"IF(C118/3+6<12,'Coûts Energies'!H28,IF(C118/3+6<15,'Coûts Energies'!H29,IF(C118/3+6<18,'Coûts Energies'!H30,IF(C118/3+6<24,'Coûts Energies'!H31,IF(C118/3+6<30,'Coûts Energies'!H32,'Coûts Energies'!H33)))))","v":203.16}]
[null,"Conso ECS",{"$f":"VLOOKUP(I104,F104:H106,3,FALSE)","v":50},"l/j",null,null,null,null,null,null,null,"Cout Abonnement",null,{"$f":"IF(P119<N117,'Coûts Energies'!H41,'Coûts Energies'!H42)","v":101.76},"€"]
[null,"Besoins annuels ECS",{"$f":"ROUND(OErtliNERGY!B45*C120*365/1000*1.16*45,0)*1.1","v":4192.1000000000004},"kWh",{"$f":"IF(OErtliNERGY!F34='calculs réno'!D160,'calculs réno'!C121,0)","v":4192.1000000000004},null,null,null,null,null,null,"Cout Energie",null,{"$f":"IF(P119<N117,'Coûts Energies'!D41,'Coûts Energies'!D42)","v":7.59},"€"]
[null,"Besoins annuels total",{"$f":"C121+C119","v":16590.5},"kWh",null,null,null,null,null,null,null,null,null,null,null,null,null,"Abonnement actuel"]
[null,null,null,null,null,null,null,null,null,null,null,"Gaz Nouveau Condensation",null,{"$f":"C122/C138/0.9","v":16911.824668705402},"kWh"]
[null,"Tableau correspondances énergétiques",null,null,null,null,null,null,null,null,null,"Cout Abonnement",null,{"$f":"IF(N123<N117,'Coûts Energies'!H41,'Coûts Energies'!H42)","v":101.76},"€"]
[null,"1 litre fioul",10,"kWh PCI",{"$f":"C125/0.94","v":10.638297872340425},"kWh PCS",{"$f":"E125*0.3","v":3.1914893617021276},"kg CO2",null,null,null,"Cout Energie",null,{"$f":"IF(N123<N117,'Coûts Energies'!D41,'Coûts Energies'!D42)","v":7.59},"€",{"$f":"4.15/0.9","v":4.6111111111111116}]
[null,"1 m3 gaz naturel",10,"kWh PCI",{"$f":"C126/0.9","v":11.111111111111111},"kWh PCS",{"$f":"E126*0.23","v":2.5555555555555554},"kg CO2",null,null,null,null,null,null,null,{"$f":"4.31/0.9","v":4.7888888888888888}]
[null,"1 kg propane",12.8,"kWh PCI",{"$f":"C127/0.92","v":13.913043478260869},"kWh PCS",null,null,null,null,null,"Gaz Nouveau",null,{"$f":"C122/C139/0.9","v":19821.385902031063},"kWh"]
[null,"1 kg Granulés",4.8,"kWh PCI",null,null,null,null,null,null,null,"Cout Abonnement",null,{"$f":"IF(N127<N117,'Coûts Energies'!H41,'Coûts Energies'!H42)","v":101.76},"€"]
[null,"1 Stère de bûche",2000,"kWh PCI",null,"1 kWh élec",0.18,"kg CO2",null,null,null,"Cout Energie",null,{"$f":"IF(N127<N117,'Coûts Energies'!D41,'Coûts Energies'!D42)","v":7.59},"€"]
[]
[null,"Type d'Installation","Rendement","Surcout abonnement","Coût ECS","Coût chauffage","Coût total","Coût total avec CESI","Coût total avec solaire",null,"Coût ECS graphique","Coût chauffage graph","Somme"]
[null,{"$f":"IF(OErtliNERGY!$B$15=\"NEUF\",\"\",\"Installation actuelle\")","v":"Installation actuelle"},{"$f":"E183","v":0.8},{"$f":"IF(V104=2,N120,IF(V104=4,S117-'Coûts Energies'!D28,0))","v":101.76},{"$f":"VLOOKUP(O104,K104:N107,4,FALSE)","v":441.91720833333335},{"$f":"VLOOKUP(V104,S104:U107,3,FALSE)+D132","v":1408.7579999999996},{"$f":"E132+F132","v":1850.6752083333329},{"$f":"E132*(100-OErtliNERGY!$D$70)/100+F132","v":1585.524883333333},{"$f":"E132*(100-OErtliNERGY!$D$70)/100+(F132-D132)*(100-OErtliNERGY!$F$70)/100+D132","v":1324.1252833333331},null,{"$f":"IF(B132=\"\",\"\",E132)","v":441.91720833333335},{"$f":"IF(B132=\"\",\"\",F132)","v":1408.7579999999996},{"$f":"IF(B132=\"\",\"\",K132+L132)","v":1850.6752083333329}]
[null,"Tout\nélectrique",1,{"$f":"S117-'Coûts Energies'!D28","v":79.920000000000016},{"$f":"C121/C133*'Coûts Energies'!H16/100","v":563.41823999999997},{"$f":"C119/C133*(1/3*'Coûts Energies'!H16+2/3*'Coûts Energies'!H15)/100+D133","v":2121.5231999999996},2684.9414399999996,{"$f":"E133*(100-OErtliNERGY!$D$70)/100+F133","v":2346.8904959999995},{"$f":"E133*(100-OErtliNERGY!$D$70)/100+(F133-D133)*(100-OErtliNERGY!$F$70)/100+D133","v":1938.5698559999996},null,{"$f":"IF($P$112=1,E133,IF($P$112=2,H133-F133,IF($P$112=3,H133-F133)))","v":563.41823999999997},{"$f":"IF($P$112=1,F133,IF($P$112=2,F133,IF($P$112=3,(F133-D133)*(100-OErtliNERGY!$F$70)/100+D133)))","v":2121.5231999999996},{"$f":"K133+L133","v":2684.9414399999996}]
[null,"PAC\nAir/Eau",3.5,{"$f":"S118-'Coûts Energies'!D28","v":50.52000000000001},{"$f":"C121/C133*'Coûts Energies'!H16/100","v":563.41823999999997},{"$f":"C119/C134*(1/3*'Coûts Energies'!H16+2/3*'Coûts Energies'!H15)/100+D134","v":633.83519999999999},1197.25344,{"$f":"E134*(100-OErtliNERGY!$D$70)/100+F134","v":859.202496},{"$f":"E134*(100-OErtliNERGY!$D$70)/100+(F134-D134)*(100-OErtliNERGY!$F$70)/100+D134","v":742.53945599999997},null,563.41823999999997,{"$f":"IF($P$112=1,F134,IF($P$112=2,F134,IF($P$112=3,(F134-D134)*(100-OErtliNERGY!$F$70)/100+D134)))","v":633.83519999999999},1197.25344]
[null,"PAC\nSol-Eau/Eau",4,{"$f":"S119-'Coûts Energies'!D28","v":50.52000000000001},{"$f":"C121/C133*'Coûts Energies'!H16/100","v":563.41823999999997},{"$f":"C119/C135*(1/3*'Coûts Energies'!H16+2/3*'Coûts Energies'!H15)/100+D135","v":560.92079999999999},1124.3390399999998,{"$f":"E135*(100-OErtliNERGY!$D$70)/100+F135","v":786.288096},{"$f":"E135*(100-OErtliNERGY!$D$70)/100+(F135-D135)*(100-OErtliNERGY!$F$70)/100+D135","v":684.2079359999999},null,563.41823999999997,{"$f":"IF($P$112=1,F135,IF($P$112=2,F135,IF($P$112=3,(F135-D135)*(100-OErtliNERGY!$F$70)/100+D135)))","v":560.92079999999999},1124.3390399999998]
[null,"Bois\nbûches",0.85,0,{"$f":"C121/C136/C129*'Coûts Energies'!D67","v":172.61588235294118},{"$f":"C119/C136/C129*'Coûts Energies'!D67+D136","v":510.52235294117645},683.13823529411764,{"$f":"E136*(100-OErtliNERGY!$D$70)/100+F136","v":579.5687058823529},{"$f":"E136*(100-OErtliNERGY!$D$70)/100+(F136-D136)*(100-OErtliNERGY!$F$70)/100+D136","v":477.46423529411766},null,172.61588235294118,{"$f":"IF($P$112=1,F136,IF($P$112=2,F136,IF($P$112=3,(F136-D136)*(100-OErtliNERGY!$F$70)/100+D136)))","v":510.52235294117645},683.13823529411764]
[null,"Bois\ngranulés",0.85,0,{"$f":"C121/C137/C128/1000*'Coûts Energies'!H67","v":286.46016666666668},{"$f":"C119/C137/C128/1000*'Coûts Energies'!H67+D137","v":847.22400000000005},1133.6841666666667,{"$f":"E137*(100-OErtliNERGY!$D$70)/100+F137","v":961.80806666666672},{"$f":"E137*(100-OErtliNERGY!$D$70)/100+(F137-D137)*(100-OErtliNERGY!$F$70)/100+D137","v":792.36326666666662},null,286.46016666666668,{"$f":"IF($P$112=1,F137,IF($P$112=2,F137,IF($P$112=3,(F137-D137)*(100-OErtliNERGY!$F$70)/100+D137)))","v":847.22400000000005},1133.6841666666667]
[null,"Gaz\nCondensation",1.0900000000000001,{"$f":"N124","v":101.76},{"$f":"C121/C138*N125/0.9/100","v":324.34290519877669},{"$f":"C119/C138*N125/0.9/100+D138","v":1061.0245871559632},1385.3674923547399,{"$f":"E138*(100-OErtliNERGY!$D$70)/100+F138","v":1190.7617492354739},{"$f":"E138*(100-OErtliNERGY!$D$70)/100+(F138-D138)*(100-OErtliNERGY!$F$70)/100+D138","v":998.90883180428125},null,324.34290519877669,{"$f":"IF($P$112=1,F138,IF($P$112=2,F138,IF($P$112=3,(F138-D138)*(100-OErtliNERGY!$F$70)/100+D138)))","v":1061.0245871559632},1385.3674923547399]
[null,"Gaz",0.93,{"$f":"N128","v":101.76},{"$f":"C121/C139*N129/0.9/100","v":380.14383512544805},{"$f":"C119/C139*N129/0.9/100+D139","v":1226.0593548387096},1606.2031899641577,{"$f":"E139*(100-OErtliNERGY!$D$70)/100+F139","v":1378.1168888888888},{"$f":"E139*(100-OErtliNERGY!$D$70)/100+(F139-D139)*(100-OErtliNERGY!$F$70)/100+D139","v":1153.2570179211468},null,380.14383512544805,{"$f":"IF($P$112=1,F139,IF($P$112=2,F139,IF($P$112=3,(F139-D139)*(100-OErtliNERGY!$F$70)/100+D139)))","v":1226.0593548387096},1606.2031899641577]
[null,"Fioul\ncondensation",1.04,0,{"$f":"C121/C140*'Coûts Energies'!D51/100","v":293.85008653846154},{"$f":"C119/C140*'Coûts Energies'!D51/100+D140","v":869.08015384615385},1162.9302403846154,{"$f":"E140*(100-OErtliNERGY!$D$70)/100+F140","v":986.62018846153842},{"$f":"E140*(100-OErtliNERGY!$D$70)/100+(F140-D140)*(100-OErtliNERGY!$F$70)/100+D140","v":812.80415769230774},null,293.85008653846154,{"$f":"IF($P$112=1,F140,IF($P$112=2,F140,IF($P$112=3,(F140-D140)*(100-OErtliNERGY!$F$70)/100+D140)))","v":869.08015384615385},1162.9302403846154]
[null,"Fioul",0.93,0,{"$f":"C121/C141*'Coûts Energies'!D51/100","v":328.60654838709678},{"$f":"C119/C141*'Coûts Energies'!D51/100+D141","v":971.87458064516113},1300.481129032258,{"$f":"E141*(100-OErtliNERGY!$D$70)/100+F141","v":1103.3172},{"$f":"E141*(100-OErtliNERGY!$D$70)/100+(F141-D141)*(100-OErtliNERGY!$F$70)/100+D141","v":908.94228387096757},null,328.60654838709678,{"$f":"IF($P$112=1,F141,IF($P$112=2,F141,IF($P$112=3,(F141-D141)*(100-OErtliNERGY!$F$70)/100+D141)))","v":971.87458064516113},1300.481129032258]
[null,"Propane\ncondensation",1.07,0,{"$f":"C121/C142*'Coûts Energies'!D59/100","v":574.35687850467298},{"$f":"C119/C142*'Coûts Energies'!D59/100+D142","v":1698.6966728971963},2273.0535514018693,{"$f":"E142*(100-OErtliNERGY!$D$70)/100+F142","v":1928.4394242990654},{"$f":"E142*(100-OErtliNERGY!$D$70)/100+(F142-D142)*(100-OErtliNERGY!$F$70)/100+D142","v":1588.700089719626},null,574.35687850467298,{"$f":"IF($P$112=1,F142,IF($P$112=2,F142,IF($P$112=3,(F142-D142)*(100-OErtliNERGY!$F$70)/100+D142)))","v":1698.6966728971963},2273.0535514018693]
[null,"Propane",0.93,0,{"$f":"C121/C143*'Coûts Energies'!D59/100","v":660.81920430107539},{"$f":"C119/C143*'Coûts Energies'!D59/100+D143","v":1954.4144516129029},2615.2336559139785,{"$f":"E143*(100-OErtliNERGY!$D$70)/100+F143","v":2218.7421333333332},{"$f":"E143*(100-OErtliNERGY!$D$70)/100+(F143-D143)*(100-OErtliNERGY!$F$70)/100+D143","v":1827.8592430107524},null,660.81920430107539,{"$f":"IF($P$112=1,F143,IF($P$112=2,F143,IF($P$112=3,(F143-D143)*(100-OErtliNERGY!$F$70)/100+D143)))","v":1954.4144516129029},2615.2336559139785]
[]
[]
[]
[]
[]
[]
[]
[null,null,null,"Fioul","Litres de fioul",null,null,"Codes Energie appoint actuelle"]
[null,null,null,"Gaz naturel","m3 de gaz naturel",null,null,1,"Bois bûches","Choix",null,"Pour bois bûches"]
[null,null,null,"Propane","kg de propane",null,null,2,"Bois granulés",{"$f":"OErtliNERGY!B40","v":"Electrique (clim…)"},null,0.15,"Cheminée foyer ouvert"]
[null,null,null,"Chauffage électrique","kWh électrique",null,null,3,"Electrique (clim…)",null,null,0.75,"Insert fermé"]
[null,null,null,"Ancienne PAC","kWh électrique"]
[null,null,null,"Bois bûches","stères de bois"]
[null,null,null,"Bois granulés","tonnes de granulés",null,null,"Rendement Energie appoint actuelle"]
[null,null,null,null,null,null,null,1,{"$f":"IF($J$153=$I$152,$M$153,IF($J$153=$I$154,\"\",\"Rendement annuel = 70%\"))","v":""},{"$f":"IF(I158=M153,L153,0.7)","v":0.7},{"$f":"VLOOKUP(OErtliNERGY!D40,I158:J163,2,FALSE)","v":1}]
[null,null,null,null,null,null,null,2,{"$f":"IF($J$153=$I$152,$M$154,IF($J$153=$I$154,\"\",\"Rendement annuel = 80%\"))","v":""},{"$f":"IF(I159=M154,L154,0.8)","v":0.8}]
[null,null,null,"Idem chauffage",null,null,null,3,{"$f":"IF(OR($J$153=$I$152,$J$153=$I$154),\"\",\"Rendement annuel = 90%\")","v":""},{"$f":"IF(I160=\"\",\"\",0.9)","v":""}]
[null,null,null,"Ballon électrique",null,null,null,null,{"$f":"IF(OR($J$153=$I$152,$J$153=$I$154),\"\",\"Rendement annuel = 93% (Basse température)\")","v":""},{"$f":"IF(I161=\"\",\"\",0.93)","v":""}]
[null,null,null,null,null,null,null,null,{"$f":"IF(OR($J$153=$I$152,$J$153=$I$154),\"\",\"Rendement annuel = 97% (Condensation)\")","v":""},{"$f":"IF(I162=\"\",\"\",0.97)","v":""}]
[null,null,null,null,null,null,null,null,{"$f":"IF($J$153=$I$154,\"Electrique\",\"\")","v":"Electrique"},{"$f":"IF(I163=\"\",\"\",1)","v":1}]
[]
[]
[null,null,null,null,null,null,null,null,{"$f":"I152","v":"Bois bûches"},"stères de bois"]
[null,null,null,null,null,null,null,null,{"$f":"I153","v":"Bois granulés"},"kg de granulés"]
[null,null,null,null,null,null,null,null,"Electrique (clim…)","kWh électrique"]
[]
[]
[null,"Conversion consommation actuelle appoint en consommation actuelle"]
[null,null,"Conso énergie actuelle =",{"$f":"OErtliNERGY!B51","v":2000},{"$f":"OErtliNERGY!B52","v":"m3 de gaz naturel"},null,null,"Litres de fioul",{"$f":"'Coûts Energies'!D72","v":10},"kWh PCI"]
[null,null,"Conso énergie appoint actuelle =",{"$f":"OErtliNERGY!D51","v":150},{"$f":"OErtliNERGY!D52","v":"kWh électrique"},null,null,"m3 de gaz naturel",{"$f":"'Coûts Energies'!D73","v":10},"kWh PCI"]
[null,null,"Facteur de conversion appoint -> élec =",{"$f":"VLOOKUP($E$173,$H$172:$J$177,2,FALSE)","v":1},"kWh PCI",null,null,"kg de propane",{"$f":"'Coûts Energies'!D74","v":12.8},"kWh PCI"]
[null,null,"Facteur de conversion élec -> énergie actuelle =",{"$f":"VLOOKUP($E$172,$H$172:$J$177,2,FALSE)","v":10},"kWh PCI",null,null,"kg de granulés",{"$f":"'Coûts Energies'!D75","v":4.8},"kWh PCI"]
[null,null,null,null,null,null,null,"stères de bois",{"$f":"'Coûts Energies'!D76","v":2000},"kWh PCI"]
[null,null,"Conso d'énergie appoint actuel =",{"$f":"$D$173*$D$174/$D$175","v":15},{"$f":"$E$172","v":"m3 de gaz naturel"},null,null,"kWh électrique",1,"kWh PCI"]
[null,null,"Conso d'énergie total =",{"$f":"$D$172+$D$177","v":2015},{"$f":"$E$172","v":"m3 de gaz naturel"}]
[null,null,null,null,null,null,null,"stères de bois",{"$f":"'Coûts Energies'!D76","v":2000},"kWh PCI"]
[null,null,null,null,null,null,null,"kg de granulés",{"$f":"'Coûts Energies'!D75","v":4.8},"kWh PCI"]
[]
[null,"   kWh Combustibles"]
[null,null,null,"Rendement de l'installation actuelle :",{"$f":"E104","v":0.8},null,null,null,"Rendement de l'appoint actuel :",{"$f":"K158","v":1}]
[]
[null,"Quantité énergie actuelle","Type de combustible","kWh PCI","Avec rendement",null,"Quantité appoint actuel","Type de combustible","kWh PCI","Avec rendement"]
[null,{"$f":"IF(OErtliNERGY!$B$34=D151,OErtliNERGY!$B$51,0)","v":0},"Litres de fioul",{"$f":"B186*C125","v":0},{"$f":"D186*$E$183","v":0},null,{"$f":"IF(AND(OErtliNERGY!$B$37=\"OUI\",I152=$J$153),OErtliNERGY!$D$51,0)","v":0},{"$f":"J166","v":"stères de bois"},{"$f":"G186*I179","v":0},{"$f":"I186*$J$183","v":0}]
[null,{"$f":"IF(OErtliNERGY!$B$34=D152,OErtliNERGY!$B$51,0)","v":2000},"m3 de gaz naturel",{"$f":"B187*C126","v":20000},{"$f":"D187*$E$183","v":16000},null,{"$f":"IF(AND(OErtliNERGY!$B$37=\"OUI\",I153=$J$153),OErtliNERGY!$D$51,0)","v":0},{"$f":"J167","v":"kg de granulés"},{"$f":"G187*I180","v":0},{"$f":"I187*$J$183","v":0}]
[null,{"$f":"IF(OErtliNERGY!$B$34=D153,OErtliNERGY!$B$51,0)","v":0},"kg de propane",0,{"$f":"D188*$E$183","v":0},null,{"$f":"IF(AND(OErtliNERGY!$B$37=\"OUI\",I154=$J$153),OErtliNERGY!$D$51,0)","v":150},{"$f":"J168","v":"kWh électrique"},{"$f":"G188","v":150},{"$f":"I188*$J$183","v":150}]
[null,{"$f":"IF(OErtliNERGY!$B$34=D154,OErtliNERGY!$B$51,0)","v":0},"kWh électrique",{"$f":"B189","v":0},{"$f":"D189","v":0},null,null,null,"Total :",{"$f":"SUM(J186:J188)","v":150},"kWh"]
[null,{"$f":"IF(OErtliNERGY!$B$34=D155,OErtliNERGY!$B$51,0)","v":0},"kWh électrique",{"$f":"B190","v":0},{"$f":"D190","v":0}]
[null,{"$f":"IF(OErtliNERGY!$B$34=D156,OErtliNERGY!$B$51,0)","v":0},"stères de bois",{"$f":"B191*C129","v":0},0]
[null,{"$f":"IF(OErtliNERGY!$B$34=D157,OErtliNERGY!$B$51,0)","v":0},"kg de granulés",{"$f":"B192*C128*1000","v":0},0]
[null,null,null,"Total :",{"$f":"SUM(E186:E189)","v":16000},"kWh","Coeff G estimé",{"$f":"(E195-E121)/(0.75*C117*C115/1000)","v":0.82015775034293548}]
[null,null,null,null,null,null,"Si erreur :",{"$f":"IF(H193<0,\"-\",H193)","v":0.82015775034293548}]
[null,null,null,"Total actuel + appoint :",{"$f":"IF(OErtliNERGY!B37=\"OUI\",E193+J189,E193)","v":16150},"kWh","Arrondi :",{"$f":"ROUND(H194,2)","v":0.82}]

{"sheet":"Mise à jour","index":4,"n_rows":7,"n_cols":3,"rows_kept":7,"cut":false,"hidden":true,"merged":[]}
["Date :","Auteur :","Modification :"]
["2021-07-26","MW","Le tool datait de 2011, donc modif à partir du DIEMANERGY 07/2031 et reprise à l'identique :"]
[null,null,"Neuf et Réno sur la même feuille"]
[null,null,"MAJ feuille coût des énergies "]
[null,null,"Correction certains calculs"]
[null,null,"Ajout commune et deuxième énergie "]
[null,null,"MAJ code et mises en forme conditionnelles"]

{"sheet":"Neuf","index":5,"n_rows":91,"n_cols":14,"rows_kept":91,"cut":false,"hidden":true,"merged":[[25,6,25,7],[6,8,6,9],[1,3,1,9],[12,3,12,9],[6,12,6,13],[10,3,10,9],[11,3,11,9],[9,13,10,19]]}
[]
[null,null,null,"Bilans de consommation énergétique d'une maison neuve"]
[]
[]
[null,null,null,null,null,null,null,null,null,{"$f":"OErtliNERGY!J5","v":"Version 01/2021"}]
[]
[null,null,"Identification de l'étude ",null,null,null,null,null,{"$f":"TODAY()","v":"2021-07-29"}]
[]
[]
[null,null,null,null,null,null,null,null,null,null,null,null,null,"plus utilisé depuis 2021"]
[null,null," Référence"]
[]
[]
[]
[]
[null,null,"Données géographiques"]
[]
[]
[null,null,"Département de l'installation",null,"Altitude",null,"Température extérieure de base en °C"]
[null,null,"1 - Ain",null,"Entre 0 et 200 m",null,{"$f":"'calculs neuf'!C114","v":-10}]
[]
[null,null,"Données de l'habitation"]
[]
[]
[null,null,"Surface de la maison en m²",null,"Hauteur sous plafond en m",null,"Niveau d'isolation (U bat ou G)"]
[null,null,150,null,2.5,null,"Conforme à la RT 2000 (0,9)"]
[]
[null,null,"Nombre de personnes",null,"Consommation d'eau chaude"]
[null,null,4,null,"Normale (50 l/j à 55°C)"]
[]
[null,null,"Température de confort en °C",null,"Déperditions en kW"]
[null,null,20,null,{"$f":"'calculs neuf'!C118","v":10.1}]
[]
[null,null,"Besoins ECS en kWh",null,"Besoins chauffage annuels en kWh",null,"Besoins annuels total en kWh"]
[null,null,{"$f":"'calculs neuf'!C121","v":3811},null,{"$f":"'calculs neuf'!C119","v":19097},null,{"$f":"'calculs neuf'!C122","v":22908}]
[]
[null,null,"Installation solaire"]
[]
[]
[null,null,"Type d'installation solaire",null,"Taux de couverture ECS en %",null,"Taux de couverture Chauffage en %"]
[null,null,"Aucune",null,60,null,20]
[]
[null,null,"Résultats"]
[]
[]
[null,null,"Estimatif des coûts énergétiques annuels"]
[]
[null,null,"Type d'Installation","Rendement du générateur sur PCI","Coût ECS\nen € TTC\n(HC en élec)","Coût chauffage\nen € TTC\n(1/3 HC - 2/3 HP)**","Coût total sans Solaire\nen € TTC","Coût total avec Chauffe Eau Solaire en € TTC","Coût total avec Solaire combiné\nen € TTC"]
[null,null,"Tout électrique",1,{"$f":"'calculs neuf'!E132","v":685.21780000000001},{"$f":"'calculs neuf'!F132","v":1128.5768666666665},{"$f":"'calculs neuf'!G132","v":1813.7946666666667},{"$f":"'calculs neuf'!H132","v":1402.6639866666665},{"$f":"'calculs neuf'!I132","v":1173.7546133333333}]
[null,null,"PAC Air / Eau (Ap. Elec.)","COP de 3,5*",{"$f":"'calculs neuf'!E133","v":685.21780000000001},{"$f":"'calculs neuf'!F133","v":311.0433904761905},{"$f":"'calculs neuf'!G133","v":996.26119047619045},{"$f":"'calculs neuf'!H133","v":585.13051047619047},{"$f":"'calculs neuf'!I133","v":519.72783238095235}]
[null,null,"PAC Sol-Eau / Eau","COP de 4*",{"$f":"'calculs neuf'!E134","v":685.21780000000001},{"$f":"'calculs neuf'!F134","v":270.16671666666662},{"$f":"'calculs neuf'!G134","v":955.38451666666663},{"$f":"'calculs neuf'!H134","v":544.25383666666653},{"$f":"'calculs neuf'!I134","v":487.02649333333329}]
[null,null,"Bois bûches",0.85,{"$f":"'calculs neuf'!E135","v":0},{"$f":"'calculs neuf'!F135","v":0},{"$f":"'calculs neuf'!G135","v":0},{"$f":"'calculs neuf'!H135","v":0},{"$f":"'calculs neuf'!I135","v":0}]
[null,null,"Bois granulés",0.85,{"$f":"'calculs neuf'!E136","v":0},{"$f":"'calculs neuf'!F136","v":0},{"$f":"'calculs neuf'!G136","v":0},{"$f":"'calculs neuf'!H136","v":0},{"$f":"'calculs neuf'!I136","v":0}]
[null,null,"Gaz Condensation","109%*",{"$f":"'calculs neuf'!E137","v":13043.642813455655},{"$f":"'calculs neuf'!F137","v":65763.484525993874},{"$f":"'calculs neuf'!G137","v":78807.127339449537},{"$f":"'calculs neuf'!H137","v":70980.941651376139},{"$f":"'calculs neuf'!I137","v":57908.548746177366}]
[null,null,"Gaz",0.93,{"$f":"'calculs neuf'!E138","v":15287.710394265232},{"$f":"'calculs neuf'!F138","v":77008.553691756257},{"$f":"'calculs neuf'!G138","v":92296.264086021489},{"$f":"'calculs neuf'!H138","v":83123.63784946235},{"$f":"'calculs neuf'!I138","v":67802.231111111105}]
[null,null,"Fioul condensation","104%*",{"$f":"'calculs neuf'!E139","v":0},{"$f":"'calculs neuf'!F139","v":0},{"$f":"'calculs neuf'!G139","v":0},{"$f":"'calculs neuf'!H139","v":0},{"$f":"'calculs neuf'!I139","v":0}]
[null,null,"Fioul",0.93,{"$f":"'calculs neuf'!E140","v":0},{"$f":"'calculs neuf'!F140","v":0},{"$f":"'calculs neuf'!G140","v":0},{"$f":"'calculs neuf'!H140","v":0},{"$f":"'calculs neuf'!I140","v":0}]
[null,null,"Propane condensation","107%*",{"$f":"'calculs neuf'!E141","v":0},{"$f":"'calculs neuf'!F141","v":0},{"$f":"'calculs neuf'!G141","v":0},{"$f":"'calculs neuf'!H141","v":0},{"$f":"'calculs neuf'!I141","v":0}]
[null,null,"Propane",0.93,{"$f":"'calculs neuf'!E142","v":0},{"$f":"'calculs neuf'!F142","v":0},{"$f":"'calculs neuf'!G142","v":0},{"$f":"'calculs neuf'!H142","v":0},{"$f":"'calculs neuf'!I142","v":0}]
[null,null,"*Rendements avec des émetteurs basse température  **Abonnement inclus"]
[]
[]
[]
[]
[]
[]
[]
[]
[]
[]
[]
[]
[]
[]
[]
[]
[]
[]
[]
[]
[]
[]
[]
[]
[]
[]
[]
[]
[]
[]
[null,null,"Les résultats de cette feuille de calcul sont donnés à titre indicatif. La responsabilité de Oertli ne peut en aucun cas être engagée."]

{"sheet":"calculs neuf","index":6,"n_rows":142,"n_cols":44,"rows_kept":142,"cut":false,"hidden":true,"merged":[[1,29,1,30]]}
[]
[null,"Index","n° départ.","Département",null,null,"Hiver","Eté","N° MINI","N° MAXI","T° EXT mini","T° EXT mini","Iles","côte < 25 km","Alt. entre 0 et 200 m","Alt. entre 201 et 400 m","Alt. entre 401 et 500 m","Alt. entre 501 et 600 m","Alt. entre 601 et 700 m","Alt. entre 701 et 800 m","Alt. entre 801 et 900 m","Alt. entre 901 et 1000 m","Alt. entre 1001 et 1100 m","Alt. entre 1101 et 1200 m","Alt. entre 1201 et 1300 m","Alt. entre 1301 et 1400 m","Alt. entre 1401 et 1500 m","Nréf (h)","Dhréf (degrés-heures)","Précision de la situation",null,"Préf 1 (W/m²)","Préf 2 (W/m²)","Pref moyen","C3 (h/m)","C4 (h/km)","CESI","CESI","CESI"]
[null,1,2,3,4,null,5,6,7,8,9,10,11,12,13,14,15,16,17,18,19,20,21,22,23,24,25,26,27,28,29,30,31,32,33,34,35,36,37,null,null,{"$f":"Neuf!E20","v":"Entre 0 et 200 m"}]
[null,2,1,"Ain",{"$f":"C4&\" - \"&D4","v":"1 - Ain"},2,"H1","Ec",2,{"$f":"MATCH(L4,M4:AA4,0)-1","v":12},{"$f":"MAX(M4:AA4)","v":-10},{"$f":"MIN(M4:AA4)","v":-20},"-","-",-10,-11,-12,-13,-14,-15,-16,-17,-18,-19,-20,"-","-",4900,63000,null,null,80,null,{"$f":"IF(AG4=0,AF4,(AF4+AG4)/2)","v":80},1.5,null,"I2",1450,1,1,"Entre 0 et 200 m",{"$f":"IF(AP3=AO4,1,IF(AP3=AO5,2,IF(AP3=AO6,3,IF(AP3=AO7,4,IF(AP3=AO8,5,IF(AP3=AO9,6,IF(AP3=AO10,7)))))))","v":1},{"$f":"IF(AP3=AO11,8,IF(AP3=AO12,9,IF(AP3=AO13,10,IF(AP3=AO14,11,IF(AP3=AO15,12,IF(AP3=AO16,13))))))","v":false},{"$f":"AQ4+AP4","v":1}]
[null,3,2,"Aisne","2 - Aisne",3,"H1","Ea",2,3,{"$f":"MAX(M5:AA5)","v":-7},{"$f":"MIN(M5:AA5)","v":-8},"-","-",-7,-8,"-","-","-","-","-","-","-","-","-","-","-",5800,65400,null,null,73,null,{"$f":"IF(AG5=0,AF5,(AF5+AG5)/2)","v":73},null,null,"I1",1250,1,2,"Entre 201 et 400 m"]
[null,4,3,"Allier","3 - Allier",4,"H1","Ec",2,14,-8,{"$f":"MIN(M6:AA6)","v":-20},"-","-",-8,-9,-10,-11,-12,-13,-14,-15,-16,-17,-18,-19,-20,5100,60200,null,null,79,null,79,1.5,null,"I2",1450,1,3,"Entre 401 et 500 m"]
[null,5,4,"Alpes de haute provence","4 - Alpes de haute provence",5,"H2","Ed",2,14,-8,{"$f":"MIN(M7:AA7)","v":-20},"-","-",-8,-9,-10,-11,-12,-13,-14,-15,-16,-17,-18,-19,-20,4100,53100,null,null,132,null,132,1.5,null,"I4",2200,1.2,4,"Entre 501 et 600 m"]
[null,6,5,"Hautes-Alpes","5 - Hautes-Alpes",6,"H1","Ed",2,12,-10,-20,"-","-",-10,-11,-12,-13,-14,-15,-16,-17,-18,-19,-20,"-","-",4200,63000,"Ouest","Est",125,135,130,1.5,null,"I3",1800,1.3,5,"Entre 601 et 700 m"]
[null,7,6,"Alpes maritimes","6 - Alpes maritimes",7,"H3","Ed",0,14,0,-12,0,-2,-5,-6,-7,-7,-8,-8,-9,-9,-10,-10,-11,-11,-12,3900,36000,null,null,135,null,135,1.8,5,"I4",2200,1.1000000000000001,6,"Entre 701 et 800 m"]
[null,8,7,"Ardèche","7 - Ardèche",8,"H2","Ed",2,10,-6,-14,"-","-",-6,-7,-8,-9,-10,-11,-12,-13,-14,"-","-","-","-",4900,55500,"Nord","Sud",95,110,102.5,1.5,null,"I3",1800,1,7,"Entre 801 et 900 m"]
[null,9,8,"Ardennes","8 - Ardennes",9,"H1","Eb",2,4,-10,-12,"-","-",-10,-11,-12,"-","-","-","-","-","-","-","-","-","-",5600,70500,null,null,71,null,71,null,null,"I1",1250,1,8,"Entre 901 et 1000 m"]
[null,10,9,"Ariège","9 - Ariège",10,"H2","Ec",2,14,-5,-12,"-","-",-5,-6,-7,-7,-8,-8,-9,-9,-10,-10,-11,-11,-12,4400,54500,null,null,110,null,110,1.5,null,"I3",1800,1,9,"Entre 1001 et 1100 m"]
[null,11,10,"Aube","10 - Aube",11,"H1","Eb",2,3,-10,-11,"-","-",-10,-11,"-","-","-","-","-","-","-","-","-","-","-",5500,62900,null,null,74,null,74,null,null,"I1",1250,1,10,"Entre 1101 et 1200 m"]
[null,12,11,"Aude","11 - Aude",12,"H3","Ed",0,14,-2,-12,-2,-4,-5,-6,-7,-7,-8,-8,-9,-9,-10,-10,-11,-11,-12,4000,46300,">30km de la mer","<30km de la mer",101,127,114,1.8,5,"I4",2200,1,11,"Entre 1201 et 1300 m"]
[null,13,12,"Aveyron","12 - Aveyron",13,"H2","Ec",2,13,-8,-19,"-","-",-8,-9,-10,-11,-12,-13,-14,-15,-16,-17,-18,-19,"-",4400,52100,"Nord","Sud",90,103,96.5,1.5,null,"I3",1800,1,12,"Entre 1301 et 1400 m"]
[null,14,13,"Bouches-du-Rhône","13 - Bouches-du-Rhône",14,"H3","Ed",0,14,-3,-12,-3,-5,-5,-6,-7,-7,-8,-8,-9,-9,-10,-10,-11,-11,-12,4000,36000,null,null,132,null,132,1.8,5,"I4",2200,1,13,"Entre 1401 et 1500 m"]
[null,15,14,"Calvados","14 - Calvados",15,"H1","Ea",0,3,-5,-8,-5,-7,-7,-8,"-","-","-","-","-","-","-","-","-","-","-",5700,57900,null,null,79,null,79,null,5,"I1",1250,1]
[null,16,15,"Cantal","15 - Cantal",16,"H1","Ec",0,13,-8,-19,"-","-",-8,-9,-10,-11,-12,-13,-14,-15,-16,-17,-18,-19,"-",5000,57600,null,null,87,null,87,1.5,null,"I2",1450,1.1000000000000001]
[null,17,16,"Charente","16 - Charente",17,"H2","Ec",0,3,-5,-6,"-","-",-5,-6,"-","-","-","-","-","-","-","-","-","-","-",5000,49800,null,null,87,null,87,null,null,"I2",1450,1]
[null,18,17,"Charente-Maritime","17 - Charente-Maritime",18,"H2","Ec",2,2,-2,-5,-2,-4,-5,"-","-","-","-","-","-","-","-","-","-","-","-",5000,44300,null,null,88,null,88,null,5,"I3",1800,1.1000000000000001]
[null,19,18,"Cher","18 - Cher",19,"H2","Eb",0,4,-7,-9,"-","-",-7,-8,-9,"-","-","-","-","-","-","-","-","-","-",5300,58000,null,null,79,null,79,null,null,"I2",1450,1]
[null,20,19,"Corrèze","19 - Corrèze",20,"H1","Ec",0,13,-8,-19,"-","-",-8,-9,-10,-11,-12,-13,-14,-15,-16,-17,-18,-19,"-",5000,54000,null,null,85,null,85,1.5,null,"I2",1450,1.2]
[null,21,"2A","Corse-du-Sud","2A - Corse-du-Sud",21,"H3","Ed",1,7,-2,-6,"-",-2,-2,-3,-4,-4,-5,-6,-6,-6,-6,-6,-6,-6,-6,4200,34000,null,null,126,null,126,1.8,5,"I4",2200,1.1000000000000001]
[null,22,"2B","Haute-Corse","2B - Haute-Corse",22,"H3","Ed",1,7,-2,-6,"-",-2,-2,-3,-4,-4,-5,-6,-6,-6,-6,-6,-6,-6,-6,4000,32000,null,null,126,null,126,1.8,5,"I4",2200,1.1000000000000001]
[null,23,21,"Côte-d'Or","21 - Côte-d'Or",23,"H1","Ec",2,6,-10,-14,"-","-",-10,-11,-12,-13,-14,"-","-","-","-","-","-","-","-",4900,63000,null,null,73,null,73,1.5,null,"I2",1450,1]
[null,24,22,"Côtes-d'Armor","22 - Côtes-d'Armor",24,"H2","Ea",0,3,-2,-5,-2,-4,-4,-5,"-","-","-","-","-","-","-","-","-","-","-",5400,48600,null,null,79,null,79,null,5,"I1",1250,1]
[null,25,23,"Creuse","23 - Creuse",25,"H1","Ec",2,13,-8,-19,"-","-",-8,-9,-10,-11,-12,-13,-14,-15,-16,-17,-18,-19,"-",5200,65000,null,null,84,null,84,1.5,null,"I2",1450,1.1000000000000001]
[null,26,24,"Dordogne","24 - Dordogne",26,"H2","Ec",2,4,-5,-7,"-","-",-5,-6,-7,"-","-","-","-","-","-","-","-","-","-",5000,49900,null,null,87,null,87,null,null,"I2",1450,1]
[null,27,25,"Doubs","25 - Doubs",27,"H1","Ec",2,10,-12,-20,"-","-",-12,-13,-14,-15,-16,-17,-18,-19,-20,"-","-","-","-",5000,65300,null,null,71,null,71,1.5,null,"I2",1450,1]
[null,28,26,"Drôme","26 - Drôme",28,"H2","Ed",2,10,-6,-14,"-","-",-6,-7,-8,-9,-10,-11,-12,-13,-14,"-","-","-","-",4800,50900,"Nord","Sud",100,120,110,1.5,null,"I3",1800,1]
[null,29,27,"Eure","27 - Eure",29,"H1","Ea",2,3,-7,-8,"-","-",-7,-8,"-","-","-","-","-","-","-","-","-","-","-",5500,60000,null,null,78,null,78,null,5,"I1",1250,1]
[null,30,28,"Eure-et-Loire","28 - Eure-et-Loire",30,"H1","Eb",2,3,-7,-8,"-","-",-7,-8,"-","-","-","-","-","-","-","-","-","-","-",5600,60504,null,null,78,null,78,null,null,"I2",1450,1]
[null,31,29,"Finistère","29 - Finistère",31,"H2","Ea",0,3,-2,-5,-2,-4,-4,-5,"-","-","-","-","-","-","-","-","-","-","-",5800,44900,null,null,79,null,79,null,5,"I1",1250,1]
[null,32,30,"Gard","30 - Gard",32,"H3","Ed",0,14,-3,-12,-3,-3,-5,-6,-7,-7,-8,-8,-9,-9,-10,-10,-11,-11,-12,4000,42300,"Nord","Sud",120,127,123.5,1.8,5,"I4",2200,1]
[null,33,31,"Haute-Garonne","31 - Haute-Garonne",33,"H2","Ec",2,14,-5,-12,"-","-",-5,-6,-7,-7,-8,-8,-9,-9,-10,-10,-11,-11,-12,4500,48300,null,null,98,null,98,1.5,null,"I3",1800,1]
[null,34,32,"Gers","32 - Gers",34,"H2","Ec",2,3,-5,-6,"-","-",-5,-6,"-","-","-","-","-","-","-","-","-","-","-",4800,48000,null,null,92,null,92,null,null,"I3",1800,1]
[null,35,33,"Gironde","33 - Gironde",35,"H2","Ec",0,2,-2,-5,-2,-4,-5,"-","-","-","-","-","-","-","-","-","-","-","-",4500,44400,null,null,91,null,91,null,5,"I3",1800,1]
[null,36,34,"Hérault","34 - Hérault",36,"H3","Ed",0,14,-3,-12,-3,-3,-5,-6,-7,-7,-8,-8,-9,-9,-10,-10,-11,-11,-12,4100,36500,">30km de la mer","<30km de la mer",110,127,118.5,1.8,5,"I4",2200,1]
[null,37,35,"Ile-et-Vilaine","35 - Ile-et-Vilaine",37,"H2","Ea",0,1,-2,-4,-2,-4,-4,"-","-","-","-","-","-","-","-","-","-","-","-",5300,53000,null,null,79,null,79,null,5,"I2",1450,1]
[null,38,36,"Indre","36 - Indre",38,"H2","Eb",2,4,-7,-9,"-","-",-7,-8,-9,"-","-","-","-","-","-","-","-","-","-",5300,59000,null,null,84,null,84,null,null,"I2",1450,1]
[null,39,37,"Indre-et-Loire","37 - Indre-et-Loire",39,"H2","Eb",2,2,-7,-7,"-","-",-7,"-","-","-","-","-","-","-","-","-","-","-","-",5300,57000,null,null,85,null,85,null,null,"I2",1450,1]
[null,40,38,"Isère","38 - Isère",40,"H1","Ec",2,12,-10,-20,"-","-",-10,-11,-12,-13,-14,-15,-16,-17,-18,-19,-20,"-","-",4800,62700,"Nord","Sud",90,115,102.5,1.5,null,"I3",1800,1.1000000000000001]
[null,41,39,"Jura","39 - Jura",41,"H1","Ec",2,12,-10,-20,"-","-",-10,-11,-12,-13,-14,-15,-16,-17,-18,-19,-20,"-","-",4900,65000,null,null,74,null,74,1.5,null,"I2",1450,1]
[null,42,40,"Landes","40 - Landes",42,"H2","Ec",0,3,-2,-6,-2,-4,-5,-6,"-","-","-","-","-","-","-","-","-","-","-",4400,42000,null,null,94,null,94,null,5,"I3",1800,1]
[null,43,41,"Loir-et-Cher","41 - Loir-et-Cher",43,"H2","Eb",2,3,-7,-8,"-","-",-7,-8,"-","-","-","-","-","-","-","-","-","-","-",5400,59000,null,null,82,null,82,null,null,"I2",1450,1]
[null,44,42,"Loire","42 - Loire",44,"H1","Ec",2,12,-10,-20,"-","-",-10,-11,-12,-13,-14,-15,-16,-17,-18,-19,-20,"-","-",4900,63300,null,null,83,null,83,1.5,null,"I2",1450,1]
[null,45,43,"Haute-Loire","43 - Haute-Loire",45,"H1","Ec",2,13,-8,-19,"-","-",-8,-9,-10,-11,-12,-13,-14,-15,-16,-17,-18,-19,"-",5000,61000,null,null,92,null,92,1.5,null,"I2",1450,1.1000000000000001]
[null,46,44,"Loire Atlantique","44 - Loire Atlantique",46,"H2","Eb",0,2,-2,-5,-2,-4,-5,"-","-","-","-","-","-","-","-","-","-","-","-",4900,49700,null,null,82,null,82,null,5,"I2",1450,1]
[null,47,45,"Loiret","45 - Loiret",47,"H1","Eb",2,3,-7,-8,"-","-",-7,-8,"-","-","-","-","-","-","-","-","-","-","-",5400,61000,null,null,78,null,78,null,null,"I2",1450,1]
[null,48,46,"Lot","46 - Lot",48,"H2","Ec",2,10,-6,-14,"-","-",-6,-7,-8,-9,-10,-11,-12,-13,-14,"-","-","-","-",4600,51100,null,null,88,null,88,1.5,null,"I3",1800,1]
[null,49,47,"Lot-et-Garonne","47 - Lot-et-Garonne",49,"H2","Ec",2,3,-5,-6,"-","-",-5,-6,"-","-","-","-","-","-","-","-","-","-","-",5000,49800,null,null,87,null,87,null,null,"I3",1800,1]
[null,50,48,"Lozère","48 - Lozère",50,"H2","Ed",2,13,-8,-19,"-","-",-8,-9,-10,-11,-12,-13,-14,-15,-16,-17,-18,-19,"-",4600,64800,null,null,100,null,100,1.5,null,"I3",1800,1]
[null,51,49,"Maine-et-Loire","49 - Maine-et-Loire",51,"H2","Eb",2,3,-7,-8,"-","-",-7,-8,"-","-","-","-","-","-","-","-","-","-","-",5200,55000,null,null,83,null,83,null,null,"I2",1450,1]
[null,52,50,"Manche","50 - Manche",52,"H2","Ea",0,3,-2,-5,-2,-2,-4,-5,"-","-","-","-","-","-","-","-","-","-","-",5700,49700,null,null,76,null,76,null,4,"I1",1250,1]
[null,53,51,"Marne","51 - Marne",53,"H1","Eb",2,3,-10,-11,"-","-",-10,-11,"-","-","-","-","-","-","-","-","-","-","-",5600,65000,null,null,74,null,74,null,null,"I1",1250,1]
[null,54,52,"Haute-Marne","52 - Haute-Marne",54,"H1","Eb",2,5,-12,-15,"-","-",-12,-13,-14,-15,"-","-","-","-","-","-","-","-","-",5200,62700,null,null,73,null,73,1.5,null,"I1",1250,1]
[null,55,53,"Mayenne","53 - Mayenne",55,"H2","Eb",2,3,-7,-8,"-","-",-7,-8,"-","-","-","-","-","-","-","-","-","-","-",5200,55200,null,null,81,null,81,null,null,"I2",1450,1]
[null,56,54,"Meurthe-et-Moselle","54 - Meurthe-et-Moselle",56,"H1","Eb",2,8,-15,-20,"-","-",-15,-15,-16,-17,-18,-19,-20,"-","-","-","-","-","-",5800,66500,null,null,69,null,69,null,null,"I1",1250,1]
[null,57,55,"Meuse","55 - Meuse",57,"H1","Eb",2,4,-12,-14,"-","-",-12,-13,-14,"-","-","-","-","-","-","-","-","-","-",5600,71200,null,null,71,null,71,null,null,"I1",1250,1]
[null,58,56,"Morbihan","56 - Morbihan",58,"H2","Ea",0,3,-2,-5,-2,-4,-4,-5,"-","-","-","-","-","-","-","-","-","-","-",5100,48000,null,null,79,null,79,null,5,"I2",1450,1]
[null,59,57,"Moselle","57 - Moselle",59,"H1","Eb",2,8,-15,-20,"-","-",-15,-15,-16,-17,-18,-19,-20,"-","-","-","-","-","-",5600,68000,null,null,69,null,69,null,null,"I1",1250,1]
[null,60,58,"Nièvre","58 - Nièvre",60,"H1","Eb",2,12,-10,-20,"-","-",-10,-11,-12,-13,-14,-15,-16,-17,-18,-19,-20,"-","-",5200,60800,null,null,76,null,76,1.5,null,"I2",1450,1]
[null,61,59,"Nord","59 - Nord",61,"H1","Ea",0,3,-7,-10,-7,-9,-9,-10,"-","-","-","-","-","-","-","-","-","-","-",5500,60000,null,null,69,null,69,null,5,"I1",1250,1]
[null,62,60,"Oise","60 - Oise",62,"H1","Ea",2,3,-7,-8,"-","-",-7,-8,"-","-","-","-","-","-","-","-","-","-","-",5700,61200,null,null,75,null,75,null,null,"I1",1250,1]
[null,63,61,"Orne","61 - Orne",63,"H1","Ea",2,4,-7,-9,"-","-",-7,-8,-9,"-","-","-","-","-","-","-","-","-","-",5600,60900,null,null,79,null,79,null,null,"I1",1250,1]
[null,64,62,"Pas-de-Calais","62 - Pas-de-Calais",64,"H1","Ea",0,3,-7,-10,-7,-9,-9,-10,"-","-","-","-","-","-","-","-","-","-","-",5500,60400,null,null,69,null,69,null,5,"I1",1250,1]
[null,65,63,"Puy-de-Dôme","63 - Puy-de-Dôme",65,"H1","Ec",2,13,-8,-19,"-","-",-8,-9,-10,-11,-12,-13,-14,-15,-16,-17,-18,-19,"-",4800,60000,null,null,83,null,83,1.5,null,"I2",1450,1.1000000000000001]
[null,66,64,"Pyrénées Atlantiques",{"$f":"C68&\" - \"&D68","v":"64 - Pyrénées Atlantiques"},66,"H2","Ec",0,{"$f":"MATCH(L68,M68:AA68,0)-1","v":14},-3,-12,-3,-4,-5,-6,-7,-7,-8,-8,-9,-9,-10,-10,-11,-11,-12,4200,38400,null,null,98,null,98,1.8,5,"I3",1800,1.1000000000000001]
[null,67,65,"Hautes-Pyrénées","65 - Hautes-Pyrénées",67,"H2","Ec",2,14,{"$f":"MAX(M69:AA69)","v":-5},-12,"-","-",-5,-6,-7,-7,-8,-8,-9,-9,-10,-10,-11,-11,-12,4600,52500,null,null,98,null,{"$f":"IF(AG69=0,AF69,(AF69+AG69)/2)","v":98},1.5,null,"I3",1800,1]
[null,68,66,"Pyrénées-orientales","66 - Pyrénées-orientales",68,"H3","Ed",0,14,-2,-12,-2,-4,-5,-6,-7,-7,-8,-8,-9,-9,-10,-10,-11,-11,-12,3700,36000,">30km de la mer","<30km de la mer",140,127,133.5,1.8,5,"I4",2200,1.1000000000000001]
[null,69,67,"Bas-Rhin","67 - Bas-Rhin",69,"H1","Eb",2,8,-15,{"$f":"MIN(M71:AA71)","v":-20},"-","-",-15,-15,-16,-17,-18,-19,-20,"-","-","-","-","-","-",5200,64800,null,null,66,null,66,1.5,null,"I1",1250,1]
[null,70,68,"Haut-Rhin","68 - Haut-Rhin",70,"H1","Eb",2,8,-15,-20,"-","-",-15,-15,-16,-17,-18,-19,-20,"-","-","-","-","-","-",5300,64000,null,null,69,null,69,1.5,null,"I1",1250,1]
[null,71,69,"Rhône","69 - Rhône",71,"H1","Ec",2,12,-10,-20,"-","-",-10,-11,-12,-13,-14,-15,-16,-17,-18,-19,-20,"-","-",4900,58800,null,null,80,null,80,1.5,null,"I2",1450,1]
[null,72,70,"Haute-Saône","70 - Haute-Saône",72,"H1","Eb",2,12,-10,-20,"-","-",-10,-11,-12,-13,-14,-15,-16,-17,-18,-19,-20,"-","-",5300,65000,null,null,71,null,71,1.5,null,"I1",1250,1]
[null,73,71,"Saône-et-Loire","71 - Saône-et-Loire",73,"H1","Ec",2,12,-10,-20,"-","-",-10,-11,-12,-13,-14,-15,-16,-17,-18,-19,-20,"-","-",5200,62400,null,null,74,null,74,1.5,null,"I2",1450,1]
[null,74,72,"Sarthe","72 - Sarthe",74,"H2","Eb",2,3,-7,-8,"-","-",-7,-8,"-","-","-","-","-","-","-","-","-","-","-",5300,57000,null,null,82,null,82,null,null,"I2",1450,1]
[null,75,73,"Savoie","73 - Savoie",75,"H1","Ec",2,12,-10,-20,"-","-",-10,-11,-12,-13,-14,-15,-16,-17,-18,-19,-20,"-","-",4600,67100,null,null,100,null,100,1.5,null,"I2",1450,1.1000000000000001]
[null,76,74,"Haute-Savoie","74 - Haute-Savoie",76,"H1","Ec",2,12,-10,-20,"-","-",-10,-11,-12,-13,-14,-15,-16,-17,-18,-19,-20,"-","-",4900,64100,null,null,80,null,80,1.5,null,"I2",1450,1]
[null,77,75,"Paris","75 - Paris",77,"H1","Eb",2,2,-5,-5,"-","-",-5,"-","-","-","-","-","-","-","-","-","-","-","-",5100,55000,null,null,66,null,66,null,null,"I1",1250,1]
[null,78,76,"Seine-Maritime","76 - Seine-Maritime",78,"H1","Ea",0,3,-5,-8,-5,-7,-7,-8,"-","-","-","-","-","-","-","-","-","-","-",5500,58000,null,null,76,null,76,null,5,"I1",1250,1]
[null,79,77,"Seine-et-Marne","77 - Seine-et-Marne",79,"H1","Eb",2,3,-7,-8,"-","-",-7,-8,"-","-","-","-","-","-","-","-","-","-","-",5500,60000,null,null,72,null,72,null,null,"I1",1250,1]
[null,80,78,"Yvelines","78 - Yvelines",80,"H1","Eb",2,2,-7,-7,"-","-",-7,"-","-","-","-","-","-","-","-","-","-","-","-",5800,63100,null,null,72,null,72,null,null,"I1",1250,1]
[null,81,79,"Deux-Sèvres","79 - Deux-Sèvres",81,"H2","Eb",2,3,-7,-8,"-","-",-7,-8,"-","-","-","-","-","-","-","-","-","-","-",5300,50400,null,null,85,null,85,null,null,"I2",1450,1]
[null,82,80,"Somme","80 - Somme",82,"H1","Ea",0,3,-7,-10,-7,-8,-9,-10,"-","-","-","-","-","-","-","-","-","-","-",5800,62500,null,null,73,null,73,null,5,"I1",1250,1]
[null,83,81,"Tarn","81 - Tarn",83,"H2","Ec",2,14,-5,-12,"-","-",-5,-6,-7,-7,-8,-8,-9,-9,-10,-10,-11,-11,-12,4400,40000,null,null,100,null,100,1.5,null,"I3",1800,1]
[null,84,82,"Tarn-et-Garonne","82 - Tarn-et-Garonne",84,"H2","Ec",1,3,-5,-6,"-","-",-5,-6,"-","-","-","-","-","-","-","-",null,"-","-",4800,49200,null,null,90,null,90,null,null,"I3",1800,1]
[null,85,83,"Var","83 - Var",85,"H3","Ed",1,14,0,-12,0,-2,-5,-6,-7,-7,-8,-8,-9,-9,-10,-10,-11,-11,-12,3900,36000,null,null,132,null,132,1.8,5,"I4",2200,1.1000000000000001]
[null,86,84,"Vaucluse","84 - Vaucluse",86,"H2","Ed",2,10,-6,-14,"-","-",-6,-7,-8,-9,-10,-11,-12,-13,-14,"-","-","-","-",4600,44000,null,null,126,null,126,1.5,null,"I4",2200,1.1000000000000001]
[null,87,85,"Vendée","85 - Vendée",87,"H2","Eb",0,3,-2,-6,-2,-4,-5,-6,"-","-","-","-","-","-","-","-","-","-","-",5200,50000,null,null,85,null,85,null,5,"I3",1800,1]
[null,88,86,"Vienne","86 - Vienne",88,"H2","Eb",2,3,-7,-8,"-","-",-7,-8,"-","-","-","-","-","-","-","-","-","-","-",5300,56000,null,null,86,null,86,null,null,"I2",1450,1]
[null,89,87,"Haute-Vienne","87 - Haute-Vienne",89,"H1","Ec",2,13,-8,-19,"-","-",-8,-9,-10,-11,-12,-13,-14,-15,-16,-17,-18,-19,"-",5200,60400,null,null,86,null,86,1.5,null,"I2",1450,1.1000000000000001]
[null,90,88,"Vosges","88 - Vosges",90,"H1","Eb",2,8,-15,-20,"-","-",-15,-15,-16,-17,-18,-19,-20,"-","-","-","-","-","-",5300,65000,null,null,71,null,71,1.5,null,"I1",1250,1]
[null,91,89,"Yonne","89 - Yonne",91,"H1","Eb",2,6,-10,-14,"-","-",-10,-11,-12,-13,-14,"-","-","-","-","-","-","-","-",5400,60700,null,null,76,null,76,null,null,"I2",1450,1]
[null,92,90,"Territoire-de-Belfort","90 - Territoire-de-Belfort",92,"H1","Eb",2,8,-15,-20,"-","-",-15,-15,-16,-17,-18,-19,-20,"-","-","-","-","-","-",5300,67000,null,null,70,null,70,1.5,null,"I1",1250,1]
[null,93,91,"Essone","91 - Essone",93,"H1","Eb",2,2,-7,-7,"-","-",-7,"-","-","-","-","-","-","-","-","-","-","-","-",5500,61000,null,null,72,null,72,null,null,"I1",1250,1]
[null,94,92,"Hauts-de-Seine","92 - Hauts-de-Seine",94,"H1","Eb",2,2,-7,-7,"-","-",-7,"-","-","-","-","-","-","-","-","-","-","-","-",5300,58000,null,null,66,null,66,null,null,"I1",1250,1]
[null,95,93,"Seine-Saint-Denis","93 - Seine-Saint-Denis",95,"H1","Eb",2,2,-7,-7,"-","-",-7,"-","-","-","-","-","-","-","-","-","-","-","-",5300,58000,null,null,66,null,66,null,null,"I1",1250,1]
[null,96,94,"Val-de-Marne","94 - Val-de-Marne",96,"H1","Eb",2,2,-7,-7,"-","-",-7,"-","-","-","-","-","-","-","-","-","-","-","-",5300,58000,null,null,66,null,66,null,null,"I1",1250,1]
[null,97,95,"Val-d'Oise","95 - Val-d'Oise",97,"H1","Eb",2,2,-7,-7,"-","-",-7,"-","-","-","-","-","-","-","-","-","-","-","-",5500,61000,null,null,72,null,72,null,null,"I1",1250,1]
[]
[]
[]
[null,"Type d'habitation","Coeff G",{"$f":"Neuf!G26","v":"Conforme à la RT 2000 (0,9)"},null,null,"Conso ecs","L/j à 50°C",{"$f":"Neuf!E29","v":"Normale (50 l/j à 55°C)"},null,null,"Type Solaire",null,{"$f":"Neuf!C41","v":"Aucune"}]
[1,"Conforme à la RT 2000 (0,9)",0.9,{"$f":"IF(D103=B104,1,IF(D103=B105,2,IF(D103=B106,3,IF(D103=B107,4,IF(D103=B108,5)))))","v":1},null,1,"Econome (35 l/j à 55°C)",35,{"$f":"IF(I103=G104,1,IF(I103=G105,2,IF(I103=G106,3,IF(I103=L107,4,IF(I103=L108,5)))))","v":2},null,1,"Aucune",{"$f":"I109","v":0},{"$f":"IF(N103=L104,1,IF(N103=L105,2,IF(N103=L106,3)))","v":1}]
[2,"Conforme à la RT 2005 (0,8)",0.8,null,null,2,"Normale (50 l/j à 55°C)",50,null,null,2,"CESI",{"$f":"I109","v":0}]
[3,"Maison à excellente isolation (0,6)",0.6,null,null,3,"Confortable (70 l/j à 55°C)",70,null,null,3,"SSC",{"$f":"I109","v":0}]
[4,"Maison bioclimatique (0,4)",0.4]
[]
[]
[]
[null,"Calculs besoins",null,"T ext base à 0","Abonnement GAZ",null,null,null,"Abonnement Elec"]
[null,"Ligne temp",{"$f":"VLOOKUP(Neuf!C20,'calculs neuf'!E4:F99,2,FALSE)","v":2},{"$f":"VLOOKUP(C112,F4:AA99,10,FALSE)","v":-10},"Rentabilité B2I/B1",null,{"$f":"('Coûts Energies'!H33-'Coûts Energies'!H32)/('Coûts Energies'!D32-'Coûts Energies'!D33+0.001)*100","v":-84.403212307911474},"kWh","Tout elec",{"$f":"IF(C118+6<12,'Coûts Energies'!H20,IF(C118+6<15,'Coûts Energies'!H21,IF(C118+6<18,'Coûts Energies'!H22,IF(C118+6<24,'Coûts Energies'!H23,IF(C118+6<30,'Coûts Energies'!H24,'Coûts Energies'!H25)))))","v":0}]
[null,"Colonne temp",{"$f":"AR4","v":1},null,null,null,null,null,"PAC Air",{"$f":"IF(0.75*C118+6<12,'Coûts Energies'!H20,IF(0.75*C118+6<15,'Coûts Energies'!H21,IF(0.75*C118+6<18,'Coûts Energies'!H22,IF(0.75*C118+6<24,'Coûts Energies'!H23,IF(0.75*C118+6<30,'Coûts Energies'!H24,'Coûts Energies'!H25)))))","v":0}]
[null,"Temp. Ext base",{"$f":"VLOOKUP(C112,F4:AA99,C113+9,FALSE)","v":-10},"Nb heures","Gaz Condensation",null,{"$f":"C122/C137/0.9","v":23351.681957186545},"kWh","PAC Sol",{"$f":"IF(C118/3+6<12,'Coûts Energies'!H20,IF(C118/3+6<15,'Coûts Energies'!H21,IF(C118/3+6<18,'Coûts Energies'!H22,IF(C118/3+6<24,'Coûts Energies'!H23,IF(C118/3+6<30,'Coûts Energies'!H24,'Coûts Energies'!H25)))))","v":0}]
[null,"djh",{"$f":"VLOOKUP(C112,F4:AM99,24,FALSE)+D115*(Neuf!C32-19)","v":67900},{"$f":"VLOOKUP(C112,F4:AM99,23,FALSE)","v":4900},"Cout Abonnement",null,{"$f":"IF(G114<G112,'Coûts Energies'!H32,'Coûts Energies'!H33)","v":401.52},"€"]
[null,"Coeff G",{"$f":"VLOOKUP(D104,A104:C107,3,FALSE)","v":0.9},null,"Cout Energie",null,{"$f":"IF(G114<G112,'Coûts Energies'!D32,'Coûts Energies'!D33)","v":335.76},"€"]
[null,"Volume",{"$f":"Neuf!C26*Neuf!E26","v":375},"m3"]
[null,"Déperditions",{"$f":"ROUND(C116*C117*(Neuf!C32-C114)/1000,1)","v":10.1},"kW","Gaz BT",null,{"$f":"C122/C138/0.9","v":27369.175627240144},"kWh"]
[null,"Besoins annuels chauffage",{"$f":"ROUND(0.75*C116*C117*C115/1000/0.9*(Neuf!C32-C114)/(Neuf!C32-D112),0)","v":19097},"kWh","Cout Abonnement",null,{"$f":"IF(G118<G112,'Coûts Energies'!H32,'Coûts Energies'!H33)","v":401.52},"€"]
[null,"Conso ECS",{"$f":"VLOOKUP(I104,F104:H106,3,FALSE)","v":50},"l/j","Cout Energie",null,{"$f":"IF(G118<G112,'Coûts Energies'!D32,'Coûts Energies'!D33)","v":335.76},"€"]
[null,"Besoins annuels ECS",{"$f":"ROUND(Neuf!C29*C120*365/1000*1.16*45,0)","v":3811},"kWh"]
[null,"Besoins annuels total",{"$f":"C121+C119","v":22908},"kWh"]
[]
[null,"Tableau correspondances énergétiques"]
[null,"1 litre fioul",10,"kWh PCI",{"$f":"C125/0.94","v":10.638297872340425},"kWh PCS",{"$f":"E125*0.3","v":3.1914893617021276},"kg CO2"]
[null,"1 m3 gaz naturel",10,"kWh PCI",{"$f":"C126/0.9","v":11.111111111111111},"kWh PCS",{"$f":"E126*0.23","v":2.5555555555555554},"kg CO2"]
[null,"1 kg propane",12.8,"kWh PCI",{"$f":"C127/0.92","v":13.913043478260869},"kWh PCS"]
[null,"1 kg Granulés",4.8,"kWh PCI"]
[null,"1 Stère de bûche",2000,"kWh PCI",null,"1 kWh élec",0.18,"kg CO2"]
[]
[null,"Type d'Installation","Rendement","Surcoût abonnement","Coût ECS","Coût chauffage","Coût total","Coût total avec CESI","Coût total avec SSC",null,"Coût ECS graphique","Coût chauffage graph","Somme"]
[null,"Tout\nélectrique",1,{"$f":"J112-'Coûts Energies'!D20","v":-15.97},{"$f":"C121/C132*'Coûts Energies'!H15/100","v":685.21780000000001},{"$f":"C119/C132*(1/3*'Coûts Energies'!H15+2/3*'Coûts Energies'!H14)/100+D132","v":1128.5768666666665},{"$f":"E132+F132","v":1813.7946666666667},{"$f":"E132*(100-Neuf!$E$41)/100+F132","v":1402.6639866666665},{"$f":"E132*(100-Neuf!$E$41)/100+(F132-D132)*(100-Neuf!$G$41)/100+D132","v":1173.7546133333333},null,{"$f":"IF($N$104=1,E132,IF($N$104=2,H132-F132,IF($N$104=3,H132-F132)))","v":685.21780000000001},{"$f":"IF($N$104=1,F132,IF($N$104=2,F132,IF($N$104=3,(F132-D132)*(100-OErtliNERGY!$F$70)/100+D132)))","v":1128.5768666666665},{"$f":"K132+L132","v":1813.7946666666667}]
[null,"PAC\nAir/Eau",3.5,{"$f":"J113-'Coûts Energies'!D20","v":-15.97},{"$f":"C121/C132*'Coûts Energies'!H15/100","v":685.21780000000001},{"$f":"C119/C133*(1/3*'Coûts Energies'!H15+2/3*'Coûts Energies'!H14)/100+D133","v":311.0433904761905},{"$f":"E133+F133","v":996.26119047619045},{"$f":"E133*(100-Neuf!$E$41)/100+F133","v":585.13051047619047},{"$f":"E133*(100-Neuf!$E$41)/100+(F133-D133)*(100-Neuf!$G$41)/100+D133","v":519.72783238095235},null,{"$f":"IF($N$104=1,E133,IF($N$104=2,H133-F133,IF($N$104=3,H133-F133)))","v":685.21780000000001},{"$f":"IF($N$104=1,F133,IF($N$104=2,F133,IF($N$104=3,(F133-D133)*(100-OErtliNERGY!$F$70)/100+D133)))","v":311.0433904761905},{"$f":"K133+L133","v":996.26119047619045}]
[null,"PAC\nSol-Eau/Eau",4,{"$f":"J114-'Coûts Energies'!D20","v":-15.97},{"$f":"C121/C132*'Coûts Energies'!H15/100","v":685.21780000000001},{"$f":"C119/C134*(1/3*'Coûts Energies'!H15+2/3*'Coûts Energies'!H14)/100+D134","v":270.16671666666662},{"$f":"E134+F134","v":955.38451666666663},{"$f":"E134*(100-Neuf!$E$41)/100+F134","v":544.25383666666653},{"$f":"E134*(100-Neuf!$E$41)/100+(F134-D134)*(100-Neuf!$G$41)/100+D134","v":487.02649333333329},null,685.21780000000001,{"$f":"IF($N$104=1,F134,IF($N$104=2,F134,IF($N$104=3,(F134-D134)*(100-OErtliNERGY!$F$70)/100+D134)))","v":270.16671666666662},955.38451666666663]
[null,"Bois\nbûches",0.85,0,{"$f":"C121/C135/C129*'Coûts Energies'!D56","v":0},{"$f":"C119/C135/C129*'Coûts Energies'!D56+D135","v":0},{"$f":"E135+F135","v":0},{"$f":"E135*(100-Neuf!$E$41)/100+F135","v":0},{"$f":"E135*(100-Neuf!$E$41)/100+(F135-D135)*(100-Neuf!$G$41)/100+D135","v":0},null,0,{"$f":"IF($N$104=1,F135,IF($N$104=2,F135,IF($N$104=3,(F135-D135)*(100-OErtliNERGY!$F$70)/100+D135)))","v":0},0]
[null,"Bois\ngranulés",0.85,0,{"$f":"C121/C136/C128/1000*'Coûts Energies'!H56","v":0},{"$f":"C119/C136/C128/1000*'Coûts Energies'!H56+D136","v":0},{"$f":"E136+F136","v":0},{"$f":"E136*(100-Neuf!$E$41)/100+F136","v":0},{"$f":"E136*(100-Neuf!$E$41)/100+(F136-D136)*(100-Neuf!$G$41)/100+D136","v":0},null,0,{"$f":"IF($N$104=1,F136,IF($N$104=2,F136,IF($N$104=3,(F136-D136)*(100-OErtliNERGY!$F$70)/100+D136)))","v":0},0]
[null,"Gaz\nCondensation",1.0900000000000001,{"$f":"G115","v":401.52},{"$f":"C121/C137*G116/0.9/100","v":13043.642813455655},{"$f":"C119/C137*G116/0.9/100+D137","v":65763.484525993874},{"$f":"E137+F137","v":78807.127339449537},{"$f":"E137*(100-Neuf!$E$41)/100+F137","v":70980.941651376139},{"$f":"E137*(100-Neuf!$E$41)/100+(F137-D137)*(100-Neuf!$G$41)/100+D137","v":57908.548746177366},null,13043.642813455655,{"$f":"IF($N$104=1,F137,IF($N$104=2,F137,IF($N$104=3,(F137-D137)*(100-OErtliNERGY!$F$70)/100+D137)))","v":65763.484525993874},78807.127339449537]
[null,"Gaz",0.93,{"$f":"G119","v":401.52},{"$f":"C121/C138*G120/0.9/100","v":15287.710394265232},{"$f":"C119/C138*G120/0.9/100+D138","v":77008.553691756257},92296.264086021489,{"$f":"E138*(100-Neuf!$E$41)/100+F138","v":83123.63784946235},{"$f":"E138*(100-Neuf!$E$41)/100+(F138-D138)*(100-Neuf!$G$41)/100+D138","v":67802.231111111105},null,15287.710394265232,{"$f":"IF($N$104=1,F138,IF($N$104=2,F138,IF($N$104=3,(F138-D138)*(100-OErtliNERGY!$F$70)/100+D138)))","v":77008.553691756257},92296.264086021489]
[null,"Fioul\ncondensation",1.04,0,{"$f":"C121/C139*'Coûts Energies'!D40/100","v":0},{"$f":"C119/C139*'Coûts Energies'!D40/100+D139","v":0},0,{"$f":"E139*(100-Neuf!$E$41)/100+F139","v":0},{"$f":"E139*(100-Neuf!$E$41)/100+(F139-D139)*(100-Neuf!$G$41)/100+D139","v":0},null,0,{"$f":"IF($N$104=1,F139,IF($N$104=2,F139,IF($N$104=3,(F139-D139)*(100-OErtliNERGY!$F$70)/100+D139)))","v":0},0]
[null,"Fioul",0.93,0,{"$f":"C121/C140*'Coûts Energies'!D40/100","v":0},{"$f":"C119/C140*'Coûts Energies'!D40/100+D140","v":0},0,{"$f":"E140*(100-Neuf!$E$41)/100+F140","v":0},{"$f":"E140*(100-Neuf!$E$41)/100+(F140-D140)*(100-Neuf!$G$41)/100+D140","v":0},null,0,{"$f":"IF($N$104=1,F140,IF($N$104=2,F140,IF($N$104=3,(F140-D140)*(100-OErtliNERGY!$F$70)/100+D140)))","v":0},0]
[null,"Propane\ncondensation",1.07,0,{"$f":"C121/C141*'Coûts Energies'!D48/100","v":0},{"$f":"C119/C141*'Coûts Energies'!D48/100+D141","v":0},0,{"$f":"E141*(100-Neuf!$E$41)/100+F141","v":0},{"$f":"E141*(100-Neuf!$E$41)/100+(F141-D141)*(100-Neuf!$G$41)/100+D141","v":0},null,0,{"$f":"IF($N$104=1,F141,IF($N$104=2,F141,IF($N$104=3,(F141-D141)*(100-OErtliNERGY!$F$70)/100+D141)))","v":0},0]
[null,"Propane",0.93,0,{"$f":"C121/C142*'Coûts Energies'!D48/100","v":0},{"$f":"C119/C142*'Coûts Energies'!D48/100+D142","v":0},0,{"$f":"E142*(100-Neuf!$E$41)/100+F142","v":0},{"$f":"E142*(100-Neuf!$E$41)/100+(F142-D142)*(100-Neuf!$G$41)/100+D142","v":0},null,0,{"$f":"IF($N$104=1,F142,IF($N$104=2,F142,IF($N$104=3,(F142-D142)*(100-OErtliNERGY!$F$70)/100+D142)))","v":0},0]