{"text_format":"1","workbook":"xlsx","n_sheets":7,"sheets":["AWHP","PRIX","Données","Chiffrage","Coûts énergies","OFFRE","calculs"],"not_rendered":{"charts":4,"images":22,"macros":0,"external_links":0,"defined_names":49,"comments":2,"pivot_tables":0},"unopened":[],"bounds":{"document_bytes":16777216,"sheet_cells":100000,"rows_first":2000,"rows_last":500,"rows_between":2000,"halvings":0,"cell_chars":16384,"cell_head_chars":4096},"cells_cut":0,"cells_raw":0,"read":"whole","date_system":"1900"}

{"sheet":"AWHP","index":0,"n_rows":107,"n_cols":16,"rows_kept":107,"cut":false,"hidden":true,"merged":[[68,1,69,1]]}
[null,"Syst",{"$f":"Données!C69","v":"OenoviaPAC-GS (sol)"},"Modèle",{"$f":"Données!C72","v":"OenoniaPAC-GS 12 MR"},null,"Pose",{"$f":"Données!D192","v":"Au sol"}]
[null,"AWHP",{"$f":"IF(C1=B2,1,IF(C1=B3,2,IF(C1=B4,3,IF(C1=B5,4))))","v":false},{"$f":"IF($C$1=\"AWHP\",B9,IF($C$1=\"ROE+\",C9,IF($C$1=\"SOLO\",D9,IF($C$1=\"NAPO\",E9))))","v":false},{"$f":"IF(E1=D2,1,IF(E1=D3,2,IF(E1=D4,3,IF(E1=D5,4,IF(E1=D6,5,IF(E1=D7,6,IF(E1=D8,7)))))))","v":false},null,"Au sol"]
[null,null,null,false,null,null,"Au mur"]
[null,null,null,false]
[null,null,null,false]
[null,null,null,false]
[null,null,null,false]
[null,"AWHP 6MR",null,false]
[null,"AWHP 8 MR"]
[null,"AWHP 11 MR"]
[null,"AWHP 11 TR"]
[null,"AWHP 14MR",null,null,null,null,0]
[null,"AWHP 14 TR",null,null,null,null,1]
[null,"AWHP 16 MR"]
[null,"AWHP 16 TR"]
[null,null,{"$f":"Données!I72","v":"Fioul condensation"}]
[null,"Appoint",{"$f":"IF(C16<>\"Electrique\",B18,B19)","v":"Hydraulique par chaudière"},"PAC"]
[null,"Hydraulique par chaudière",{"$f":"IF(C17=B18,1,IF(C17=B19,2,IF(C17=B20,1)))","v":1},{"$f":"IF(E1=B8,0,1+(E2-1)*2+C18-1)","v":-1}]
[null,"Electrique"]
[]
[]
[null,null,null,null,null,null,null,null,null,"PAC ALEZIO AWHP / AWHP II"]
[null,"REFERENCE","DESIGNATION","COLIS","PRIX",null,null,null,null,"REFERENCE",null,"GROUPE","DESIGNATION","COLIS","PRIX","PRIX"]
[null,null,null,null,"EURO",null,null,null,null,null,null,"GFCC",null,null,"EUR 2010","EUR 2011"]
[0,100015484,{"$f":"VLOOKUP(B25,PRIX!$1:$1048576,2,FALSE)","v":"AWHP 6 MR-II/EM"},null,{"$f":"VLOOKUP(B25,PRIX!$1:$1048576,4,FALSE)","v":0}]
[1,100012610,{"$f":"VLOOKUP(B26,PRIX!$1:$1048576,2,FALSE)","v":"AWHP 8 MR/H"},null,{"$f":"VLOOKUP(B26,PRIX!$1:$1048576,4,FALSE)","v":5900},null,null,null,null,100015484,{"$f":"TEXT(J26,0)","v":"100015484"},"PAC","AWHP 6 MR-II/EM",null,null,4000]
[2,100015486,{"$f":"VLOOKUP(B27,PRIX!$1:$1048576,2,FALSE)","v":"AWHP 8 MR-II/EM"},null,{"$f":"VLOOKUP(B27,PRIX!$1:$1048576,4,FALSE)","v":0},null,null,null,null,100012610,"100012610","PAC","AWHP 8 MR/H",null,5900,5268]
[3,100012612,{"$f":"VLOOKUP(B28,PRIX!$1:$1048576,2,FALSE)","v":"AWHP 11 MR/H"},null,{"$f":"VLOOKUP(B28,PRIX!$1:$1048576,4,FALSE)","v":6638},null,null,null,null,100015486,"100015486","PAC","AWHP 8 MR-II/EM",null,null,4600]
[4,100015488,{"$f":"VLOOKUP(B29,PRIX!$1:$1048576,2,FALSE)","v":"AWHP 11 MR-II/EM"},null,{"$f":"VLOOKUP(B29,PRIX!$1:$1048576,4,FALSE)","v":0},null,null,null,null,100012612,"100012612","PAC","AWHP 11 MR/H",null,6638,6006]
[5,100012614,{"$f":"VLOOKUP(B30,PRIX!$1:$1048576,2,FALSE)","v":"AWHP 11 TR/H"},null,{"$f":"VLOOKUP(B30,PRIX!$1:$1048576,4,FALSE)","v":6901},null,null,null,null,100015488,"100015488","PAC","AWHP 11 MR-II/EM",null,null,6006]
[6,100015490,{"$f":"VLOOKUP(B31,PRIX!$1:$1048576,2,FALSE)","v":"AWHP 11 TR-II/ET"},null,{"$f":"VLOOKUP(B31,PRIX!$1:$1048576,4,FALSE)","v":0},null,null,null,null,100012614,"100012614","PAC","AWHP 11 TR/H",null,6901,6269]
[7,100012616,{"$f":"VLOOKUP(B32,PRIX!$1:$1048576,2,FALSE)","v":"AWHP 14 MR/H"},null,{"$f":"VLOOKUP(B32,PRIX!$1:$1048576,4,FALSE)","v":7164},null,null,null,null,100015490,"100015490","PAC","AWHP 11 TR-II/ET",null,null,6269]
[8,100015492,{"$f":"VLOOKUP(B33,PRIX!$1:$1048576,2,FALSE)","v":"AWHP 14 MR-II/EM"},null,{"$f":"VLOOKUP(B33,PRIX!$1:$1048576,4,FALSE)","v":0},null,null,null,null,100012616,"100012616","PAC","AWHP 14 MR/H",null,7164,6582]
[9,100012618,{"$f":"VLOOKUP(B34,PRIX!$1:$1048576,2,FALSE)","v":"AWHP 14 TR/H"},null,{"$f":"VLOOKUP(B34,PRIX!$1:$1048576,4,FALSE)","v":7428},null,null,null,null,100015492,"100015492","PAC","AWHP 14 MR-II/EM",null,null,6532]
[10,100015494,{"$f":"VLOOKUP(B35,PRIX!$1:$1048576,2,FALSE)","v":"AWHP 14 TR-II/ET"},null,{"$f":"VLOOKUP(B35,PRIX!$1:$1048576,4,FALSE)","v":0},null,null,null,null,100012618,"100012618","PAC","AWHP 14 TR/H",null,7428,6796]
[11,100012620,{"$f":"VLOOKUP(B36,PRIX!$1:$1048576,2,FALSE)","v":"AWHP 16 MR/H"},null,{"$f":"VLOOKUP(B36,PRIX!$1:$1048576,4,FALSE)","v":7586},null,null,null,null,100015494,"100015494","PAC","AWHP 14 TR-II/ET",null,null,6796]
[12,100015496,{"$f":"VLOOKUP(B37,PRIX!$1:$1048576,2,FALSE)","v":"AWHP 16 MR-II/EM"},null,{"$f":"VLOOKUP(B37,PRIX!$1:$1048576,4,FALSE)","v":0},null,null,null,null,100012620,"100012620","PAC","AWHP 16 MR/H",null,7586,6954]
[13,100012622,{"$f":"VLOOKUP(B38,PRIX!$1:$1048576,2,FALSE)","v":"AWHP 16 TR/H"},null,{"$f":"VLOOKUP(B38,PRIX!$1:$1048576,4,FALSE)","v":7954},null,null,null,null,100015496,"100015496","PAC","AWHP 16 MR-II/EM",null,null,6954]
[14,100015498,{"$f":"VLOOKUP(B39,PRIX!$1:$1048576,2,FALSE)","v":"AWHP 16 TR-II/ET"},null,{"$f":"VLOOKUP(B39,PRIX!$1:$1048576,4,FALSE)","v":0},null,null,null,null,100012622,"100012622","PAC","AWHP 16 TR/H",null,7954,7322]
[null,null,null,null,null,null,null,null,null,100015498,{"$f":"TEXT(J40,0)","v":"100015498"},"PAC","AWHP 16 TR-II/ET",null,null,7322]
[null,null,null,null,null,null,null,null,null,100015480,"100015480",null,"RACCORD D'ADAPTATION 1/4\" 1/2\" VERS 3/8\" 5/8\"","EH146",null,50]
[null,null,null,null,null,null,null,null,null,null,null,null,"OPTIONS COMMUNES"]
[null,"OPTIONS"]
[null,"REFERENCE","DESIGNATION","COLIS","PRIX",null,null,null,null,100004417,"100004417",null,"FILTRE 400UM + VANNE D'ISOLEMENT 1''","EH61",88.7,88.7]
[null,null,null,null,"EURO",null,null,null,null,100011222,"100011222",null,"SUPPORT FIXATION MURALE & PLOTS ANTIVIBRATILES POUR ROE-II 6 à 10 - AWHP","EH95",138.1,138.1]
[null,null,null,null,null,null,null,null,null,100012532,"100012532",null,"BAC DE RECUPERATION CONDENSATS POUR SUPPORT MURAL","EH111",120.6,120.6]
[null,null,null,null,null,null,null,null,null,100012534,"100012534",null,"CORDON CHAUFFANT ELECTRIQUE","EH113",127.1,127.1]
[null,100004417,{"$f":"VLOOKUP(B48,PRIX!$1:$1048576,2,FALSE)","v":"FILTRE 400UM + VANNE D'ISOLEMENT PAC ROE 6-10 ET ROE+"},{"$f":"VLOOKUP(B48,PRIX!$1:$1048576,3,FALSE)","v":"EH61"},{"$f":"VLOOKUP(B48,PRIX!$1:$1048576,4,FALSE)","v":88.7},1,null,null,null,100012533,"100012533",null,"SUPPORT POSE AU SOL AWHP","EH112",38.299999999999997,38.299999999999997]
[null,100011222,{"$f":"VLOOKUP(B49,PRIX!$1:$1048576,2,FALSE)","v":"SUPPORT FIXATION MURALE & PLOTS ANTIVIBRATILES POUR ROE-II 6 à 10 - AWHP"},{"$f":"VLOOKUP(B49,PRIX!$1:$1048576,3,FALSE)","v":"EH95"},{"$f":"VLOOKUP(B49,PRIX!$1:$1048576,4,FALSE)","v":138.1},{"$f":"G49","v":0},{"$f":"IF(H1=\"Au mur\",1,0)","v":0},null,null,100012535,"100012535",null,"LIAISON FRIGORIFIQUE PE 5/8'' 3/8'' - LG 5m","EH114",197.3,197.3]
[null,100012532,{"$f":"VLOOKUP(B50,PRIX!$1:$1048576,2,FALSE)","v":"BAC DE RECUPERATION CONDENSATS POUR SUPPORT MURAL"},{"$f":"VLOOKUP(B50,PRIX!$1:$1048576,3,FALSE)","v":"EH111"},{"$f":"VLOOKUP(B50,PRIX!$1:$1048576,4,FALSE)","v":120.6},{"$f":"G50","v":0},{"$f":"IF(H1=\"Au mur\",1,0)","v":0},null,null,100012536,"100012536",null,"LIAISON FRIGORIFIQUE PE 5/8'' 3/8'' - LG 10m","EH115",350.7,350.7]
[null,100012534,{"$f":"VLOOKUP(B51,PRIX!$1:$1048576,2,FALSE)","v":"CORDON CHAUFFANT ELECTRIQUE"},{"$f":"VLOOKUP(B51,PRIX!$1:$1048576,3,FALSE)","v":"EH113"},{"$f":"VLOOKUP(B51,PRIX!$1:$1048576,4,FALSE)","v":127.1},{"$f":"G51","v":0},{"$f":"IF(H1=\"Au mur\",1,0)","v":0},null,null,100012537,"100012537",null,"LIAISON FRIGORIFIQUE PE 5/8'' 3/8'' - LG 20m","EH116",635.29999999999995,635.29999999999995]
[null,100012533,{"$f":"VLOOKUP(B52,PRIX!$1:$1048576,2,FALSE)","v":"SUPPORT POSE AU SOL AWHP"},{"$f":"VLOOKUP(B52,PRIX!$1:$1048576,3,FALSE)","v":"EH112"},{"$f":"VLOOKUP(B52,PRIX!$1:$1048576,4,FALSE)","v":38.299999999999997},{"$f":"G52","v":1},{"$f":"IF(H1=\"Au sol\",1,0)","v":1},null,null,100008841,"100008841",null,"BALLON TAMPON 80L B 80 T","EH85",438.4,438.4]
[null,100012535,{"$f":"VLOOKUP(B53,PRIX!$1:$1048576,2,FALSE)","v":"LIAISON FRIGORIFIQUE PE 5/8'' 3/8'' - LG 5m"},{"$f":"VLOOKUP(B53,PRIX!$1:$1048576,3,FALSE)","v":"EH114"},{"$f":"VLOOKUP(B53,PRIX!$1:$1048576,4,FALSE)","v":197.3},1,null,null,null,100004415,"100004415",null,"BALLON TAMPON 160L B 150 T","EH60",659.8,659.8]
[null,100012536,{"$f":"VLOOKUP(B54,PRIX!$1:$1048576,2,FALSE)","v":"LIAISON FRIGORIFIQUE PE 5/8'' 3/8'' - LG 10m"},{"$f":"VLOOKUP(B54,PRIX!$1:$1048576,3,FALSE)","v":"EH115"},{"$f":"VLOOKUP(B54,PRIX!$1:$1048576,4,FALSE)","v":350.7},1,null,null,null,100002276,"100002276",null,"VANNE D'INVERSION POUR BYPASS","HC135",301.7,301.7]
[null,100012537,{"$f":"VLOOKUP(B55,PRIX!$1:$1048576,2,FALSE)","v":"LIAISON FRIGORIFIQUE PE 5/8'' 3/8'' - LG 20m"},{"$f":"VLOOKUP(B55,PRIX!$1:$1048576,3,FALSE)","v":"EH116"},{"$f":"VLOOKUP(B55,PRIX!$1:$1048576,4,FALSE)","v":635.29999999999995},1,null,null,null,100003301,"100003301",null,"KIT CABLAGE PLANCHER CHAUFFANT DIRECT","HA249",31,31]
[null,100003301,{"$f":"VLOOKUP(B56,PRIX!$1:$1048576,2,FALSE)","v":"KIT CABLAGE PLANCHER CHAUFFANT DIRECT"},{"$f":"VLOOKUP(B56,PRIX!$1:$1048576,3,FALSE)","v":"HA249"},{"$f":"VLOOKUP(B56,PRIX!$1:$1048576,4,FALSE)","v":31},1,null,null,null,88017859,"88017859",null,"THERMOSTAT D'AMBIANCE NON PROGRAMMABLE","AD140",42.9,42.9]
[null,100004415,{"$f":"VLOOKUP(B57,PRIX!$1:$1048576,2,FALSE)","v":"COLIS BALLON TAMPON 160L B 150 T"},{"$f":"VLOOKUP(B57,PRIX!$1:$1048576,3,FALSE)","v":"EH60"},{"$f":"VLOOKUP(B57,PRIX!$1:$1048576,4,FALSE)","v":659.8},1,{"$f":"H57+I57","v":0},null,null,88017855,"88017855",null,"THERMOSTAT D'AMBIANCE PROGRAMMABLE (FILAIRE)","AD137",137.80000000000001,137.80000000000001]
[null,100008841,{"$f":"VLOOKUP(B58,PRIX!$1:$1048576,2,FALSE)","v":"COLIS BALLON TAMPON 80L B 80 T"},{"$f":"VLOOKUP(B58,PRIX!$1:$1048576,3,FALSE)","v":"EH85"},{"$f":"VLOOKUP(B58,PRIX!$1:$1048576,4,FALSE)","v":438.4},1,{"$f":"IF(E18>=1,IF(E18<=8,1,0),0)","v":0},null,null,88017018,"88017018",null,"THERMOSTAT D'AMBIANCE PROGRAMMABLE (SANS FILS)","AD200",242.7,242.7]
[null,100002276,{"$f":"VLOOKUP(B59,PRIX!$1:$1048576,2,FALSE)","v":"VANNE D'INVERSION CHAUFFAGE SANITAIRE MC 35E MC 45 ET 65"},{"$f":"VLOOKUP(B59,PRIX!$1:$1048576,3,FALSE)","v":"HC135"},{"$f":"VLOOKUP(B59,PRIX!$1:$1048576,4,FALSE)","v":301.7}]
[null,88017859,{"$f":"VLOOKUP(B60,PRIX!$1:$1048576,2,FALSE)","v":"THERMOSTAT D'AMBIANCE NON PROGRAMMABLE"},{"$f":"VLOOKUP(B60,PRIX!$1:$1048576,3,FALSE)","v":"AD140"},{"$f":"VLOOKUP(B60,PRIX!$1:$1048576,4,FALSE)","v":42.9},1,null,null,null,null,null,null,"OPTIONS MIV-II"]
[null,88017855,{"$f":"VLOOKUP(B61,PRIX!$1:$1048576,2,FALSE)","v":"THERMOSTAT D'AMBIANCE PROGRAMMABLE (FILAIRE)"},{"$f":"VLOOKUP(B61,PRIX!$1:$1048576,3,FALSE)","v":"AD137"},{"$f":"VLOOKUP(B61,PRIX!$1:$1048576,4,FALSE)","v":137.80000000000001},1]
[null,88017018,{"$f":"VLOOKUP(B62,PRIX!$1:$1048576,2,FALSE)","v":"THERMOSTAT D'AMBIANCE PROGRAMMABLE (SANS FILS)"},{"$f":"VLOOKUP(B62,PRIX!$1:$1048576,3,FALSE)","v":"AD200"},{"$f":"VLOOKUP(B62,PRIX!$1:$1048576,4,FALSE)","v":242.7},1,null,null,null,100015476,"100015476",null,"LIAISON FRIGORIFIQUE PE 1/2\" 1/4\" - LG 10 m","EH142",null,252]
[null,null,"Prévoir impérativement un thermostat en cas d'utilisation du rafraîchissement",null,null,null,null,null,null,100015477,"100015477",null,"KIT ISOLATION MODE FROID MIV-II 6-8 kW","EH143",null,284]
[null,null,null,null,null,null,null,null,null,100015478,"100015478",null,"KIT ISOLATION MODE FROID MIV-II 11-16 kW","EH144",null,360]
[null,null,null,null,null,null,null,null,null,100015479,"100015479",null,"VANNE D'INVERSION CHAUFFAGE-SANITAIRE+SONDE ECS ","EH145",null,290]
[null,null,null,null,null,null,null,null,null,100015468,"100015468",null,"KIT RAC HYDRAULIQUE PAC - BALLON ECS","EH149",null,86]
[null,null,null,null,null,null,null,null,null,100015481,"100015481",null,"DOSSERET DE MONTAGE VERSION E","EH147",null,151]
[null,null,null,null,null,null,null,null,null,100015482,"100015482",null,"DOSSERET DE MONTAGE VERSION H","EH148",null,228]
[null,"Système","Référence","Désignation","Colis","Prix Unitaire"]
[null,null,null,null,null,"HT en €"]
[null,"Pompe A Chaleur"]
[null,null,{"$f":"VLOOKUP(D18,A25:E39,2)","v":{"$error":"#N/A"}},{"$f":"VLOOKUP(D18,A25:E39,3)","v":{"$error":"#N/A"}},null,{"$f":"VLOOKUP(D18,A25:E39,5)","v":{"$error":"#N/A"}}]
[]
[null,"Options"]
[null,null,{"$f":"IF($F48<>0,B48,\"\")","v":100004417},"FILTRE 400UM + VANNE D'ISOLEMENT PAC ROE 6-10 ET ROE+","EH61",88.7]
[null,null,"","","",""]
[null,null,"","","",""]
[null,null,"","","",""]
[null,null,100012533,"SUPPORT POSE AU SOL AWHP","EH112",38.299999999999997]
[null,null,100012535,"LIAISON FRIGORIFIQUE PE 5/8'' 3/8'' - LG 5m","EH114",197.3]
[null,null,100012536,"LIAISON FRIGORIFIQUE PE 5/8'' 3/8'' - LG 10m","EH115",350.7]
[null,null,{"$f":"B55","v":100012537},"LIAISON FRIGORIFIQUE PE 5/8'' 3/8'' - LG 20m","EH116",635.29999999999995]
[null,null,100003301,"KIT CABLAGE PLANCHER CHAUFFANT DIRECT","HA249",31]
[null,null,{"$f":"IF($F57<>0,B57,\"\")","v":100004415},"COLIS BALLON TAMPON 160L B 150 T","EH60",659.8]
[null,null,100008841,"COLIS BALLON TAMPON 80L B 80 T","EH85",438.4]
[null,null,"","","",""]
[null,null,{"$f":"B60","v":88017859},{"$f":"C60","v":"THERMOSTAT D'AMBIANCE NON PROGRAMMABLE"},{"$f":"D60","v":"AD140"},{"$f":"E60","v":42.9}]
[null,null,{"$f":"B61","v":88017855},"THERMOSTAT D'AMBIANCE PROGRAMMABLE (FILAIRE)","AD137",137.80000000000001]
[null,null,88017018,"THERMOSTAT D'AMBIANCE PROGRAMMABLE (SANS FILS)","AD200",242.7]
[null,null,null,"Prévoir impérativement un thermostat en cas d'utilisation du rafraîchissement"]
[null,null,{"$f":"IF($F64<>0,B64,\"\")","v":""},"","",""]
[null,null,"","","",""]
[null,null,"","","",""]
[]
[null,null,null,"MISE EN SERVICE (Prix net HT)",null,371]
[null,null,null,null,null,null,null,null,null,"Schema",{"$f":"IF(C1=B2,1,IF(C1=B3,2,IF(C1=B4,3,IF(C1=B5,4))))","v":false}]
[null,null,null,null,null,null,null,null,null,1]
[null,null,null,null,null,null,null,null,null,2]
[null,null,null,null,null,null,null,null,null,3]
[null,null,null,null,null,null,null,null,null,4]
[]
[]
[]
[null,"Image",{"$f":"IF(C1=B2,1,IF(C1=B3,2,IF(C1=B4,3,IF(C1=B5,3))))","v":false}]
[null,1]
[null,2]
[null,3]

{"sheet":"PRIX","index":1,"n_rows":9341,"n_cols":10,"rows_kept":9341,"cut":false,"hidden":true,"merged":[[9062,5,9062,7],[9153,5,9153,7],[9244,5,9244,7],[9287,5,9287,7],[8660,5,8660,7],[8715,5,8715,7],[8770,5,8770,7],[8825,5,8825,7],[8880,5,8880,7],[8971,5,8971,7],[8393,5,8393,7],[8414,5,8414,7],[8436,5,8436,7],[8495,5,8495,7],[8550,5,8550,7],[8605,5,8605,7],[8216,5,8216,7],[8243,5,8243,7],[8310,5,8310,7],[8326,5,8326,7],[8340,5,8340,7],[8349,5,8349,7],[7911,5,7911,7],[7970,5,7970,7],[7997,5,7997,7],[8040,5,8040,7],[8093,5,8093,7],[8158,5,8158,7],[7564,5,7564,7],[7634,5,7634,7],[7702,5,7702,7],[7736,5,7736,7],[7795,5,7795,7],[7853,5,7853,7],[7261,5,7261,7],[7322,5,7322,7],[7366,5,7366,7],[7410,5,7410,7],[7454,5,7454,7],[7497,5,7497,7],[6960,5,6960,7],[6995,5,6995,7],[7055,5,7055,7],[7124,5,7124,7],[7189,5,7189,7],[7225,5,7225,7],[6634,5,6634,7],[6694,5,6694,7],[6779,5,6779,7],[6850,5,6850,7],[6894,5,6894,7],[6918,5,6918,7],[6245,5,6245,7],[6303,5,6303,7],[6371,5,6371,7],[6439,5,6439,7],[6507,5,6507,7],[6575,5,6575,7],[5836,5,5836,7],[5908,5,5908,7],[5995,5,5995,7],[6048,5,6048,7],[6106,5,6106,7],[6192,5,6192,7],[5400,5,5400,7],[5492,5,5492,7],[5563,5,5563,7],[5619,5,5619,7],[5675,5,5675,7],[5744,5,5744,7],[5013,5,5013,7],[5071,5,5071,7],[5120,5,5120,7],[5193,5,5193,7],[5277,5,5277,7],[5332,5,5332,7],[4624,5,4624,7],[4715,5,4715,7],[4797,5,4797,7],[4873,5,4873,7],[4914,5,4914,7],[4970,5,4970,7],[4226,5,4226,7],[4303,5,4303,7],[4396,5,4396,7],[4481,5,4481,7],[4490,5,4490,7],[4551,5,4551,7],[3992,5,3992,7],[4018,5,4018,7],[4047,5,4047,7],[4087,5,4087,7],[4134,5,4134,7],[4195,5,4195,7],[3813,5,3813,7],[3836,5,3836,7],[3867,5,3867,7],[3906,5,3906,7],[3943,5,3943,7],[3965,5,3965,7],[3667,5,3667,7],[3676,5,3676,7],[3690,5,3690,7],[3710,5,3710,7],[3733,5,3733,7],[3754,5,3754,7],[3425,5,3425,7],[3457,5,3457,7],[3493,5,3493,7],[3525,5,3525,7],[3584,5,3584,7],[3631,5,3631,7],[3156,5,3156,7],[3191,5,3191,7],[3279,5,3279,7],[3356,5,3356,7],[3377,5,3377,7],[3402,5,3402,7],[2906,5,2906,7],[2929,5,2929,7],[3004,5,3004,7],[3047,5,3047,7],[3075,5,3075,7],[3135,5,3135,7],[2697,5,2697,7],[2727,5,2727,7],[2745,5,2745,7],[2778,5,2778,7],[2800,5,2800,7],[2866,5,2866,7],[2279,5,2279,7],[2370,5,2370,7],[2456,5,2456,7],[2479,5,2479,7],[2574,5,2574,7],[2653,5,2653,7],[1943,5,1943,7],[1985,5,1985,7],[2051,5,2051,7],[2111,5,2111,7],[2152,5,2152,7],[2192,5,2192,7],[1629,5,1629,7],[1691,5,1691,7],[1776,5,1776,7],[1798,5,1798,7],[1816,5,1816,7],[1861,5,1861,7],[1366,5,1366,7],[1388,5,1388,7],[1412,5,1412,7],[1477,5,1477,7],[1556,5,1556,7],[1609,5,1609,7],[1214,5,1214,7],[1263,5,1263,7],[1290,5,1290,7],[1307,5,1307,7],[1326,5,1326,7],[1347,5,1347,7],[1007,5,1007,7],[1046,5,1046,7],[1096,5,1096,7],[1145,5,1145,7],[1189,5,1189,7],[1201,5,1201,7],[733,5,733,7],[795,5,795,7],[808,5,808,7],[869,5,869,7],[910,5,910,7],[962,5,962,7],[336,5,336,7],[394,5,394,7],[477,5,477,7],[513,5,513,7],[608,5,608,7],[692,5,692,7],[2,5,2,7],[82,5,82,7],[128,5,128,7],[182,5,182,7],[213,5,213,7],[289,5,289,7]]}
[]
["DIETRISOL ET INISOL SYSTEMES CESI EN PACKS"]
["REFERENCE","DESIGNATION","COLIS","PRIX","Code EAN","DIMENSIONS EMBALLAGE",null,null,"POIDS","GROUPE"]
[null,null,null,"EUR","","L","l","H","KG","ARTICLE"]
[null,null,null,null,""]
["SYSTEMES SOLAIRES CESI COMPLETS EN PACK SUR UNE PALETTE",null,null,null,""]
[null,null,null,null,""]
[null,"PACKS SOLAIRES COMPLETS DIETRISOL TRIO SUR TOITURE (ST)",null,null,""]
[null,null,null,null,""]
[100007828,"PACK DIETRISOL TRIO 250-4 ST ","EC500",5025,3661238156845,1200,1200,2250,325,"CH"]
[100007850,"PACK DIETRISOL TRIO 350-4 ST  ","EC502",5321,3661238156821,1200,1200,2250,352,"CH"]
[null,""]
[null,"PACKS SOLAIRES COMPLETS DIETRISOL TRIO INTÉGRATION EN TOITURE (IT) TUILES STANDARDS > 20°"]
[null,""]
[100007852,"PACK DIETRISOL TRIO 250-4 IT ","EC504",5784,3661238156807,1200,1200,2250,355.5,"CH"]
[100007854,"PACK DIETRISOL TRIO 350-4 IT ","EC506",6081,3661238156784,1200,1200,2250,406,"CH"]
[]
[null,"PACKS SOLAIRES COMPLETS DIETRISOL DUO/2-/DUO/1 SUR TOITURE (ST)"]
[null,""]
[100007856,"PACK DIETRISOL DUO/2 300-4 ST ","EC508",4696,3661238156777,1200,1200,2250,317,"CH"]
[100007858,"PACK DIETRISOL DUO/1 300-4 ST ","EC510",4696,3661238156753,1200,1200,2250,312,"CH"]
[null,""]
[null,"PACKS SOLAIRES COMPLETS DIETRISOL DUO/2-DUO/1 INTÉGRATION EN TOITURE (IT) TUILES STANDARDS > 20°"]
[null,""]
[100007860,"PACK DIETRISOL DUO/2 300-4 IT ","EC512",5454,3661238156739,1200,1200,2250,348,"CH"]
[100007862,"PACK DIETRISOL DUO/1 300-4 IT","EC514",5454,3661238156715,1200,1200,2250,365,"CH"]
[]
[null,"PACKS SOLAIRES COMPLETS INISOL UNO/2-/UNO/1 SUR TOITURE (ST)"]
[null,""]
[100014061,"PACK INISOL UNO/2 300-4 ST ","ER140",3587,3661238368316,1250,800,2200,318,"CH"]
[100014062,"PACK INISOL UNO/1 300-4 ST ","ER141",3587,3661238368323,1250,800,2200,312,"CH"]
[]
[null,"PACKS SOLAIRES COMPLETS INISOL UNO/2-UNO/1 INTÉGRATION EN TOITURE (IT) TUILES STANDARDS > 20°"]
[null,""]
[100014063,"PACK INISOL UNO/2 300-4 IT ","ER142",3587,3661238368330,1250,800,2200,348,"CH"]
[100014064,"PACK INISOL UNO/1 300-4 IT","ER143",3587,3661238368347,1250,800,2200,365,"CH"]
[]
[]
["SYSTEMES SOLAIRES CESI COMPLETS EN PACK CAVE INISOL UNO +  PACK TOIT INISOL NEO"]
[]
[null,"AVEC SYSTEMES SOLAIRES CESI ELECTROSOLAIRES"]
[]
[100014080,"PACKS SOLAIRES  AVEC 1 PACK CAVE INISOL UNO/1 200 ET 1 PACK 2M2 AVEC 1 NEO 2,1 ST",null,2614,3661238368491,null,null,null,222.5,"CH"]
[100014081,"PACKS SOLAIRES  AVEC 1 PACK CAVE INISOL UNO/1 200 ET 1 PACK 2M2 AVEC 1 NEO 2,1 IT",null,2614,3661238368507,null,null,null,362.5,"CH"]
[100014743,"PACKS SOLAIRES  AVEC 1 PACK CAVE INISOL UNO/1 200 ET 1 PACK 2M2 AVEC 1 NEO 2,1 IT SUD",null,2768,"3661238378841",null,null,null,356.5,"CH"]
[100014190,"PACKS SOLAIRES  AVEC 1 PACK CAVE INISOL UNO/1 200 ET 1 PACK 4M2 AVEC 2 NEO 2,1 ST",null,3331,3661238370272,null,null,null,258.5,"CH"]
[100014191,"PACKS SOLAIRES  AVEC 1 PACK CAVE INISOL UNO/1 200 ET 1 PACK 4M2 AVEC 2 NEO 2,1 IT",null,3331,3661238370289,null,null,null,275.5,"CH"]
[100014744,"PACKS SOLAIRES  AVEC 1 PACK CAVE INISOL UNO/1 200 ET 1 PACK 4M2 AVEC 2 NEO 2,1 IT SUD",null,3485,"3661238378834",null,null,null,356.5,"CH"]
[100014082,"PACKS SOLAIRES  AVEC 1 PACK CAVE INISOL UNO/1 300 ET 1 PACK 4M2 AVEC 2 NEO 2,1 ST",null,3587,3661238368514,null,null,null,282,"CH"]
[100014083,"PACKS SOLAIRES  AVEC 1 PACK CAVE INISOL UNO/1 300 ET 1 PACK 4M2 AVEC 2 NEO 2,1 IT",null,3587,3661238368521,null,null,null,299,"CH"]
[100014745,"PACKS SOLAIRES  AVEC 1 PACK CAVE INISOL UNO/1 300 ET 1 PACK 4M2 AVEC 2 NEO 2,1 IT SUD",null,3741,"3661238378827",null,null,null,380,"CH"]
[100014084,"PACKS SOLAIRES  AVEC 1 PACK CAVE INISOL UNO/1 300 ET 1 PACK 6M2 AVEC 3 NEO 2,1 ST",null,4407,3661238368538,null,null,null,323.5,"CH"]
[100014085,"PACKS SOLAIRES  AVEC 1 PACK CAVE INISOL UNO/1 300 ET 1 PACK 6M2 AVEC 3 NEO 2,1 IT",null,4407,3661238368545,null,null,null,344.5,"CH"]
[100014746,"PACKS SOLAIRES  AVEC 1 PACK CAVE INISOL UNO/1 300 ET 1 PACK 6M2 AVEC 3 NEO 2,1 IT SUD",null,4561,"3661238378810",null,null,null,380,"CH"]
[100014086,"PACKS SOLAIRES  AVEC 1 PACK CAVE INISOL UNO/1 400 ET 1 PACK 4M2 AVEC 2 NEO 2,1 ST",null,4049,3661238368552,null,null,null,320,"CH"]
[100014087,"PACKS SOLAIRES  AVEC 1 PACK CAVE INISOL UNO/1 400 ET 1 PACK 4M2 AVEC 2 NEO 2,1 IT",null,4049,3661238368569,null,null,null,337,"CH"]
[100014747,"PACKS SOLAIRES  AVEC 1 PACK CAVE INISOL UNO/1 400 ET 1 PACK 4M2 AVEC 2 NEO 2,1 IT SUD",null,4203,"3661238378803",null,null,null,418,"CH"]
[100014088,"PACKS SOLAIRES  AVEC 1 PACK CAVE INISOL UNO/1 400 ET 1 PACK 6M2 AVEC 3 NEO 2,1 ST",null,4869,3661238368576,null,null,null,361.5,"CH"]
[100014089,"PACKS SOLAIRES  AVEC 1 PACK CAVE INISOL UNO/1 400 ET 1 PACK 6M2 AVEC 3 NEO 2,1 IT",null,4869,3661238368583,null,null,null,382.5,"CH"]
[100014748,"PACKS SOLAIRES  AVEC 1 PACK CAVE INISOL UNO/1 400 ET 1 PACK 6M2 AVEC 3 NEO 2,1 IT SUD",null,5023,"3661238378797",null,null,null,418,"CH"]
[100014090,"PACKS SOLAIRES  AVEC 1 PACK CAVE INISOL UNO/1 500 ET 1 PACK 6M2 AVEC 3 NEO 2,1 ST",null,5074,3661238368590,null,null,null,379.5,"CH"]
[100014091,"PACKS SOLAIRES  AVEC 1 PACK CAVE INISOL UNO/1 500 ET 1 PACK 6M2 AVEC 3 NEO 2,1 IT",null,5074,3661238368606,null,null,null,400.5,"CH"]
[100014749,"PACKS SOLAIRES  AVEC 1 PACK CAVE INISOL UNO/1 500 ET 1 PACK 6M2 AVEC 3 NEO 2,1 IT SUD",null,5228,"3661238378780",null,null,null,436,"CH"]
[]
[null,"LISTE DES COLIS"]
[]
[100014065,"PACK CAVE INISOL UNO/1 200","ER144",1640,3661238368354,1200,800,1500,136.5,"CH"]
[100014066,"PACK CAVE INISOL UNO/1 300","ER145",1896,3661238368361,1200,800,2040,160,"CH"]
[100014067,"PACK CAVE INISOL UNO/1 400","ER146",2358,3661238368378,1200,800,1940,198,"CH"]
[100014068,"PACK CAVE INISOL UNO/1 500","ER147",2563,3661238368385,1200,800,2040,216,"CH"]
[]
[100014074,"PACK 2M2 AVEC 1 NEO 2,1 ST","ER152",974,3661238368439,1250,800,2200,86,"CH"]
[100014075,"PACK 2M2 AVEC 1 NEO 2,1 IT","ER153",974,3661238368446,1250,800,2200,226,"CH"]
[100014740,"PACK 2M2 AVEC 1 NEO 2,1 IT SUD","ER230",1128,3661238378872,1300,1200,2200,220,"CH"]
[100014076,"PACK 4M2 AVEC 2 NEO 2,1 ST","ER154",1691,3661238368453,1250,800,2200,122,"CH"]
[100014077,"PACK 4M2 AVEC 2 NEO 2,1 IT","ER155",1691,3661238368460,1250,800,2200,139,"CH"]
[100014741,"PACK 4M2 AVEC 2 NEO 2,1 IT SUD","ER231",1845,3661238378865,1230,1200,2250,220,"CH"]
[100014078,"PACK 6M2 AVEC 3 NEO 2,1 ST","ER156",2511,3661238368477,1250,800,2200,163.5,"CH"]
[100014079,"PACK 6M2 AVEC 3 NEO 2,1 IT","ER157",2511,3661238368484,1250,800,2200,184.5,"CH"]
[100014742,"PACK 6M2 AVEC 3 NEO 2,1 IT SUD","ER232",2665,"3661238378858",1230,1200,2250,220,"CH"]
[]
["DIETRISOL ET INISOL SYSTEMES CESI EN PACKS"]
["REFERENCE","DESIGNATION","COLIS","PRIX","Code EAN","DIMENSIONS EMBALLAGE",null,null,"POIDS","GROUPE"]
[null,null,null,"EUR","","L","l","H","KG","ARTICLE"]
[]
["SYSTEMES SOLAIRES CESI COMPLETS EN PACK CAVE INISOL UNO +  PACK TOIT INISOL NEO"]
[]
[null,"AVEC SYSTEMES SOLAIRES CESI BIVALENTS"]
[]
[100014092,"PACKS SOLAIRES  AVEC 1 PACK CAVE INISOL UNO/2 200 ET 1 PACK 2M2 AVEC 1 NEO 2,1 ST",null,2614,3661238368613,null,null,null,229,"CH"]
[100014093,"PACKS SOLAIRES  AVEC 1 PACK CAVE INISOL UNO/2 200 ET 1 PACK 2M2 AVEC 1 NEO 2,1 IT",null,2614,3661238368620,null,null,null,369,"CH"]
[100014750,"PACKS SOLAIRES  AVEC 1 PACK CAVE INISOL UNO/2 200 ET 1 PACK 2M2 AVEC 1 NEO 2,1 IT SUD",null,2768,"3661238378773",null,null,null,363,"CH"]
[100014192,"PACKS SOLAIRES  AVEC 1 PACK CAVE INISOL UNO/2 200 ET 1 PACK 4M2 AVEC 2 NEO 2,1 ST",null,3331,3661238370296,null,null,null,265,"CH"]
[100014193,"PACKS SOLAIRES  AVEC 1 PACK CAVE INISOL UNO/2 200 ET 1 PACK 4M2 AVEC 2 NEO 2,1 IT",null,3331,3661238370302,null,null,null,282,"CH"]
[100014751,"PACKS SOLAIRES  AVEC 1 PACK CAVE INISOL UNO/2 200 ET 1 PACK 4M2 AVEC 2 NEO 2,1 IT SUD",null,3485,"3661238378766",null,null,null,363,"CH"]
[100014094,"PACKS SOLAIRES  AVEC 1 PACK CAVE INISOL UNO/2 300 ET 1 PACK 4M2 AVEC 2 NEO 2,1 ST",null,3587,3661238368637,null,null,null,292,"CH"]
[100014095,"PACKS SOLAIRES  AVEC 1 PACK CAVE INISOL UNO/2 300 ET 1 PACK 4M2 AVEC 2 NEO 2,1 IT",null,3587,3661238368644,null,null,null,309,"CH"]
[100014752,"PACKS SOLAIRES  AVEC 1 PACK CAVE INISOL UNO/2 300 ET 1 PACK 4M2 AVEC 2 NEO 2,1 IT SUD",null,3741,"3661238378759",null,null,null,390,"CH"]
[100014096,"PACKS SOLAIRES  AVEC 1 PACK CAVE INISOL UNO/2 300 ET 1 PACK 6M2 AVEC 3 NEO 2,1 ST",null,4407,3661238368651,null,null,null,333.5,"CH"]
[100014097,"PACKS SOLAIRES  AVEC 1 PACK CAVE INISOL UNO/2 300 ET 1 PACK 6M2 AVEC 3 NEO 2,1 IT",null,4407,3661238368668,null,null,null,354.5,"CH"]
[100014753,"PACKS SOLAIRES  AVEC 1 PACK CAVE INISOL UNO/2 300 ET 1 PACK 6M2 AVEC 3 NEO 2,1 IT SUD",null,4561,"3661238378742",null,null,null,390,"CH"]
[100014098,"PACKS SOLAIRES  AVEC 1 PACK CAVE INISOL UNO/2 400 ET 1 PACK 4M2 AVEC 2 NEO 2,1 ST",null,4049,3661238368675,null,null,null,326,"CH"]
[100014099,"PACKS SOLAIRES  AVEC 1 PACK CAVE INISOL UNO/2 400 ET 1 PACK 4M2 AVEC 2 NEO 2,1 IT",null,4049,3661238368682,null,null,null,343,"CH"]
[100014754,"PACKS SOLAIRES  AVEC 1 PACK CAVE INISOL UNO/2 400 ET 1 PACK 4M2 AVEC 2 NEO 2,1 IT SUD",null,4203,"3661238378735",null,null,null,424,"CH"]
[100014100,"PACKS SOLAIRES  AVEC 1 PACK CAVE INISOL UNO/2 400 ET 1 PACK 6M2 AVEC 3 NEO 2,1 ST",null,4869,3661238368699,null,null,null,367.5,"CH"]
[100014101,"PACKS SOLAIRES  AVEC 1 PACK CAVE INISOL UNO/2 400 ET 1 PACK 6M2 AVEC 3 NEO 2,1 IT",null,4869,3661238368705,null,null,null,388.5,"CH"]
[100014755,"PACKS SOLAIRES  AVEC 1 PACK CAVE INISOL UNO/2 400 ET 1 PACK 6M2 AVEC 3 NEO 2,1 IT SUD",null,5023,"3661238378728",null,null,null,424,"CH"]
[100014102,"PACKS SOLAIRES  AVEC 1 PACK CAVE INISOL UNO/2 500 ET 1 PACK 6M2 AVEC 3 NEO 2,1 ST",null,5074,3661238368712,null,null,null,389.5,"CH"]
[100014103,"PACKS SOLAIRES  AVEC 1 PACK CAVE INISOL UNO/2 500 ET 1 PACK 6M2 AVEC 3 NEO 2,1 IT",null,5074,3661238368729,null,null,null,410.5,"CH"]
[100014756,"PACKS SOLAIRES  AVEC 1 PACK CAVE INISOL UNO/2 500 ET 1 PACK 6M2 AVEC 3 NEO 2,1 IT SUD",null,5228,"3661238378711",null,null,null,446,"CH"]
[]
[null,"LISTE DES COLIS"]
[]
[100014069,"PACK CAVE INISOL UNO/2 200","ER148",1640,3661238368392,1200,800,2040,143,"CH"]
[100014070,"PACK CAVE INISOL UNO/2 300","ER149",1896,3661238368408,1200,800,2040,170,"CH"]
[100014071,"PACK CAVE INISOL UNO/2 400","ER150",2358,3661238368415,1200,800,1940,204,"CH"]
[100014073,"PACK CAVE INISOL UNO/2 500","ER151",2563,3661238368422,1200,800,2040,226,"CH"]
[]
[100014074,"PACK 2M2 AVEC 1 NEO 2,1 ST","ER152",974,3661238368439,1250,800,2200,86,"CH"]
[100014075,"PACK 2M2 AVEC 1 NEO 2,1 IT","ER153",974,3661238368446,1250,800,2200,226,"CH"]
[100014740,"PACK 2M2 AVEC 1 NEO 2,1 IT SUD","ER230",1128,3661238378872,1300,1200,2200,220,"CH"]
[100014076,"PACK 4M2 AVEC 2 NEO 2,1 ST","ER154",1691,3661238368453,1250,800,2200,122,"CH"]
[100014077,"PACK 4M2 AVEC 2 NEO 2,1 IT","ER155",1691,3661238368460,1250,800,2200,139,"CH"]
[100014741,"PACK 4M2 AVEC 2 NEO 2,1 IT SUD","ER231",1845,3661238378865,1230,1200,2250,220,"CH"]
[100014078,"PACK 6M2 AVEC 3 NEO 2,1 ST","ER156",2511,3661238368477,1250,800,2200,163.5,"CH"]
[100014079,"PACK 6M2 AVEC 3 NEO 2,1 IT","ER157",2511,3661238368484,1250,800,2200,184.5,"CH"]
[100014742,"PACK 6M2 AVEC 3 NEO 2,1 IT SUD","ER232",2665,"3661238378858",1230,1200,2250,220,"CH"]
["DIETRISOL ET INISOL CHAMPS DE CAPTEURS EN PACKS VERTICAUX"]
["REFERENCE","DESIGNATION","COLIS","PRIX","Code EAN","DIMENSIONS EMBALLAGE",null,null,"POIDS","GROUPE"]
[null,null,null,"EUR","","L","l","H","KG","ARTICLE"]
[null,null,null,null,""]
["CHAMPS DE CAPTEURS SOLAIRES COMPLETS EN PACK SUR UNE PALETTE A LA VERTICALE",null,null,null,""]
[null,null,null,null,""]
[null,"PACKS \"TOIT\" : CHAMPS DE CAPTEURS COMPLETS POUR INSTALLATION SUR TOITURE (ST)",null,null,""]
["CAPTEURS PLANS PRO",null,null,null,""]
[null,null,null,null,""]
[100007866,"PACK 4 M² AVEC 2 PRO 2,3 ST","EC518",2196,3661238156678,1230,1200,2250,150,"CH"]
[100007867,"PACK 6 M² AVEC 3 PRO 2,3 ST","EC519",3189,3661238156661,1250,1200,2250,192,"CH"]
[100007868,"PACK 9 M² AVEC 4 PRO 2,3 ST","EC520",4182,3661238156654,1210,1200,2250,242,"CH"]
[null,""]
[100007869,"PACK 5 M² AVEC 2 PRO 2,5 ST","EC521",2449,3661238101470,1420,1200,2350,179,"CH"]
[100007870,"PACK 8 M² AVEC 3 PRO 2,5 ST","EC522",3568,3661238101463,1400,1200,2340,245,"CH"]
[100007871,"PACK 10 M² AVEC 4 PRO 2,5 ST","EC523",4687,3661238101456,1400,1200,2350,300,"CH"]
[]
["CAPTEURS PLANS NEO"]
[]
[100014074,"PACK 2M2 AVEC 1 NEO 2,1 ST","ER152",974,3661238368439,1250,800,2200,86,"CH"]
[100014076,"PACK 4M2 AVEC 2 NEO 2,1 ST","ER154",1691,3661238368453,1250,800,2200,122,"CH"]
[100014078,"PACK 6M2 AVEC 3 NEO 2,1 ST","ER156",2511,3661238368477,1250,800,2200,163.5,"CH"]
[]
[null,"PACKS \"TOIT\" : CHAMPS DE CAPTEURS COMPLETS POUR INSTALLATION EN INTÉGRATION DE TOITURE (IT) TUILES MECANIQUES > 20°"]
["CAPTEURS PLANS PRO"]
[]
[100007876,"PACK 4 M² AVEC 2 PRO 2,3 IT","EC528",3074,3661238156609,1230,1200,2320,206,"CH"]
[100007877,"PACK 6 M² AVEC 3 PRO 2,3 IT","EC529",4491,3661238156593,1230,1200,2340,266,"CH"]
[null,""]
[100007879,"PACK 5 M² AVEC 2 PRO 2,5 IT","EC531",3414,3661238101449,1410,1200,2340,230,"CH"]
[100007880,"PACK 8 M² AVEC 3 PRO 2,5 IT","EC532",5006,3661238101432,1420,1200,2350,312,"CH"]
[100007881,"PACK 10 M² AVEC 4 PRO 2,5 IT","EC533",6598,3661238101425,1430,1200,2360,400,"CH"]
[]
[null,"PACKS \"TOIT\" : CHAMPS DE CAPTEURS COMPLETS POUR INSTALLATION EN INTÉGRATION DE TOITURE (IT) TUILES MECANIQUES > 20°"]
["CAPTEURS PLANS NEO"]
[]
[100014075,"PACK 2M2 AVEC 1 NEO 2,1 IT","ER153",974,3661238368446,1250,800,2200,226,"CH"]
[100014077,"PACK 4M2 AVEC 2 NEO 2,1 IT","ER155",1691,3661238368460,1250,800,2200,139,"CH"]
[100014079,"PACK 6M2 AVEC 3 NEO 2,1 IT","ER157",2511,3661238368484,1250,800,2200,184.5,"CH"]
[]
["CHAMPS DE CAPTEURS SOLAIRES COMPLETS EN PACK SUR UNE PALETTE ",null,null,null,""]
[null,null,null,null,""]
[null,"PACKS \"TOIT SUD\" : CHAMPS DE CAPTEURS COMPLETS POUR INSTALLATION EN INTÉGRATION DE TOITURE (IT SUD) < 20° "]
[]
[100014740,"PACK 2M2 AVEC 1 NEO 2,1 IT SUD","ER230",1128,3661238378872,1300,1200,2200,220,"CH"]
[100014741,"PACK 4M2 AVEC 2 NEO 2,1 IT SUD","ER231",1845,3661238378865,1230,1200,2250,220,"CH"]
[100014742,"PACK 6M2 AVEC 3 NEO 2,1 IT SUD","ER232",2665,"3661238378858",1230,1200,2250,220,"CH"]
[]
[null,"OPTIONS POUR  INTÉGRATION DE TOITURE"]
["CAPTEURS PLANS PRO/NEO"]
[]
[100007882,"KIT NOQUETS POUR TUILES PLATES","EG425",197.6,3661238101418,315,230,130,3.9,"CH"]
[]
[null,"",null,null,""]
["DIETRISOL CHAMPS DE CAPTEURS EN PACKS HORIZONTAUX"]
["REFERENCE","DESIGNATION","COLIS","PRIX","Code EAN","DIMENSIONS EMBALLAGE",null,null,"POIDS","GROUPE"]
[null,null,null,"EUR","","L","l","H","KG","ARTICLE"]
[]
["CHAMPS DE CAPTEURS SOLAIRES COMPLETS EN PACK SUR UNE PALETTE A L'HORIZONTALE"]
[]
[null,"PACKS \"TOIT\" : CHAMPS DE CAPTEURS COMPLETS POUR INSTALLATION SUR TOITURE (ST)"]
["CAPTEURS PLANS PRO"]
[]
[100009305,"PACK 4 M² AVEC 2 PRO 2,3 SUR TOITURE","EC583",2196,3661238168848,2240,800,1530,153,"CH"]
[100009306,"PACK 6 M² AVEC 3 PRO 2,3 SUR TOITURE","EC584",3189,3661238168855,2240,800,1450,202,"CH"]
[100009307,"PACK 9 M² AVEC 4 PRO 2,3 SUR TOITURE","EC585",4182,3661238168862,2240,800,1500,239,"CH"]
[null,""]
[100009302,"PACK 5 M² AVEC 2 PRO 2,5 SUR TOITURE","EC580",2449,3661238168817,2240,800,1650,179,"CH"]
[100009303,"PACK 8 M² AVEC 3 PRO 2,5 SUR TOITURE","EC581",3568,3661238168824,2240,800,1480,228,"CH"]
[100009304,"PACK 10 M² AVEC 4 PRO 2,5 SUR TOITURE","EC582",4687,3661238168831,2300,800,1540,295,"CH"]
[null,""]
[null,"PACKS \"TOIT\" : CHAMPS DE CAPTEURS COMPLETS POUR INSTALLATION EN INTÉGRATION DE TOITURE (IT) TUILES MECANIQUES > 20°"]
["CAPTEURS PLANS PRO"]
[]
[100009331,"PACK 4 M² AVEC 2 PRO 2,3 EN INTÉGRATION","EC589",3074,3661238168909,2300,810,1500,202,"CH"]
[null,""]
[100009308,"PACK 5 M² AVEC 2 PRO 2,5 EN INTÉGRATION","EC586",3414,3661238168879,2240,800,1500,225,"CH"]
[100009309,"PACK 8 M² AVEC 3 PRO 2,5 EN INTÉGRATION","EC587",5006,3661238168886,2300,820,1550,310,"CH"]
[100009330,"PACK 10 M² AVEC 4 PRO 2,5 EN INTÉGRATION","EC588",6598,3661238168893,2300,1020,1550,393,"CH"]
[]
[null,"OPTIONS POUR  INTÉGRATION DE TOITURE"]
["CAPTEURS PLANS PRO/NEO"]
[]
[100007882,"KIT NOQUETS POUR TUILES PLATES","EG425",197.6,3661238101418,315,230,130,3.9,"CH"]
[null,null,null,null,""]
["DIETRISOL ET INISOL PREPARATEURS SOLAIRES POUR CESI "]
["REFERENCE","DESIGNATION","COLIS","PRIX","Code EAN","DIMENSIONS EMBALLAGE",null,null,"POIDS","GROUPE"]
[null,null,null,"EUR","","L","l","H","KG","ARTICLE"]
[null,null,null,null,""]
[null,"PREPARATEURS SOLAIRES MIXTES ",null,null,""]
[]
[null,"PACKS \"CAVE\" : PRÉPARATEURS SOLAIRES MIXTES ÉQUIPÉS DIETRISOL TRIO",null,null,""]
[]
[100007795,"PREPARATEUR SOLAIRE DIETRISOL TRIO 350/3 ","EC339",2876,3661238101517,1075,820,2030,219,"CH"]
[100007796,"PREPARATEUR SOLAIRE DIETRISOL TRIO 250/3 ","EC340",2580,3661238156869,1080,785,1830,184,"CH"]
[]
[null,"PREPARATEURS ELECTRO-SOLAIRES "]
[]
[null,"PACKS \"CAVE\" : PRÉPARATEURS ÉLECTRO-SOLAIRES ÉQUIPÉS DIETRISOL DUO/1"]
[]
[100006750,"PREPARATEUR  DIETRISOL DUO BESC 300 E ","EC332",2251,3661238161573,1075,820,2025,176,"CH"]
[100006753,"PREPARATEUR  DIETRISOL DUO BESC 400 E","EC335",2964,3661238161559,1200,870,2045,221,"CH"]
[100006755,"PREPARATEUR  DIETRISOL DUO BESC 500 E ","EC337",3238,3661238161535,1200,870,2045,254,"CH"]
[]
[null,"PACKS \"CAVE\" : PRÉPARATEURS ELECTRO-SOLAIRE  NON ÉQUIPÉS INISOL UNO/1"]
[]
[100014065,"PACK CAVE INISOL UNO/1 200","ER144",1640,3661238368354,1200,800,1500,136.5,"CH"]
[100014066,"PACK CAVE INISOL UNO/1 300","ER145",1896,3661238368361,1200,800,2040,160,"CH"]
[100014067,"PACK CAVE INISOL UNO/1 400","ER146",2358,3661238368378,1200,800,1940,198,"CH"]
[100014068,"PACK CAVE INISOL UNO/1 500","ER147",2563,3661238368385,1200,800,2040,216,"CH"]
[]
[null,"PRÉPARATEURS ÉLECTRO-SOLAIRES NON ÉQUIPÉS INISOL UNO/1"]
[]
[100013080,"PREPARATEUR  UNO/1 200","ER80",1076,3661238361614,720,800,1400,76.5,"CH"]
[100013081,"PREPARATEUR  UNO/1 300","ER81",1281,3661238361621,720,800,1950,101.5,"CH"]
[100013082,"PREPARATEUR  UNO/1 400","ER82",1794,3661238361638,890,800,1820,143,"CH"]
[100013083,"PREPARATEUR  UNO/1 500","ER83",1896,3661238361645,890,800,1950,163,"CH"]
[]
[null,"PREPARATEURS SOLAIRES DOUBLE SERPENTIN"]
[null,""]
[null,"PACKS '' CAVE '' : PRÉPARATEURS SOLAIRES BI VALENT ÉQUIPÉS DIETRISOL DUO/2"]
[]
[100006751,"PREPARATEUR SOLAIRE DIETRISOL DUO BSC 300 E","EC333",2251,3661238161566,1075,820,2025,203,"CH"]
[100006754,"PREPARATEUR SOLAIRE DIETRISOL DUO BSP 400 E","EC336",2964,3661238161542,1200,870,2045,223,"CH"]
[100006756,"PREPARATEUR SOLAIRE DIETRISOL DUO BSP 500 E","EC338",3238,3661238161528,1200,870,2045,264,"CH"]
[]
[null,"PACKS \"CAVE\" : PRÉPARATEURS BIVALENTS  NON ÉQUIPÉS INISOL UNO/2"]
[]
[100014069,"PACK CAVE INISOL UNO/2 200","ER148",1640,3661238368392,1200,800,2040,143,"CH"]
[100014070,"PACK CAVE INISOL UNO/2 300","ER149",1896,3661238368408,1200,800,2040,170,"CH"]
[100014071,"PACK CAVE INISOL UNO/2 400","ER150",2358,3661238368415,1200,800,1940,204,"CH"]
[100014073,"PACK CAVE INISOL UNO/2 500","ER151",2563,3661238368422,1200,800,2040,226,"CH"]
[]
[null,"PRÉPARATEURS SOLAIRES BI VALENT NON ÉQUIPÉS INISOL UNO/2"]
[]
[100013084,"PREPARATEUR SOLAIRE UNO/2 200","ER84",1179,3661238361652,720,800,1400,87.5,"CH"]
[100013085,"PREPARATEUR SOLAIRE UNO/2 300","ER85",1384,3661238361669,720,800,1950,147.5,"CH"]
[100013086,"PREPARATEUR SOLAIRE UNO/2 400","ER86",1896,3661238361676,890,800,1820,240,"CH"]
[100013087,"PREPARATEUR SOLAIRE UNO/2 500","ER87",1999,3661238361683,890,800,1940,168.5,"CH"]
[]
[null,""]
["OPTIONS BALLONS SOLAIRES"]
[null,"POUR PREPARATEURS SOLAIRES TRIO / DUO / UNO"]
[null,""]
[100010652,"ANODE TAS-2","EC431",102.6,3661238364745,260,160,120,0.5,"CH"]
[100007832,"RÉGULATION POMPE DE CHARGE SLA 2","EC320",176,3661238101494,225,195,85,0.7,"CH"]
[89807767,"MITIGEUR THERMOSTATIQUE","EG78",115,3661238045149,125,105,90,0.7,"CH"]
[]
[null,"POUR PREPARATEURS SOLAIRES UNO/1 < 400 L"]
[]
[100007797,"RESISTANCE ELECTRIQUE 2,2 kW MULTI BLINDEE DN 82  ","EC410",410.6,3661238116634,660,215,215,3.2,"CH"]
[100007830,"RESISTANCE ELECTRIQUE 2,4 kW MULTI STEATITE DN 82  ","EC411",293.39999999999998,3661238116641,625,210,220,3.8,"CH"]
[89807777,"RESISTANCE ELECTRIQUE STEATITE SUR BRIDE Ø 82 MM 3 KW/240V","EG88",222.9,3661238045071,800,195,200,4,"CH"]
[100007798,"RESISTANCE ELECTRIQUE 3,3 kW MULTI BLNDEE DN 82  ","EC412",469.4,3661238116658,660,215,215,3.5,"CH"]
[89757753,"ANODE A COURANT IMPOSE","AJ39",347.7,3661238046832,425,100,55,0.4,"CH"]
[]
[null,"POUR PREPARATEURS UNO/1 400 -  500 L"]
[]
[100007799,"RESISTANCE ELECTRIQUE 4,5 kW MULTI BLINDEE DN 117  ","EC413",586.70000000000005,3661238156852,660,215,215,3.5,"CH"]
[89608920,"ANODE A COURANT IMPOSE (B400 ET B500)","AM7",450.5,3661238047440,425,100,55,0.4,"CH"]
[null,null,null,null,""]
["DIETRISOL SYSTEMES ET PREPARATEURS SOLAIRES POUR SSC QUADRO 500"]
["REFERENCE","DESIGNATION","COLIS","PRIX","Code EAN","DIMENSIONS EMBALLAGE",null,null,"POIDS","GROUPE"]
[null,null,null,"EUR","","L","l","H","KG","ARTICLE"]
[null,null,null,null,""]
[null,"SYSTEME SOLAIRE DIETRISOL QUADRODENS DUC25 500",null,null,""]
[null,null,null,null,""]
[100006016,"DIETRISOL QUADRODENS DUC 25 500-10 COMPLET ",null,7959,3661238091818,null,null,null,376,"CH"]
[]
[null,"LISTE DES COLIS DIETRISOL QUADRODENS DUC25 500"]
[]
[100005800,"PRÉPARATEUR SOLAIRE MOUSSÉ DU/C500","EC290",3184,3661238091924,950,820,1970,244,"CH"]
[100007905,"COLIS COMPOSANTS QUADRODENS DUC 25-500 ","EC316",4775,3661238101395,1200,800,2320,132,"CH"]
[]
[null,"PREPARATEUR SOLAIRE DIETRISOL QUADRO DU 500"]
[]
[100006015,"QUADRO DU 500-10 COMPLET ",null,5105,3661238091825,null,null,null,318,"CH"]
[]
[null,"LISTE DES COLIS DIETRISOL QUADRO DU 500 "]
[]
[100005800,"PRÉPARATEUR SOLAIRE MOUSSÉ DU/C500","EC290",3184,3661238091924,950,820,1970,244,"CH"]
[100007904,"COLIS COMPOSANTS QUADRO DU 500 ","EC315",1921,3661238101401,1200,800,2330,74,"CH"]
[]
[null,"SYSTEME SOLAIRE DIETRISOL QUADROPAC DUP 500"]
[]
[100006017,"QUADROPAC DUP 500-10 ",null,7125,3661238162167,null,null,null,334,"CH"]
[]
[null,"LISTE DES COLIS DIETRISOL QUADRO DUP 500 "]
[]
[100005800,"PRÉPARATEUR SOLAIRE MOUSSÉ DU/C500","EC290",3184,3661238091924,950,820,1970,244,"CH"]
[100007907,"COLIS COMPOSANTS QUADRO DUP 500 ","EC318",3941,3661238156555,1200,800,2300,90,"CH"]
[]
[null,"OPTIONS POUR DIETRISOL QUADRO ET DIETRISOL QUADRODENS 500"]
[]
[89807212,"MODULE HYDRAULIQUE POUR 1 CIRCUIT DIRECT","EC92",385.8,3661238046276,310,210,180,5.2,"CH"]
[100013447,"MODULE HYDRAULIQUE POUR 1 CIRCUIT DIRECT, POMPE HAUTE PERFORMANCE","ER73",535.79999999999995,3661238363908,310,210,180,4.3,"CH"]
[89807213,"MODULE HYDRAULIQUE POUR 1 CIRCUIT DIRECT AVEC VANNE MOTORISEE","EC93",606.20000000000005,3661238046269,310,210,180,6.2,"CH"]
[100013448,"MODULE HYDRAULIQUE POUR 1 CIRCUIT DIRECT AVEC VANNE MOTORISEE, POMPE HAUTE PERFORMANCE","ER74",756.2,3661238363915,310,210,180,4.3,"CH"]
[89807214,"MODULE HYDRAULIQUE POUR 1 CIRCUIT A TEMPERATURE FIXE","EC94",540,3661238046252,310,210,180,5.9,"CH"]
[100013449,"MODULE HYDRAULIQUE POUR 1 CIRCUIT A TEMPERATURE FIXE, POMPE HAUTE PERFORMANCE","ER75",690,3661238363922,310,210,180,4.3,"CH"]
[]
[100005978,"KIT TUBES DE RACCORDEMENT SORTIES MODULES HYDRAULIQUES","EC296",188.6,3661238091849,800,165,175,3,"CH"]
[100006500,"KIT DU APPOINT ÉLECTRIQUE 2,4 KW/MONO ","EC310",398.6,3661238091771,660,215,215,2.9,"CH"]
[100006501,"KIT DU APPOINT ÉLECTRIQUE 6 KW/TRI ","EC311",626.4,3661238091764,660,215,215,3.1,"CH"]
[88017022,"EPROM DE FONCTIONNEMENT QUADRO CHAUDIERES A TABLEAU DIEMATIC 3","AD204",113.7,3661238049147,205,170,35,0.2,"CH"]
[100006531,"MODULE SÉPARATEUR CIRCUITS PAC ROE/+ < 15 KW  ","EC300",933.2,3661238161764,570,385,250,19.899999999999999,"CH"]
[100015099,"KIT DE BOUCLAGE ECS","ER29",150,3661238378650,320,230,130,3.5,"CH"]
[]
["DIETRISOL SYSTEMES ET PREPARATEURS SOLAIRES POUR SSC QUADRO 750"]
["REFERENCE","DESIGNATION","COLIS","PRIX","Code EAN","DIMENSIONS EMBALLAGE",null,null,"POIDS","GROUPE"]
[null,null,null,"EUR","","L","l","H","KG","ARTICLE"]
[null,null,null,null,""]
[null,"SYSTEME SOLAIRE DIETRISOL QUADRODENS DUC25  750-"]
[]
[100007971,"PREPARATEUR DIETRISOL QUADRODENS DUC 25 750-10 ",null,8728,3661238101357,null,null,null,386,"CH"]
[100007972,"PREPARATEUR DIETRISOL QUADRODENS DUC 25 750-20 ",null,9002,3661238101340,null,null,null,388,"CH"]
[]
[null,"LISTE DES COLIS DIETRISOL QUADRODENS DUC25 750-"]
[]
[100007977,"CUVE (25 KW) & HABILLAGE DE PRÉPARATEUR SOLAIRE DU/C 750","EC550",3184,3661238101302,1250,1200,2250,244,"CH"]
[]
[null,"COLIS SPECIFIQUE DUC25 750 - 10"]
[]
[100007992,"COLIS COMPOSANTS DIETRISOL QUADRODENS DUC 25-750-10 ","EC555",5544,3661238101258,1200,1200,1640,142,"CH"]
[]
[null,"COLIS SPECIFIQUE DUC25 750 - 20"]
[]
[100007993,"COLIS COMPOSANTS DIETRISOL QUADRODENS DUC 25-750-20 ","EC556",5818,3661238101241,1200,1200,1640,144,"CH"]
[]
[null,"PREPARATEURS SOLAIRES DIETRISOL QUADRO DU 750-",null,null,""]
[null,null,null,null,""]
[100007908,"PREPARATEUR SOLAIRE DIETRISOL QUADRO DU 750-10 ",null,5818,3661238101371,null,null,null,335,"CH"]
[100007909,"PREPARATEUR SOLAIRE DIETRISOL QUADRO DU 750-20 ",null,6039,3661238101364,null,null,null,335,"CH"]
[]
[null,"LISTE DES COLIS DIETRISOL QUADRO DU 750- "]
[]
[100007977,"CUVE (25 KW) & HABILLAGE DE PRÉPARATEUR SOLAIRE DU/C 750","EC550",3184,3661238101302,1250,1200,2250,244,"CH"]
[]
[null,"COLIS SPECIFIQUE DIETRISOL QUADRO DU 750 - 10"]
[]
[100007978,"COLIS COMPOSANTS DIETRISOL QUADRO DU 750-10 ","EC551",2634,3661238101296,1200,1200,1660,91,"CH"]
[]
[null,"COLIS SPECIFIQUE DIETRISOL QUADRO DU 750 - 20"]
[]
[100007979,"COLIS COMPOSANTS DIETRISOL QUADRO DU 750-20 ","EC552",2855,3661238101289,1200,1200,1660,91,"CH"]
[]
[null,"OPTIONS POUR DIETRISOL QUADRO ET DIETRISOL QUADRODENS 750"]
[]
[89807212,"MODULE HYDRAULIQUE POUR 1 CIRCUIT DIRECT","EC92",385.8,3661238046276,310,210,180,5.2,"CH"]
[100013447,"MODULE HYDRAULIQUE POUR 1 CIRCUIT DIRECT, POMPE HAUTE PERFORMANCE","ER73",535.79999999999995,3661238363908,310,210,180,4.3,"CH"]
[89807213,"MODULE HYDRAULIQUE POUR 1 CIRCUIT DIRECT AVEC VANNE MOTORISEE","EC93",606.20000000000005,3661238046269,310,210,180,6.2,"CH"]
[100013448,"MODULE HYDRAULIQUE POUR 1 CIRCUIT DIRECT AVEC VANNE MOTORISEE, POMPE HAUTE PERFORMANCE","ER74",756.2,3661238363915,310,210,180,4.3,"CH"]
[89807214,"MODULE HYDRAULIQUE POUR 1 CIRCUIT A TEMPERATURE FIXE","EC94",540,3661238046252,310,210,180,5.9,"CH"]
[100013449,"MODULE HYDRAULIQUE POUR 1 CIRCUIT A TEMPERATURE FIXE, POMPE HAUTE PERFORMANCE","ER75",690,3661238363922,310,210,180,4.3,"CH"]
[89804801,"RÉGULATION \"DIEMASOL C\" 1 CIRCUIT AVEC ÉCHANGEUR À PLAQUES","EC161",527,3661238046542,320,230,130,1.9,"CH"]
[89804901,"FAISCEAU ELECTRIQUE DE RACCORDEMENT POUR DIEMASOL C SUR QUADRO ","EC179",101,3661238046443,265,125,45,0.5,"CH"]
[89807767,"MITIGEUR THERMOSTATIQUE","EG78",115,3661238045149,125,105,90,0.7,"CH"]
[88017022,"EPROM DE FONCTIONNEMENT QUADRO CHAUDIERES A TABLEAU DIEMATIC 3","AD204",113.7,3661238049147,205,170,35,0.2,"CH"]
[100015099,"KIT DE BOUCLAGE ECS","ER29",150,3661238378650,320,230,130,3.5,"CH"]
[]
[null,"OPTIONS EXTENSION VOLUME TAMPON POUR DIETRISOL QUADRO ET DIETRISOL QUADRODENS"]
[]
[100005010,"BALLON TAMPON PSB 750","EC129",1438,3661238001862,1200,1200,2100,163,"CH"]
[100004653,"STATION DE TRANSFERT D'ENERGIE DMCDB","EC169",653.70000000000005,3661238002395,620,320,205,10.5,"CH"]
[100004650,"REGULATION \"MCDB\" POUR CHARGE/DECHARGE BALLON ","EC162",226.5,3661238002425,230,195,85,1,"CH"]
[]
["PREPARATEURS ET SYSTEMES SOLAIRES POUR SSC DC ET PS"]
["REFERENCE","DESIGNATION","COLIS","PRIX","Code EAN","DIMENSIONS EMBALLAGE",null,null,"POIDS","GROUPE"]
[null,null,null,"EUR","","L","l","H","KG","ARTICLE"]
[null,null,null,null,""]
[null,"SYSTEMES DC AVEC DES CAPTEURS INISOL NEO"]
[100015300,"SYSTÈME DC 750-8 (IT)",null,7772,3661238415416,2200,860,130,508.9,"CH"]
[100015303,"SYSTÈME DC 750-10 (IT)",null,8716,3661238415423,2200,860,130,561.4,"CH"]
[100015306,"SYSTÈME DC 1000-11 (IT)",null,10540,3661238415430,2200,860,130,700,"CH"]
[100015309,"SYSTÈME DC 1000-15 (IT)",null,12638,3661238415447,2200,860,130,831.9,"CH"]
[100015301,"SYSTÈME DC 750-8 (IT SUD)",null,7925,3661238415457,2200,860,130,589.79999999999995,"CH"]
[100015304,"SYSTÈME DC 750-10 (IT SUD)",null,8869,3661238415461,2200,860,130,663.5,"CH"]
[100015307,"SYSTÈME DC 1000-11 (IT SUD)",null,10846,3661238415478,2200,860,130,819.4,"CH"]
[100015310,"SYSTÈME DC 1000-15 (IT SUD)",null,12944,3661238415485,2200,860,130,993.7,"CH"]
[100015302,"SYSTÈME DC 750-8 (ST)",null,6999,3661238415492,2200,860,130,475.6,"CH"]
[100015305,"SYSTÈME DC 750-10 (ST)",null,7752,3661238415508,2200,860,130,518.9,"CH"]
[100015308,"SYSTÈME DC 1000-11 (ST)",null,9376,3661238415515,2200,860,130,651.79999999999995,"CH"]
[100015311,"SYSTÈME DC 1000-15 (ST)",null,11092,3661238415522,2200,860,130,765.3,"CH"]
[]
[null,"LISTE DES COLIS INISOL DC"]
[null,"COTE CAVE"]
[100005131,"BALLON COMBINE DC 750-2","EC140",2725,3661238091993,1200,1200,2150,240,"CH"]
[89809071,"BALLON COMBINE DC 1000",null,3500,3661238044845,null,null,null,328,"CH"]
[89807209,"STATION SOLAIRE DKS 9-20 ","EC89",473,3661238046306,575,325,230,9.1999999999999993,"CH"]
[89804800,"RÉGULATION \"DIEMASOL B\" ","EC160",296,3661238046559,230,195,85,1,"CH"]
[89807767,"MITIGEUR THERMOSTATIQUE","EG78",115,3661238045149,125,105,90,0.7,"CH"]
[89807238,"KIT D'ACCROCHAGE MURAL POUR VASE D'EXPANSION JUSQU'À 25 LITRES","EC118",51,3661238046047,480,130,150,1.4,"CH"]
[89807771,"VASE D'EXPANSION SOLAIRE 25 LITRES","EG82",95,3661238045118,455,305,305,5.5,"CH"]
[89807772,"VASE D'EXPANSION SOLAIRE 40 LITRES","EG83",150,3661238045101,585,335,340,7.3,"CH"]
[89807773,"VASE D'EXPANSION SOLAIRE 60 LITRES","EG84",290,3661238045095,700,385,390,12.5,"CH"]
[89807794,"FLUIDE CALOPORTEUR TYPE L (-21°C) 20 LITRES. ","EG101",70,3661238045019,240,290,370,21.7,"CH"]
[]
[null,"COTE TOIT (IT)"]
[100013470,"CAPTEUR SOLAIRE INISOL NEO 2,1 À L'UNITÉ ","ER45",646,3661238363939,2020,1120,120,37,"CH"]
[100015091,"KIT D'INTEGRATION DE BASE POUR 2 CAPTEURS INISOL NEO 2.1 VERTICAL JUXTAPOSE",null,523,3661238378629,2200,860,130,25.7,"CH"]
[100015092,"KIT D'INTEGRATION D'EXTENSION POUR 1 CAPTEUR INISOL NEO 2.1 SUPPL. VERTICAL JUXTAPOSE",null,257,3661238378636,2200,860,130,14,"CH"]
[100013503,"KIT DE RACCORDEMENT HYDRAULIQUE 1 CAPTEUR POUR PASSAGE SOUS TOITURE+SONDE CAPTEUR","ER67",133,3661238364165,1055,165,80,1.5,"CH"]
[100013504,"KIT DE LIAISON HYDRAULIQUE (RACCORDS) ENTRE 2 CAPTEURS","ER68",41,3661238364172,280,80,80,1.5,"CH"]
[]
[null,"COTE TOIT (IT SUD)"]
[100013470,"CAPTEUR SOLAIRE INISOL NEO 2,1 À L'UNITÉ ","ER45",646,3661238363939,2020,1120,120,37,"CH"]
[100015298,"KIT D'INTEGRATION DE BASE POUR 2 CAPTEURS INISOL NEO 2.1 VERTICAL JUXTAPOSE IT SUD",null,676,3661238364516,null,null,null,64.2,"CH"]
[100015299,"KIT D'INTEGRATION D'EXTENSION POUR 1 CAPTEUR INISOL NEO 2.1 SUPPL. VERTICAL JUXTAPOSE IT SUD",null,257,3661238364523,null,null,null,35.200000000000003,"CH"]
[100013503,"KIT DE RACCORDEMENT HYDRAULIQUE 1 CAPTEUR POUR PASSAGE SOUS TOITURE+SONDE CAPTEUR","ER67",133,3661238364165,1055,165,80,1.5,"CH"]
[100013504,"KIT DE LIAISON HYDRAULIQUE (RACCORDS) ENTRE 2 CAPTEURS","ER68",41,3661238364172,280,80,80,1.5,"CH"]
[]
[null,"COTE TOIT (ST)"]
[100013470,"CAPTEUR SOLAIRE INISOL NEO 2,1 À L'UNITÉ ","ER45",646,3661238363939,2020,1120,120,37,"CH"]
[100008009,"KIT DE MONTAGE POUR 1 CAPTEUR INISOL  NEO 2,1 ","EG450",66,3661238156494,1610,110,90,6,"CH"]
[100013503,"KIT DE RACCORDEMENT HYDRAULIQUE 1 CAPTEUR POUR PASSAGE SOUS TOITURE+SONDE CAPTEUR","ER67",133,3661238364165,1055,165,80,1.5,"CH"]
[100013670,"KIT DE LIAISON HYDRAULIQUE (RACCORDS) ENTRE 2 CAPTEURS","ER69",41,3661238365322,280,80,80,0.3,"CH"]
[]
[null,"FERRURES D'ANCRAGE POUR MONTAGE SUR TOIT DE TUILES"]
[]
[89807311,"4 FERRURES D'ANCRAGE ALU POUR MONTAGE SUR TUILES MÉCANIQUES","EG311",82,3661238045903,365,120,140,2.2999999999999998,"CH"]
[89807312,"6 FERRURES D'ANCRAGE ALU POUR MONTAGE SUR TUILES MÉCANIQUES","EG312",119,3661238045897,365,115,140,3.5,"CH"]
[89807313,"4 FERRURES D'ANCRAGE INOX POUR MONTAGE SUR TUILES MÉCANIQUES","EG313",82,3661238045880,320,220,135,3.4,"CH"]
[89807314,"6 FERRURES D'ANCRAGE INOX POUR MONTAGE SUR TUILES MÉCANIQUES","EG314",119,3661238045873,325,225,135,4.9000000000000004,"CH"]
[89807315,"4 FERRURES D'ANCRAGE INOX POUR MONTAGE SUR TUILES PLATES","EG315",82,3661238045866,300,135,95,2.4,"CH"]
[89807316,"6 FERRURES D'ANCRAGE INOX POUR MONTAGE SUR TUILES PLATES","EG316",119,3661238045859,310,140,95,3.5,"CH"]
[100015314,"4 FERRURES D'ANCRAGE INOX POUR MONTAGE SUR TUILES CANAL","ER136",82,3661238415539,325,260,120,4,"CH"]
[100015315,"6 FERRURES D'ANCRAGE INOX POUR MONTAGE SUR TUILES CANAL","ER137",119,3661238415546,410,305,115,6.5,"CH"]
[89807317,"4 FERRURES D'ANCRAGE INOX POUR MONTAGE SUR TOIT ETERNIT","EG317",82,3661238045842,260,215,75,3.6,"CH"]
[89807318,"6 FERRURES D'ANCRAGE INOX POUR MONTAGE SUR TOIT ETERNIT","EG318",119,3661238045835,260,220,75,5.3,"CH"]
[89807319,"4 FERRURES D'ANCRAGE INOX POUR MONTAGE SUR TOIT D'ARDOISES","EG319",82,3661238045828,280,120,80,2.2000000000000002,"CH"]
[89807320,"6 FERRURES D'ANCRAGE INOX POUR MONTAGE SUR TOIT D'ARDOISES","EG320",119,3661238045811,305,140,95,3.3,"CH"]
[]
[null,"PREPARATEURS MIXTES POUR APPOINT CHAUFFAGE SOLAIRE",null,null,""]
[null,null,null,null,""]
[100005131,"BALLON COMBINE DC 750-2","EC140",2725,3661238091993,1200,1200,2150,240,"CH"]
[]
[89809071,"BALLON COMBINE DC 1000",null,3500,3661238044845,null,null,null,328,"CH"]
[]
[null,"LISTE DES COLIS DC1000"]
[89807226,"CUVE DC 1000","EC106",2651,3661238046160,740,820,2200,290,"CH"]
[89807227,"HABILLAGE DC 1000","EC107",849,3661238046153,1385,415,2355,38,"CH"]
[]
[null,"OPTIONS POUR PREPARATEURS SOLAIRES DC 1000"]
[]
[89757750,"RESISTANCE BLINDEE 6 KW/400V A VISSER 1''1/2 + THERMOSTAT DE REGLAGE","AJ36",656,3661238046863,695,170,180,2.5,"CH"]
[89757746,"THERMOMETRE","AJ32",44.9,3661238046887,145,190,125,0.2,"CH"]
[89757753,"ANODE A COURANT IMPOSE","AJ39",347.7,3661238046832,425,100,55,0.4,"CH"]
[89807767,"MITIGEUR THERMOSTATIQUE","EG78",115,3661238045149,125,105,90,0.7,"CH"]
[]
["PREPARATEURS ET SYSTEMES SOLAIRES POUR SSC DC ET PS"]
["REFERENCE","DESIGNATION","COLIS","PRIX","Code EAN","DIMENSIONS EMBALLAGE",null,null,"POIDS","GROUPE"]
[null,null,null,"EUR","","L","l","H","KG","ARTICLE"]
[null,null,null,null,""]
[null,"BALLONS TAMPON POUR SYSTEMES SOLAIRES ET/OU CHAUDIERE BOIS "]
[]
[89809080,"BALLON SOLAIRE TAMPON PS 500",null,1584,3661238044838,null,null,null,143.5,"CH"]
[89809081,"BALLON SOLAIRE TAMPON PS 800-2",null,2001,3661238044821,null,null,null,207.5,"CH"]
[89809082,"BALLON SOLAIRE TAMPON PS 1000-2",null,2315,3661238044814,null,null,null,214.5,"CH"]
[89809083,"BALLON SOLAIRE TAMPON PS 1500-2",null,3774,3661238044807,null,null,null,304,"CH"]
[89809084,"BALLON SOLAIRE TAMPON PS 2000",null,5095,3661238044791,null,null,null,250,"CH"]
[89809085,"BALLON SOLAIRE TAMPON PS 2500",null,6334,3661238044784,null,null,null,282,"CH"]
[]
[null,"LISTE DES COLIS PS 500 A PS 2500"]
[]
[89807218,"CUVE PS 500","EC98",1219,3661238046245,750,720,1900,118,"CH"]
[89807219,"HABILLAGE PS 500","EC99",365,3661238046238,1230,370,2100,25.5,"CH"]
[]
[89807228,"CUVE PS 800-2","EC108",1540,3661238046146,850,820,2200,178,"CH"]
[89807229,"HABILLAGE PS 800-2","EC109",461,3661238046139,1240,360,2100,29.5,"CH"]
[]
[89807230,"CUVE PS 1000-2","EC110",1779,3661238046122,850,810,2300,183,"CH"]
[89807231,"HABILLAGE PS 1000-2","EC111",536,3661238046115,1240,360,2100,31.5,"CH"]
[]
[89807232,"CUVE PS 1500-2","EC112",2902,3661238046108,1190,1190,2400,264,"CH"]
[89807233,"HABILLAGE PS 1500","EC113",872,3661238046092,2340,1680,260,40,"CH"]
[]
[89807220,"CUVE PS 2000","EC100",3918,3661238046221,1400,1400,2100,230,"CH"]
[89807221,"HABILLAGE PS 2000","EC101",1177,3661238046214,2200,1250,450,20,"CH"]
[]
[89807222,"CUVE PS 2500","EC102",4872,3661238046207,2470,1450,1350,260,"CH"]
[89807223,"HABILLAGE PS 2500","EC103",1462,3661238046191,null,null,null,22,"CH"]
[]
[null,"OPTION POUR PREPARATEURS SOLAIRES TAMPON"]
[]
[89757746,"THERMOMETRE","AJ32",44.9,3661238046887,145,190,125,0.2,"CH"]
["DIETRISOL ET INISOL CAPTEURS SOLAIRES COLIS COMPOSANTS AU DETAIL"]
["REFERENCE","DESIGNATION","COLIS","PRIX","Code EAN","DIMENSIONS EMBALLAGE",null,null,"POIDS","GROUPE"]
[null,null,null,"EUR","","L","l","H","KG","ARTICLE"]
[null,null,null,null,""]
["PANNEAUX SOLAIRES PRO 2,5 - PRO 2,3 - NEO 2,1",null,null,null,""]
[null,null,null,null,""]
[null,"PANNEAUX SOLAIRES DIETRISOL PRO 2,5 ",null,null,""]
[null,null,null,null,""]
[100008004,"CAPTEUR SOLAIRE DIETRISOL PRO 2,5  À L'UNITÉ","EG445",988,3661238101227,2215,1325,115,52.5,"CH"]
[]
[null,"PANNEAUX SOLAIRES DIETRISOL PRO 2,3 "]
[]
[100008005,"CAPTEUR SOLAIRE DIETRISOL PRO 2,3  À L'UNITÉ ","EG446",867,3661238156524,2100,1210,95,40.5,"CH"]
[]
[null,"PANNEAUX SOLAIRES INISOL NEO 2,1 "]
[]
[100013470,"CAPTEUR SOLAIRE INISOL NEO 2,1 À L'UNITÉ ","ER45",646,3661238363939,2020,1120,120,37,"CH"]
[]
[null,"SYSTÈMES DE MONTAGE DES PANNEAUX SOLAIRES DIETRISOL ET INISOL"]
[]
["PROFILÉS DE MONTAGE POUR PANNEAUX SOLAIRES DIETRISOL PRO 2,5 "]
[]
[89807310,"KIT DE MONTAGE POUR 1 CAPTEUR PRO HORIZONTAL JUXTAPOSE","EG310",172.1,3661238045910,2360,120,100,11,"CH"]
[100008007,"KIT DE MONTAGE POUR 1 CAPTEUR PRO 2,5","EG448",115.3,3661238101210,1620,110,90,7.5,"CH"]
[]
["PROFILÉS DE MONTAGE POUR PANNEAUX SOLAIRES DIETRISOL PRO 2,3 "]
[]
[89807310,"KIT DE MONTAGE POUR 1 CAPTEUR PRO HORIZONTAL JUXTAPOSE","EG310",172.1,3661238045910,2360,120,100,11,"CH"]
[100008008,"KIT DE MONTAGE POUR 1 CAPTEUR PRO 2,3","EG449",109.8,3661238156500,1610,110,90,6,"CH"]
[]
["PROFILÉS DE MONTAGE POUR PANNEAUX SOLAIRES INISOL NEO 2,1 "]
[]
[null,"MONTAGE TYPE VERTICAL JUXTAPOSE ET HORIZONTAL SUPERPOSE"]
[]
[100008009,"KIT DE MONTAGE POUR 1 CAPTEUR INISOL  NEO 2,1 ","EG450",66,3661238156494,1610,110,90,6,"CH"]
[]
["MONTAGE INTÉGRÉ EN TOITURE A TUILES MECANIQUES DIETRISOL PRO 2,5",null,null,null,""]
[null,null,null,null,""]
[100006820,"KIT D'EXTENSION POUR 1 CAPTEUR PRO 2.5 SUPPLEMENTAIRE",null,588,3661238101586,null,null,null,32,"CH"]
[]
[null,"LISTE DES COLIS"]
[]
[100005315,"KIT DE PROFILÉS POUR INTÉGRATION EN TOITURE DE 1 PRO 2,5 SUPPL. VERTICAL ","EG410",115,3661238091986,1465,95,50,2.5,"CH"]
[100010060,"KIT BAC+HABIL.  ALU POUR INTÉGRATION TOITURE DE 1 PRO 2,5  VERTICAL","EG470",473,3661238337923,2190,845,135,29.5,"CH"]
[]
[]
[100006821,"KIT D'INTÉGRATION DE BASE POUR 2 CAPTEURS PRO 2,5 MONTAGE VERTICAL",null,1195,3661238101579,null,null,null,62.5,"CH"]
[]
[null,"LISTE DES COLIS"]
[]
[100005319,"KIT DE PROFILÉS POUR INTÉGRATION EN TOITURE DE 2 PRO 2,5 VERTICAUX","EG412",241,3661238091962,1460,90,70,4.5,"CH"]
[100010061,"KIT BAC + HAB. ALU POUR INTÉGRATION TOITURE DE 2 PRO 2,5 VERTICAUX ","EG471",954,3661238337930,2190,850,140,58,"CH"]
[]
[]
["MONTAGE INTÉGRÉ EN TOITURE A TUILES MECANIQUES DIETRISOL PRO 2,3"]
[]
[100006822,"KIT D'EXTENSION POUR 1 CAPTEUR PRO 2.3 SUPPLEMENTAIRE",null,533,3661238161467,null,null,null,28,"CH"]
[]
[null,"LISTE DES COLIS"]
[]
[100005361,"KIT DE PROFILÉS POUR INTÉGRATION EN TOITURE DE 1 PRO 2,3 SUPPL. VERTICAL ","EG414",105,3661238109650,1340,90,60,2,"CH"]
[100010063,"KIT BAC ALU POUR INTÉGRATION EN TOITURE DE 1 PRO 2,3 SUPPL. VERTICAL","EG472",428,3661238338012,2075,840,120,26,"CH"]
[]
[]
[100006823,"KIT D'INTÉGRATION DE BASE POUR 2 CAPTEURS PRO 2,3 MONTAGE VERTICAL",null,1097,3661238161450,null,null,null,59.5,"CH"]
[]
[null,"LISTE DES COLIS"]
[]
[100005363,"KIT DE PROFILÉS POUR INTÉGRATION EN TOITURE DE 2 PRO 2,3 VERTICAUX","EG416",219,3661238109636,1360,70,95,4.5,"CH"]
[100010064,"KIT BAC + HAB.  ALU POUR INTÉGRATION TOITURE DE 2 PRO 2,3 VERTICAUX","EG473",878,3661238338036,2085,845,145,55,"CH"]
[]
["MONTAGE INTÉGRÉ EN TOITURE INISOL NEO 2,1 A TUILES STANDARDS PENTE (IT) > 20°"]
[]
[100015090,"KIT D'INTEGRATION DE BASE POUR 1 CAPTEUR INISOL NEO 2.1 VERTICAL JUXTAPOSE",null,348,3661238378612,2200,860,130,35.200000000000003,"CH"]
[]
[null,"LISTE DES COLIS"]
[]
[100013480,"KIT DE MONTAGE EN INTEGRATION POUR 1 CAPTEUR (PATTE DE FIXATIONS ET CLIPS)","ER33",87,3661238363991,1980,100,100,4.2,"CH"]
[100013473,"KIT TÔLES D'INTEGRATION POUR 1 CAPTEUR ","ER47",261,3661238363953,1210,515,110,31,"CH"]
[]
[]
[100015091,"KIT D'INTEGRATION DE BASE POUR 2 CAPTEURS INISOL NEO 2.1 VERTICAL JUXTAPOSE",null,523,3661238378629,2200,860,130,25.7,"CH"]
[]
[null,"LISTE DES COLIS"]
[]
[100013481,"KIT DE MONTAGE EN INTEGRATION POUR 2 CAPTEURS (PATTE DE FIXATIONS ET CLIPS)","ER34",128,3661238364004,1960,110,90,4.2,"CH"]
[100013474,"KIT TÔLES D'INTEGRATION POUR 2 CAPTEURS","ER48",395,3661238363960,1960,110,90,21.5,"CH"]
[]
[100015092,"KIT D'INTEGRATION D'EXTENSION POUR 1 CAPTEUR INISOL NEO 2.1 SUPPL. VERTICAL JUXTAPOSE",null,257,3661238378636,2200,860,130,14,"CH"]
[]
[null,"LISTE DES COLIS"]
[]
[100013482,"KIT DE MONTAGE EN INTEGRATION POUR 1 CAPTEUR SUPPL. (PATTE DE FIXATIONS ET CLIPS)","ER35",62,3661238364011,1980,100,100,4.2,"CH"]
[100013476,"KIT TÔLES D'INTEGRATION POUR 1 CAPTEUR SUPPL.","ER49",195,3661238363977,1210,515,110,9.8000000000000007,"CH"]
[]
["DIETRISOL ET INISOL CAPTEURS SOLAIRES COLIS COMPOSANTS AU DETAIL"]
["REFERENCE","DESIGNATION","COLIS","PRIX","Code EAN","DIMENSIONS EMBALLAGE",null,null,"POIDS","GROUPE"]
[null,null,null,"EUR","","L","l","H","KG","ARTICLE"]
[null,null,null,null,""]
["MONTAGE INTÉGRÉ EN TOITURE INISOL NEO 2,1 PENTE (IT SUD) < 20° "]
[]
[100015297,"KIT D'INTEGRATION DE BASE POUR 1 CAPTEUR INISOL NEO 2.1 VERTICAL JUXTAPOSE IT SUD",null,502,3661238368026,2200,860,130,35.200000000000003,"CH"]
[]
[null,"LISTE DES COLIS"]
[]
[100013480,"KIT DE MONTAGE EN INTEGRATION POUR 1 CAPTEUR (PATTE DE FIXATIONS ET CLIPS)","ER33",87,3661238363991,1980,100,100,4.2,"CH"]
[100015204,"KIT TÔLES D'INTEGRATION POUR 1 CAPTEUR IT SUD","ER190",415,3661238363953,1210,515,110,31,"CH"]
[]
[]
[100015298,"KIT D'INTEGRATION DE BASE POUR 2 CAPTEURS INISOL NEO 2.1 VERTICAL JUXTAPOSE IT SUD",null,676,3661238364516,2200,860,130,64.2,"CH"]
[]
[null,"LISTE DES COLIS"]
[]
[100013481,"KIT DE MONTAGE EN INTEGRATION POUR 2 CAPTEURS (PATTE DE FIXATIONS ET CLIPS)","ER34",128,3661238364004,1960,110,90,4.2,"CH"]
[100015205,"KIT TÔLES D'INTEGRATION POUR 2 CAPTEURS IT SUD","ER191",548,3661238363960,1960,110,90,60,"CH"]
[]
[100015299,"KIT D'INTEGRATION D'EXTENSION POUR 1 CAPTEUR INISOL NEO 2.1 SUPPL. VERTICAL JUXTAPOSE IT SUD",null,257,3661238364523,2200,860,130,35.200000000000003,"CH"]
[]
[null,"LISTE DES COLIS"]
[]
[100013482,"KIT DE MONTAGE EN INTEGRATION POUR 1 CAPTEUR SUPPL. (PATTE DE FIXATIONS ET CLIPS)","ER35",62,3661238364011,1980,100,100,4.2,"CH"]
[100015206,"KIT TÔLES D'INTEGRATION POUR 1 CAPTEUR SUPPL. IT SUD","ER192",195,3661238363977,1210,515,110,31,"CH"]
[]
[]
["ACCESSOIRES POUR RACCORDEMENT HYDRAULIQUE DES PANNEAUX SOLAIRES DIETRISOL ET INISOL"]
[]
["DIETRISOL"]
[]
[null,"EN MONTAGE VERTICAL JUXTAPOSES OU HORIZONTAL SUPERPOSES :"]
[89807305,"KIT DE RACCORDEMENT HYDRAULIQUE POUR PASSAGE SOUS TOITURE","EG305",175.7,3661238045965,1050,170,95,1.3,"CH"]
[89807306,"KIT DE LIAISON HYDRAULIQUE (RACCORDS) ENTRE 2 CAPTEURS","EG306",16.5,3661238045958,175,85,60,0.2,"CH"]
[]
[null,"EN MONTAGE HORIZONTAL JUXTAPOSES "]
[89807308,"KIT DE RACCORDEMENT HYDRAULIQUE POUR 2 CAPTEURS","EG308",178.1,3661238045934,1050,170,95,1.3,"CH"]
[89807309,"KIT D'EXTENSION HYDRAULIQUE POUR 3ème CAPTEUR","EG309",106.9,3661238045927,710,710,195,2.2000000000000002,"CH"]
[]
["INISOL"]
[]
[null,"EN MONTAGE VERTICAL JUXTAPOSES OU HORIZONTAL SUPERPOSES SUR TOITURE :"]
[100013503,"KIT DE RACCORDEMENT HYDRAULIQUE 1 CAPTEUR POUR PASSAGE SOUS TOITURE+SONDE CAPTEUR","ER67",133,3661238364165,1055,165,80,1.5,"CH"]
[100013670,"KIT DE LIAISON HYDRAULIQUE (RACCORDS) ENTRE 2 CAPTEURS","ER69",41,3661238365322,280,80,80,0.3,"CH"]
[]
[null,"EN MONTAGE VERTICAL JUXTAPOSE EN INTEGRATION :"]
[100013503,"KIT DE RACCORDEMENT HYDRAULIQUE 1 CAPTEUR POUR PASSAGE SOUS TOITURE+SONDE CAPTEUR","ER67",133,3661238364165,1055,165,80,1.5,"CH"]
[100013504,"KIT DE LIAISON HYDRAULIQUE (RACCORDS) ENTRE 2 CAPTEURS","ER68",41,3661238364172,280,80,80,1.5,"CH"]
[]
["TOUT TYPE DE PANNEAUX"]
[]
[null,"OPTION MONTAGE INTEGRE EN TOITURE AVEC TUILES PLATES / ARDOISES"]
[]
[100007882,"KIT NOQUETS POUR TUILES PLATES","EG425",197.6,3661238101418,315,230,130,3.9,"CH"]
[]
[null,"ELÉMENTS DE MONTAGE SUPPLÉMENTAIRES POUR TOUT TYPE DE PANNEAUX"]
[]
[89807307,"KIT DE COUPLAGE DES PROFILÉS ","EG307",23.7,3661238045941,195,100,20,0.2,"CH"]
[]
[89807311,"4 FERRURES D'ANCRAGE ALU POUR MONTAGE SUR TUILES MÉCANIQUES","EG311",82,3661238045903,365,120,140,2.2999999999999998,"CH"]
[89807312,"6 FERRURES D'ANCRAGE ALU POUR MONTAGE SUR TUILES MÉCANIQUES","EG312",119,3661238045897,365,115,140,3.5,"CH"]
[89807313,"4 FERRURES D'ANCRAGE INOX POUR MONTAGE SUR TUILES MÉCANIQUES","EG313",82,3661238045880,320,220,135,3.4,"CH"]
[89807314,"6 FERRURES D'ANCRAGE INOX POUR MONTAGE SUR TUILES MÉCANIQUES","EG314",119,3661238045873,325,225,135,4.9000000000000004,"CH"]
[89807315,"4 FERRURES D'ANCRAGE INOX POUR MONTAGE SUR TUILES PLATES","EG315",82,3661238045866,300,135,95,2.4,"CH"]
[89807316,"6 FERRURES D'ANCRAGE INOX POUR MONTAGE SUR TUILES PLATES","EG316",119,3661238045859,310,140,95,3.5,"CH"]
[100015314,"4 FERRURES D'ANCRAGE INOX POUR MONTAGE SUR TUILES CANAL","ER136",82,3661238415539,325,260,120,4,"CH"]
[100015315,"6 FERRURES D'ANCRAGE INOX POUR MONTAGE SUR TUILES CANAL","ER137",119,3661238415546,410,305,115,6.5,"CH"]
[89807317,"4 FERRURES D'ANCRAGE INOX POUR MONTAGE SUR TOIT ETERNIT","EG317",82,3661238045842,260,215,75,3.6,"CH"]
[89807318,"6 FERRURES D'ANCRAGE INOX POUR MONTAGE SUR TOIT ETERNIT","EG318",119,3661238045835,260,220,75,5.3,"CH"]
[89807319,"4 FERRURES D'ANCRAGE INOX POUR MONTAGE SUR TOIT D'ARDOISES","EG319",82,3661238045828,280,120,80,2.2000000000000002,"CH"]
[89807320,"6 FERRURES D'ANCRAGE INOX POUR MONTAGE SUR TOIT D'ARDOISES","EG320",119,3661238045811,305,140,95,3.3,"CH"]
[]
[89807325,"2 SUPPORTS AVEC CROIX STABILISATRICES POUR 1 CAPTEUR EN MONTAGE HORIZONTAL","EG325",136.5,3661238045767,1205,80,75,3.7,"CH"]
[89807358,"3 SUPPORTS AVEC CROIX STABILISATRICES POUR 2 CAPTEURS EN MONTAGE VERTICAL","EG358",243.3,3661238045521,1835,120,80,8.4,"CH"]
[89807359,"3 SUPPORTS SANS CROIX STABILISATRICES POUR 2 CAPTEURS EN MONTAGE VERTICAL","EG359",207.9,3661238045514,1825,120,80,8,"CH"]
[]
[null,"KIT TIRE-FONDS POUR MONTAGE CAPTEURS PRO 2,3"]
[]
[89807782,"KIT TIRE-FONDS POUR MONTAGE 2 CAPTEURS","EG94",213.6,3661238045057,405,140,80,2.8,"CH"]
[89807783,"KIT TIRE-FONDS POUR MONTAGE 3 CAPTEURS","EG95",261.2,3661238045040,405,140,80,3.7,"CH"]
[]
[]
["CAPTEURS SOLAIRE DIETRISOL POWER"]
["REFERENCE","DESIGNATION","COLIS","PRIX","Code EAN","DIMENSIONS EMBALLAGE",null,null,"POIDS","GROUPE"]
[null,null,null,"EUR","","L","l","H","KG","ARTICLE"]
[]
[100011780,"1 CAPTEUR SOLAIRE DIETRISOL POWER 7","EG442",1292,3661238415553,null,null,null,36,"CH"]
[100011393,"1 CAPTEUR SOLAIRE DIETRISOL POWER 10","EG390",1399,3661238340015,1760,890,110,40,"CH"]
[100011394,"1 CAPTEUR SOLAIRE DIETRISOL POWER 15","EG391",1669,3661238340022,1760,1290,110,55,"CH"]
[]
["ACCESSOIRES DE RACCORDEMENT HYDRAULIQUE"]
[]
[100011397,"KIT DE RACCORDEMENT (EXTREMITE + BOUCHON)","EG394",95.8,3661238340053,160,210,25,0.4,"CH"]
[89807355,"KIT RACCORDEMENT FLEXIBLES CAPTEUR TUBULAIRE + SONDE CAPTEUR","EG355",166.9,3661238045552,1060,165,95,1.3,"CH"]
[100011396,"KIT DE LIAISON HYDRAULIQUE INTER COLLECTEUR","EG393",127,3661238340046,260,220,100,0.7,"CH"]
[]
["DISPOSITIF DE MONTAGE SUR TOITURE OU EN TERRASSE (MONT. VERTICAL JUXTAPOSES)"]
[]
[100012018,"KIT DE MONTAGE 1 CAPTEUR POWER 7","ER30",128.1,3661238352186,1600,110,90,7,"CH"]
[100012019,"KIT DE MONTAGE 1 CAPTEUR POWER 10","ER31",134.6,3661238352179,1600,110,90,6,"CH"]
[100012020,"KIT DE MONTAGE 1 CAPTEUR POWER 15","ER32",141,3661238352162,1600,110,90,5.5,"CH"]
[100011395,"KIT DE FIXATION 1 CAPTEUR","EG392",66.099999999999994,3661238340039,240,145,30,0.6,"CH"]
[]
[null,"FERRURES D'ANCRAGE POUR MONTAGE SUR TOIT DE TUILES"]
[]
[89807311,"4 FERRURES D'ANCRAGE ALU POUR MONTAGE SUR TUILES MÉCANIQUES","EG311",82,3661238045903,365,120,140,2.2999999999999998,"CH"]
[89807312,"6 FERRURES D'ANCRAGE ALU POUR MONTAGE SUR TUILES MÉCANIQUES","EG312",119,3661238045897,365,115,140,3.5,"CH"]
[89807313,"4 FERRURES D'ANCRAGE INOX POUR MONTAGE SUR TUILES MÉCANIQUES","EG313",82,3661238045880,320,220,135,3.4,"CH"]
[89807314,"6 FERRURES D'ANCRAGE INOX POUR MONTAGE SUR TUILES MÉCANIQUES","EG314",119,3661238045873,325,225,135,4.9000000000000004,"CH"]
[89807315,"4 FERRURES D'ANCRAGE INOX POUR MONTAGE SUR TUILES PLATES","EG315",82,3661238045866,300,135,95,2.4,"CH"]
[89807316,"6 FERRURES D'ANCRAGE INOX POUR MONTAGE SUR TUILES PLATES","EG316",119,3661238045859,310,140,95,3.5,"CH"]
[100015314,"4 FERRURES D'ANCRAGE INOX POUR MONTAGE SUR TUILES CANAL","ER136",82,3661238415539,325,260,120,4,"CH"]
[100015315,"6 FERRURES D'ANCRAGE INOX POUR MONTAGE SUR TUILES CANAL","ER137",119,3661238415546,410,305,115,6.5,"CH"]
[89807317,"4 FERRURES D'ANCRAGE INOX POUR MONTAGE SUR TOIT ETERNIT","EG317",82,3661238045842,260,215,75,3.6,"CH"]
[89807318,"6 FERRURES D'ANCRAGE INOX POUR MONTAGE SUR TOIT ETERNIT","EG318",119,3661238045835,260,220,75,5.3,"CH"]
[89807319,"4 FERRURES D'ANCRAGE INOX POUR MONTAGE SUR TOIT D'ARDOISES","EG319",82,3661238045828,280,120,80,2.2000000000000002,"CH"]
[89807320,"6 FERRURES D'ANCRAGE INOX POUR MONTAGE SUR TOIT D'ARDOISES","EG320",119,3661238045811,305,140,95,3.3,"CH"]
[]
[null,"SUPPORTS INCLINABLES (POUR MONTAGE EN TERRASSE) POWER 10 ET 15 UNIQUEMENT"]
[]
[89807358,"3 SUPPORTS AVEC CROIX STABILISATRICES POUR 2 CAPTEURS EN MONTAGE VERTICAL","EG358",243.3,3661238045521,1835,120,80,8.4,"CH"]
[89807359,"3 SUPPORTS SANS CROIX STABILISATRICES POUR 2 CAPTEURS EN MONTAGE VERTICAL","EG359",207.9,3661238045514,1825,120,80,8,"CH"]
[]
["DIETRISOL ET INISOL CESI ET SSC COLIS ACCESSOIRES AU DETAIL"]
["REFERENCE","DESIGNATION","COLIS","PRIX","Code EAN","DIMENSIONS EMBALLAGE",null,null,"POIDS","GROUPE"]
[null,null,null,"EUR","","L","l","H","KG","ARTICLE"]
[null,null,null,null,""]
[null,null,null,null,""]
["ACCESSOIRES HYDRAULIQUES ET REGULATION DES SYSTEMES SOLAIRES DIETRISOL ET INISOL",null,null,null,""]
[null,null,null,null,""]
[89804800,"RÉGULATION \"DIEMASOL B\" ","EC160",296,3661238046559,230,195,85,1,"CH"]
[89804801,"RÉGULATION \"DIEMASOL C\" POUR SSC A 2 PREPARATEURS","EC161",527,3661238046542,320,230,130,1.9,"CH"]
[100002264,"RÉGULATION \"DIEMASOL A\" POUR CIRCUIT A 1 BALLON","EC190",198.1,3661238007833,230,195,90,0.8,"CH"]
[100004650,"REGULATION \"MCDB\" POUR CHARGE/DECHARGE BALLON ","EC162",226.5,3661238002425,230,195,85,1,"CH"]
[100007832,"RÉGULATION POMPE DE CHARGE SLA 2","EC320",176,3661238101494,225,195,85,0.7,"CH"]
[100014590,"RÉGULATION COMPTEUR D'ENERGIE WMZ","ER131",250,3661238376014,null,null,null,1.2,"CH"]
[]
["OPTIONS"]
[]
["OPTIONS DIETRISOL/INISOL"]
[100011341,"KIT 2 VANNES/SONDE CAPT.EST-OUEST","EC432",384.3,3661238340213,240,160,70,1.3,"CH"]
[89804803,"VANNE 3 VOIES 3/4\" POUR 2 CIRCUITS AVEC REGULATION DIEMASOL ","EC164",200.8,3661238046528,205,125,90,1.1000000000000001,"CH"]
[89804816,"BOITIER PARA FOUDRE POUR REGULATION DIEMASOL","EC176",31.6,3661238046450,220,165,40,0.1,"CH"]
[100003690,"SONDE A APPLIQUE PT1000","EC171",52.5,3661238005303,180,140,30,0.1,"CH"]
[100004651,"SONDE D'IMMERSION FK Pt1000 2,5 m","EC173",52.5,3661238002418,220,150,25,0.2,"CH"]
[100008011,"SONDE CAPTEUR  PT1000 ","EC155",49.4,3661238101197,180,120,20,0.1,"CH"]
[89807767,"MITIGEUR THERMOSTATIQUE","EG78",115,3661238045149,125,105,90,0.7,"CH"]
[]
[null,"ACCESSOIRES HYDRAULIQUES"]
[null,"STATIONS SOLAIRES"]
[]
[100008012,"STATION SOLAIRE DKP 6-8 SUR PREPARATEUR","EC156",340.3,3661238101180,560,240,210,6.3,"CH"]
[100008013,"STATION SOLAIRE DKP 9-20 SUR PREPARATEUR","EC157",417.2,3661238101173,560,240,210,7.4,"CH"]
[89807209,"STATION SOLAIRE DKS 9-20 ","EC89",473,3661238046306,575,325,230,9.1999999999999993,"CH"]
[89807238,"KIT D'ACCROCHAGE MURAL POUR VASE D'EXPANSION JUSQU'À 25 LITRES","EC118",51,3661238046047,480,130,150,1.4,"CH"]
[100004653,"STATION DE TRANSFERT D'ENERGIE DMCDB","EC169",653.70000000000005,3661238002395,620,320,205,10.5,"CH"]
[]
["DOUBLE TUBES PREISOLES \"DUO-TUBE\" AVEC PROTECTION UV ET CABLE POUR SONDE CAPTEUR"]
[]
[89807000,"DUO-TUBE CU 15 X 10 METRES","EG106",395.2,3661238046436,790,800,275,11,"CH"]
[89807001,"DUO-TUBE CU 15 X 15 METRES","EG107",603.79999999999995,3661238046429,800,795,275,16.2,"CH"]
[89807003,"JEU DE 4 COLLIERS POUR DUO-TUBE CU 15","EG109",18.7,3661238046405,160,110,70,0.5,"CH"]
[89807002,"DUO-TUBE CU 18 X 15 METRES","EG108",790.4,3661238046412,805,805,330,22.4,"CH"]
[89807004,"JEU DE 4 COLLIERS POUR DUO-TUBE CU 18","EG110",20.9,3661238046399,160,140,75,0.5,"CH"]
[100000417,"JEU DE 2 RACCORDS BÎCONE Ø 15 MM","EG374",20.2,3661238011144,90,100,30,0.2,"CH"]
[100000418,"JEU DE 2 RACCORDS BÎCONE Ø 18 MM","EG375",20.2,3661238011137,120,95,30,0.2,"CH"]
[100000419,"JEU DE 2 RÉDUCTIONS BÎCONES Ø 15/18 MM","EG376",10.8,3661238011120,130,95,20,0.1,"CH"]
[100008020,"DUO-FLEX DN16 X 15 METRES","EG455",727.8,3661238101104,790,790,320,11.7,"CH"]
[100008021,"DUO-FLEX DN20 X 15 METRES","EG456",861,3661238101098,780,795,325,15,"CH"]
[100008022,"JEU DE RACCORDS DuoFlex DN16/BîCONE Ø 18","EG457",21.9,3661238101081,90,80,60,0.5,"CH"]
[100008023,"JEU DE RACCORDS DuoFlex DN20/BîCONE Ø 18","EG458",21.9,3661238101074,90,80,60,0.5,"CH"]
[]
[null,"FLUIDES CALOPORTEURS"]
[]
[89807794,"FLUIDE CALOPORTEUR TYPE L (-21°C) 20 LITRES. ","EG101",70,3661238045019,240,290,370,21.7,"CH"]
[89807792,"FLUIDE CALOPORTEUR HAUTES PERFORMANCES TYPE LS (-26°C) 20 LITRES","EG100",130.69999999999999,3661238045033,340,290,370,21.5,"CH"]
[89807710,"CONCENTRE TYPE L, 10 LITRES","EG11",81.8,3661238045316,220,190,295,11,"CH"]
[]
[null,"VASES D'EXPANSION"]
[]
[89807713,"VASE D'EXPANSION SOLAIRE 18 LITRES","EG14",82.3,3661238045309,395,290,300,4.2,"CH"]
[89807771,"VASE D'EXPANSION SOLAIRE 25 LITRES","EG82",95,3661238045118,455,305,305,5.5,"CH"]
[89807772,"VASE D'EXPANSION SOLAIRE 40 LITRES","EG83",150,3661238045101,585,335,340,7.3,"CH"]
[89807773,"VASE D'EXPANSION SOLAIRE 60 LITRES","EG84",290,3661238045095,700,385,390,12.5,"CH"]
[null,null,null,null,""]
["DIETRISOL OUTILLAGE DE MISE EN ŒUVRE"]
["REFERENCE","DESIGNATION","COLIS","PRIX","Code EAN","DIMENSIONS EMBALLAGE",null,null,"POIDS","GROUPE"]
[null,null,null,"EUR","","L","l","H","KG","ARTICLE"]
[null,null,null,null,""]
[null,"OUTILLAGE POUR INSTALLATIONS SOLAIRES",null,null,""]
[null,null,null,null,""]
[89807349,"POIGNEE DE MANUTENTION POUR CAPTEUR DIETRISOL. PRO","EG349",122,3661238045606,220,220,80,1.2,"CH"]
[89807769,"POMPE A MAIN POUR APPOINT EN FLUIDE","EG80",146,3661238045132,215,150,80,1,"CH"]
[89807797,"TESTEUR DE PROTECTION ANTIGEL (POUR CONTRÔLE DU LIQUIDE CALOPORTEUR)","EG102",43.7,3661238045002,160,125,40,0.1,"CH"]
[89807799,"BOITIER DE MESURE AVEC REFRACTOMETRE","EG104",305.3,3661238044982,210,80,55,0.3,"CH"]
[89807770,"STATION DE REMPLISSAGE AVEC POMPE ET BIDON","EG81",883.9,3661238045125,1020,465,495,24.1,"CH"]
[100012031,"VALISE DE CONTRÔLE POUR INSTALLATION SOLAIRE","ER50",430.5,3661238352315,225,130,60,2.5,"CH"]
[]
["PAC ROE-II                                                                           "]
["REFERENCE","DESIGNATION","COLIS","PRIX","Code EAN","DIMENSIONS EMBALLAGE",null,null,"POIDS","GROUPE"]
[null,null,null,"EUR","","L","l","H","KG","ARTICLE"]
[null,null,null,null,""]
[100007559,"ROE-II 6 MR/E",null,6948,3661238158474,null,null,null,169,"PC"]
[100007570,"ROE-II 6 MR/H",null,6948,3661238158429,null,null,null,165,"PC"]
[100007571,"ROE-II 8 MR/E",null,7375,3661238158412,null,null,null,175.5,"PC"]
[100007572,"ROE-II 8 MR/H",null,7375,3661238158405,null,null,null,171.5,"PC"]
[100007573,"ROE-II 10 MR/E",null,7803,3661238158399,null,null,null,175.5,"PC"]
[100007574,"ROE-II 10 MR/H",null,7803,3661238158382,null,null,null,171.5,"PC"]
[100007575,"ROE-II 10 TR/E",null,7803,3661238158375,null,null,null,172.5,"PC"]
[100007576,"ROE-II 10 TR/H",null,7803,3661238158368,null,null,null,168.5,"PC"]
[100006700,"ROE-II 13 MR/E",null,8872,3661238161665,null,null,null,229,"PC"]
[100006701,"ROE-II 13 MR/H",null,8872,3661238161658,null,null,null,225,"PC"]
[100007577,"ROE-II 13 TR/E",null,8444,3661238158351,null,null,null,214,"PC"]
[100007578,"ROE-II 13 TR/H",null,8444,3661238158344,null,null,null,210,"PC"]
[100013202,"ROE-II 17 TR/EP",null,9620,3661238374164,null,null,null,226.5,"PC"]
[100013203,"ROE-II 17 TR/HP",null,9620,3661238374171,null,null,null,222.5,"PC"]
[]
[null,"LISTE DES COLIS"]
[]
[100007550,"ROE-II 6 MR","EH70",5179,3661238158566,810,1170,800,85,"PC"]
[100007551,"ROE-II 8 MR","EH71",5606,3661238158559,510,1175,810,91.5,"PC"]
[100007552,"ROE-II 10 MR","EH72",6034,3661238158542,510,1170,820,91.5,"PC"]
[100007553,"ROE-II 10 TR","EH73",6034,3661238158535,510,1170,815,88.5,"PC"]
[100006689,"ROE-II 13 MR","EH69",7103,3661238161672,510,1170,1400,145,"PC"]
[100007554,"ROE-II 13 TR","EH74",6675,3661238158528,500,1140,1410,130,"PC"]
[100007555,"ROE-II 17 TR","EH75",7851,3661238158511,510,1150,1410,142,"PC"]
[]
[100004174,"MIT/E","EH51",1710,3661238004658,630,1030,720,81.5,"PC"]
[100004173,"MIT/H","EH50",1710,3661238004665,630,1030,720,77.5,"PC"]
[100013169,"MIT/EP","EH126",1710,3661238362420,630,1030,720,82,"PC"]
[100013170,"MIT/HP","EH127",1710,3661238362437,630,1030,720,78,"PC"]
[]
[100004210,"COLIS TUBULURES PAC ROE/ROE+","EH54",59,3661238004610,610,260,60,2.5,"PC"]
[]
[null,"OPTIONS"]
[]
[100004412,"COLIS MODULE HYDRAULIQUE V3V MIT","EH57",428.5,3661238003453,1180,190,230,5.5,"PC"]
[100007558,"COLIS KIT PLOTS ANTIVIBRATILS PAC ROE II","EH78",106.3,3661238158481,280,205,50,0.8,"PC"]
[100001369,"COLIS KIT FLEXIBLES 1'' PAC ROE 6-10 / ROE+ ET APPOINT HYDRAULIQUE ","EH19",98.7,3661238010055,1175,135,200,1.1000000000000001,"PC"]
[100004414,"COLIS KIT FLEXIBLES 1''1/4 PAC ROE 13-17 / ROE+TH","EH59",142.5,3661238003439,1175,135,200,2.2000000000000002,"PC"]
[100004415,"COLIS BALLON TAMPON 160L B 150 T","EH60",659.8,3661238003422,825,690,1120,63.2,"PC"]
[100004417,"FILTRE 400UM + VANNE D'ISOLEMENT PAC ROE 6-10 ET ROE+","EH61",88.7,3661238003415,175,90,130,0.9,"PC"]
[100004780,"FILTRE 500UM + VANNE D'ISOLEMENT PAC ROE 13-17 ET ROE+TH","EH63",120.6,3661238002241,240,140,90,1.3,"PC"]
[100008833,"KIT DE SEPARATION DES CIRCUITS","EH83",986.3,3661238166349,570,385,250,17,"PC"]
[100008841,"COLIS BALLON TAMPON 80L B 80 T","EH85",438.4,3661238166325,510,510,920,44.5,"PC"]
[100008903,"PLATINE DE LIMITATION DE COURANT DE DEMARAGE","EH87",547.9,3661238166301,260,210,105,1.3,"PC"]
[100011222,"SUPPORT FIXATION MURALE & PLOTS ANTIVIBRATILES POUR ROE-II 6 à 10 - AWHP","EH95",138.1,3661238339927,820,90,90,5.4,"PC"]
[100015070,"KIT DE SEPARATION DES CIRCUITS POUR ROE-II 17 TR/ROE+ 18 TH - 22 TH /ROE 13 MH - 13 TH - 17 TH","EH134",1058.5,3661238378513,null,null,null,18.399999999999999,"PC"]
[]
[85757743,"PLATINE + SONDE POUR 1 CIRCUIT AVEC VANNE MELANGEUSE","FM48",152.6,3661238022737,260,170,120,0.4,"CM"]
[85757747,"COMMANDE A DISTANCE SIMPLIFIEE AVEC SONDE D'AMBIANCE","FM52",88,3661238022706,110,85,40,0.1,"CM"]
[85757746,"COMMANDE A DISTANCE INTERACTIVE CDI 2 ","FM51",176.1,3661238022713,180,110,85,0.3,"CM"]
[100004636,"COMMANDE A DISTANCE RADIO CDR 2","FM161",310.39999999999998,3661238002456,200,150,130,0.6,"CM"]
[100004637,"MODULE CDR 2 SUPPLEMENTAIRE","FM162",205.5,3661238002449,280,200,40,0.2,"CM"]
[100010960,"SONDE EXTERIEURE RADIO DIEMATIC 3","AD241",67.8,3661238338128,150,210,30,0.2,"CH"]
[100010961,"MODULE CHAUDIERE RADIO DIEMATIC 3","AD242",105.1,3661238338135,260,160,120,0.3,"CH"]
[100008843,"KIT CABLAGE PLANCHER CHAUFFANT DIRECT","AD229",13.7,3661238166318,330,210,25,0.2,"PC"]
[88017878,"MODULE DE TELESURVEILLANCE VOCAL","AD152",595.9,3661238048751,210,190,105,1.1000000000000001,"CM"]
[null,null,null,null,""]
["PAC ROE+"]
["REFERENCE","DESIGNATION","COLIS","PRIX","Code EAN","DIMENSIONS EMBALLAGE",null,null,"POIDS","GROUPE"]
[null,null,null,"EUR","","L","l","H","KG","ARTICLE"]
[null,null,null,null,""]
[100004435,"ROE+ 11 MR/H",null,11705,3661238003316,null,null,null,323,"PC"]
[100004436,"ROE+ 11 MR/E",null,11705,3661238003309,null,null,null,327,"PC"]
[100004433,"ROE+ 11 TR/H",null,12720,3661238003330,null,null,null,306,"PC"]
[100004434,"ROE+ 11 TR/E",null,12720,3661238003323,null,null,null,310,"PC"]
[100004437,"ROE+ 16 TR/H",null,15285,3661238003293,null,null,null,344,"PC"]
[100004438,"ROE+ 16 TR/E",null,15285,3661238003286,null,null,null,348,"PC"]
[]
[null,"LISTE DES COLIS"]
[]
[100003863,"ROE+ 11 MR","EH27",9936,3661238005198,920,1600,1500,243,"PC"]
[100003862,"ROE+ 11 TR","EH26",10951,3661238005204,920,1600,1500,226,"PC"]
[100003864,"ROE+ 16 TR","EH28",13516,3661238005181,920,1615,1700,264,"PC"]
[]
[100004174,"MIT/E","EH51",1710,3661238004658,630,1030,720,81.5,"PC"]
[100004173,"MIT/H","EH50",1710,3661238004665,630,1030,720,77.5,"PC"]
[]
[100004210,"COLIS TUBULURES PAC ROE/ROE+","EH54",59,3661238004610,610,260,60,2.5,"PC"]
[]
[null,"OPTIONS"]
[]
[100004412,"COLIS MODULE HYDRAULIQUE V3V MIT","EH57",428.5,3661238003453,1180,190,230,5.5,"PC"]
[100004415,"COLIS BALLON TAMPON 160L B 150 T","EH60",659.8,3661238003422,825,690,1120,63.2,"PC"]
[100001369,"COLIS KIT FLEXIBLES 1'' PAC ROE 6-10 / ROE+11 ET APPOINT HYDRAULIQUE ","EH19",98.7,3661238010055,1175,135,200,1.1000000000000001,"PC"]
[100004417,"FILTRE 400UM + VANNE D'ISOLEMENT PAC ROE 6-10 ET ROE+","EH61",88.7,3661238003415,175,90,130,0.9,"PC"]
[100008833,"KIT DE SEPARATION DES CIRCUITS","EH83",986.3,3661238166349,570,385,250,17,"PC"]
[100008841,"COLIS BALLON TAMPON 80L B 80 T","EH85",438.4,3661238166325,510,510,920,44.5,"PC"]
[]
[85757743,"PLATINE + SONDE POUR 1 CIRCUIT AVEC VANNE MELANGEUSE","FM48",152.6,3661238022737,260,170,120,0.4,"CM"]
[85757747,"COMMANDE A DISTANCE SIMPLIFIEE AVEC SONDE D'AMBIANCE","FM52",88,3661238022706,110,85,40,0.1,"CM"]
[85757746,"COMMANDE A DISTANCE INTERACTIVE CDI 2 ","FM51",176.1,3661238022713,180,110,85,0.3,"CM"]
[100004636,"COMMANDE A DISTANCE RADIO CDR 2","FM161",310.39999999999998,3661238002456,200,150,130,0.6,"CM"]
[100004637,"MODULE CDR 2 SUPPLEMENTAIRE","FM162",205.5,3661238002449,280,200,40,0.2,"CM"]
[100010960,"SONDE EXTERIEURE RADIO DIEMATIC 3","AD241",67.8,3661238338128,150,210,30,0.2,"CH"]
[100010961,"MODULE CHAUDIERE RADIO DIEMATIC 3","AD242",105.1,3661238338135,260,160,120,0.3,"CH"]
[100008843,"KIT CABLAGE PLANCHER CHAUFFANT DIRECT","AD229",13.7,3661238166318,330,210,25,0.2,"PC"]
[88017878,"MODULE DE TELESURVEILLANCE VOCAL","AD152",595.9,3661238048751,210,190,105,1.1000000000000001,"CM"]
[null,null,null,null,""]
["PAC ROI +                                                              "]
["REFERENCE","DESIGNATION","COLIS","PRIX","Code EAN","DIMENSIONS EMBALLAGE",null,null,"POIDS","GROUPE"]
[null,null,null,"EUR","","L","l","H","KG","ARTICLE"]
[]
[100013146,"ROI+ 8 MR/H",null,10689,3661238374188,null,null,null,360,"PC"]
[100013147,"ROI+ 8 MR/E",null,10689,3661238374195,null,null,null,364,"PC"]
[100013148,"ROI+ 8 TR/H",null,11503,3661238374201,null,null,null,360,"PC"]
[100013149,"ROI+ 8 TR/E",null,11503,3661238374218,null,null,null,364,"PC"]
[100013160,"ROI+ 11 MR/H",null,11910,3661238374225,null,null,null,360,"PC"]
[100013161,"ROI+ 11 MR/E",null,11910,3661238374232,null,null,null,364,"PC"]
[100013162,"ROI+ 11 TR/H",null,12725,3661238374249,null,null,null,360,"PC"]
[100013163,"ROI+ 11 TR/E",null,12725,3661238374256,null,null,null,364,"PC"]
[100013164,"ROI+ 16 TR/H",null,14557,3661238374263,null,null,null,385,"PC"]
[100013165,"ROI+ 16 TR/E",null,14557,3661238374270,null,null,null,389,"PC"]
[]
[null,"LISTE DES COLIS"]
[]
[100012971,"ROI+ 8 MR","EH118",8920,3661238362314,1000,800,1420,280,"PC"]
[100012972,"ROI+ 8 TR","EH119",9734,3661238362321,1000,800,1420,280,"PC"]
[100010950,"ROI+ 11 MR","EH91",10141,3661238362338,1000,800,1420,280,"PC"]
[100010951,"ROI+ 11 TR","EH92",10956,3661238362345,1000,800,1420,280,"PC"]
[100010952,"ROI+ 16 TR","EH93",12788,3661238362352,1000,800,1420,305,"PC"]
[]
[]
[100004174,"MIT/E","EH51",1710,3661238004658,630,1030,720,81.5,"PC"]
[100004173,"MIT/H","EH50",1710,3661238004665,630,1030,720,77.5,"PC"]
[null,null,null,null,""]
[100004210,"COLIS TUBULURES PAC ROE/ROE+","EH54",59,3661238004610,610,260,60,2.5,"PC"]
[null,null,null,null,""]
[null,"OPTIONS",null,null,""]
[null,null,null,null,""]
[100004412,"COLIS MODULE HYDRAULIQUE V3V MIT","EH57",428.5,3661238003453,1180,190,230,5.5,"PC"]
[100001369,"COLIS KIT FLEXIBLES 1'' PAC ROE 6-10 / ROE+ ET APPOINT HYDRAULIQUE ","EH19",98.7,3661238010055,1175,135,200,1.1000000000000001,"PC"]
[100004415,"COLIS BALLON TAMPON 160L B 150 T","EH60",659.8,3661238003422,825,690,1120,63.2,"PC"]
[100004417,"FILTRE 400UM + VANNE D'ISOLEMENT 1''","EH61",88.7,3661238003415,175,90,130,0.9,"PC"]
[100008841,"COLIS BALLON TAMPON 80L B 80 T","EH85",438.4,3661238166325,510,510,920,44.5,"PC"]
[100013143,"KIT GAINE D'AIR ","EH120",1323.6,3661238362369,800,1200,620,33,"PC"]
[100013144,"KIT ADDITIONNEL POUR GAINE CÔTE  SOUFFLAGE","EH121",1111.8,3661238362376,800,120,1120,68.5,"PC"]
[100013145,"KIT DE RACCORDEMENT HYDRAULIQUE DIRECT","EH122",103.7,3661238362383,195,150,125,0.8,"PC"]
[]
[null,null,null,null,""]
[85757743,"PLATINE + SONDE POUR 1 CIRCUIT AVEC VANNE MELANGEUSE","FM48",152.6,3661238022737,260,170,120,0.4,"CM"]
[85757747,"COMMANDE A DISTANCE SIMPLIFIEE AVEC SONDE D'AMBIANCE","FM52",88,3661238022706,110,85,40,0.1,"CM"]
[85757746,"COMMANDE A DISTANCE INTERACTIVE CDI 2 ","FM51",176.1,3661238022713,180,110,85,0.3,"CM"]
[100004636,"COMMANDE A DISTANCE RADIO CDR 2","FM161",310.39999999999998,3661238002456,200,150,130,0.6,"CM"]
[100004637,"MODULE CDR 2 SUPPLEMENTAIRE","FM162",205.5,3661238002449,280,200,40,0.2,"CM"]
[100010960,"SONDE EXTERIEURE RADIO DIEMATIC 3","AD241",67.8,3661238338128,150,210,30,0.2,"CH"]
[100010961,"MODULE CHAUDIERE RADIO DIEMATIC 3","AD242",105.1,3661238338135,260,160,120,0.3,"CH"]
[100008843,"KIT CABLAGE PLANCHER CHAUFFANT DIRECT","AD229",13.7,3661238166318,330,210,25,0.2,"PC"]
[88017878,"MODULE DE TELESURVEILLANCE VOCAL","AD152",595.9,3661238048751,210,190,105,1.1000000000000001,"CM"]
[100000030,"COLIS OPTION SONDE ECS","AD212",43.5,3661238011168,200,150,30,0.2,"CM"]
[]
["PAC ROE H                                                                  "]
["REFERENCE","DESIGNATION","COLIS","PRIX","Code EAN","DIMENSIONS EMBALLAGE",null,null,"POIDS","GROUPE"]
[null,null,null,"EUR","","L","l","H","KG","ARTICLE"]
[]
[100013171,"ROE 13 MH/EP",null,11707,3661238374287,null,null,null,226.5,"PC"]
[100013172,"ROE 13 MH/HP",null,11707,3661238374294,null,null,null,222.5,"PC"]
[100013173,"ROE 13 TH/EP",null,12012,3661238374300,null,null,null,230,"PC"]
[100013174,"ROE 13 TH/HP",null,12012,3661238374317,null,null,null,226,"PC"]
[100013175,"ROE 17 TH/EP",null,12725,3661238374324,null,null,null,234.5,"PC"]
[100013176,"ROE 17 TH/HP",null,12725,3661238374331,null,null,null,230.5,"PC"]
[]
[null,"LISTE DES COLIS",null,null,""]
[null,null,null,null,""]
[100013166,"ROE 13 MH","EH123",9938,3661238362390,1170,510,1460,142,"PC"]
[100013167,"ROE 13 TH","EH124",10243,3661238362406,500,1160,1410,145.5,"PC"]
[100013168,"ROE 17 TH","EH125",10956,3661238362413,500,1160,1410,150,"PC"]
[]
[100013169,"MIT/EP","EH126",1710,3661238362420,630,1030,720,82,"PC"]
[100013170,"MIT/HP","EH127",1710,3661238362437,630,1030,720,78,"PC"]
[null,null,null,null,""]
[100004210,"COLIS TUBULURES PAC ROE/ROE+","EH54",59,3661238004610,610,260,60,2.5,"PC"]
[null,null,null,null,""]
[null,"OPTIONS",null,null,""]
[null,null,null,null,""]
[100004412,"COLIS MODULE HYDRAULIQUE V3V MIT","EH57",428.5,3661238003453,1180,190,230,5.5,"PC"]
[100007558,"COLIS KIT PLOTS ANTIVIBRATILS PAC ROE II","EH78",106.3,3661238158481,280,205,50,0.8,"PC"]
[100004414,"COLIS KIT FLEXIBLES 1''1/4 PAC ROE 13-17 / ROE+TH","EH59",142.5,3661238003439,1175,135,200,2.2000000000000002,"PC"]
[100001369,"COLIS KIT FLEXIBLES 1'' PAC ROE 6-10 / ROE+ ET APPOINT HYDRAULIQUE ","EH19",98.7,3661238010055,1175,135,200,1.1000000000000001,"PC"]
[100004415,"COLIS BALLON TAMPON 160L B 150 T","EH60",659.8,3661238003422,825,690,1120,63.2,"PC"]
[100004780,"FILTRE 500UM + VANNE D'ISOLEMENT PAC ROE 13-17 ET ROE+TH","EH63",120.6,3661238002241,240,140,90,1.3,"PC"]
[100008841,"COLIS BALLON TAMPON 80L B 80 T","EH85",438.4,3661238166325,510,510,920,44.5,"PC"]
[100008903,"PLATINE DE LIMITATION DE COURANT DE DEMARAGE","EH87",547.9,3661238166301,260,210,105,1.3,"PC"]
[100015070,"KIT DE SEPARATION DES CIRCUITS POUR ROE-II 17 TR/ROE+ 18 TH - 22 TH /ROE 13 MH - 13 TH - 17 TH","EH134",1058.5,3661238378513,570,385,250,18.399999999999999,"PC"]
[null,null,null,null,""]
[85757743,"PLATINE + SONDE POUR 1 CIRCUIT AVEC VANNE MELANGEUSE","FM48",152.6,3661238022737,260,170,120,0.4,"CM"]
[85757747,"COMMANDE A DISTANCE SIMPLIFIEE AVEC SONDE D'AMBIANCE","FM52",88,3661238022706,110,85,40,0.1,"CM"]
[85757746,"COMMANDE A DISTANCE INTERACTIVE CDI 2 ","FM51",176.1,3661238022713,180,110,85,0.3,"CM"]
[100004636,"COMMANDE A DISTANCE RADIO CDR 2","FM161",310.39999999999998,3661238002456,200,150,130,0.6,"CM"]
[100004637,"MODULE CDR 2 SUPPLEMENTAIRE","FM162",205.5,3661238002449,280,200,40,0.2,"CM"]
[100010960,"SONDE EXTERIEURE RADIO DIEMATIC 3","AD241",67.8,3661238338128,150,210,30,0.2,"CH"]
[100010961,"MODULE CHAUDIERE RADIO DIEMATIC 3","AD242",105.1,3661238338135,260,160,120,0.3,"CH"]
[100008843,"KIT CABLAGE PLANCHER CHAUFFANT DIRECT","AD229",13.7,3661238166318,330,210,25,0.2,"PC"]
[88017878,"MODULE DE TELESURVEILLANCE VOCAL","AD152",595.9,3661238048751,210,190,105,1.1000000000000001,"CM"]
[100000030,"COLIS OPTION SONDE ECS","AD212",43.5,3661238011168,200,150,30,0.2,"CM"]
[]
["PAC ROE+TH                                                                          "]
["REFERENCE","DESIGNATION","COLIS","PRIX","Code EAN","DIMENSIONS EMBALLAGE",null,null,"POIDS","GROUPE"]
[null,null,null,"EUR","","L","l","H","KG","ARTICLE"]
[null,null,null,null,""]
[100006686,"ROE+ 18 TH/H",null,16033,3661238161702,null,null,null,359,"PC"]
[100006685,"ROE+ 18 TH/E",null,16033,3661238161719,null,null,null,363,"PC"]
[100006688,"ROE+ 22 TH/H",null,16461,3661238161689,null,null,null,425,"PC"]
[100006687,"ROE+ 22 TH/E",null,16461,3661238161696,null,null,null,429,"PC"]
[]
[null,"LISTE DES COLIS"]
[]
[100006683,"ROE+ 18 TH","EH65",14264,3661238161733,915,1660,1705,279,"PC"]
[100006684,"ROE+ 22 TH","EH66",14692,3661238161726,1060,1800,1850,345,"PC"]
[]
[100004174,"MIT/E","EH51",1710,3661238004658,630,1030,720,81.5,"PC"]
[100004173,"MIT/H","EH50",1710,3661238004665,630,1030,720,77.5,"PC"]
[]
[100004210,"COLIS TUBULURES PAC ROE/ROE+","EH54",59,3661238004610,610,260,60,2.5,"PC"]
[]
[null,"OPTIONS"]
[]
[100004412,"COLIS MODULE HYDRAULIQUE V3V MIT","EH57",428.5,3661238003453,1180,190,230,5.5,"PC"]
[100004415,"COLIS BALLON TAMPON 160L B 150 T","EH60",659.8,3661238003422,825,690,1120,63.2,"PC"]
[100001369,"COLIS KIT FLEXIBLES 1'' PAC ROE 6-10 / ROE+ ET APPOINT HYDRAULIQUE ","EH19",98.7,3661238010055,1175,135,200,1.1000000000000001,"PC"]
[100004414,"COLIS KIT FLEXIBLES 1''1/4 PAC ROE 13-17 / ROE+TH","EH59",142.5,3661238003439,1175,135,200,2.2000000000000002,"PC"]
[100004780,"FILTRE 500UM + VANNE D'ISOLEMENT PAC ROE 13-17 ET ROE+TH","EH63",120.6,3661238002241,240,140,90,1.3,"PC"]
[100008841,"COLIS BALLON TAMPON 80L B 80 T","EH85",438.4,3661238166325,510,510,920,44.5,"PC"]
[100015070,"KIT DE SEPARATION DES CIRCUITS POUR ROE-II 17 TR/ROE+ 18 TH - 22 TH /ROE 13 MH - 13 TH - 17 TH","EH134",1058.5,3661238378513,null,null,null,18.399999999999999,"PC"]
[]
[85757743,"PLATINE + SONDE POUR 1 CIRCUIT AVEC VANNE MELANGEUSE","FM48",152.6,3661238022737,260,170,120,0.4,"CM"]
[85757747,"COMMANDE A DISTANCE SIMPLIFIEE AVEC SONDE D'AMBIANCE","FM52",88,3661238022706,110,85,40,0.1,"CM"]
[85757746,"COMMANDE A DISTANCE INTERACTIVE CDI 2 ","FM51",176.1,3661238022713,180,110,85,0.3,"CM"]
[100004636,"COMMANDE A DISTANCE RADIO CDR 2","FM161",310.39999999999998,3661238002456,200,150,130,0.6,"CM"]
[100004637,"MODULE CDR 2 SUPPLEMENTAIRE","FM162",205.5,3661238002449,280,200,40,0.2,"CM"]
[100010960,"SONDE EXTERIEURE RADIO DIEMATIC 3","AD241",67.8,3661238338128,150,210,30,0.2,"CH"]
[100010961,"MODULE CHAUDIERE RADIO DIEMATIC 3","AD242",105.1,3661238338135,260,160,120,0.3,"CH"]
[100008843,"KIT CABLAGE PLANCHER CHAUFFANT DIRECT","AD229",13.7,3661238166318,330,210,25,0.2,"PC"]
[88017878,"MODULE DE TELESURVEILLANCE VOCAL","AD152",595.9,3661238048751,210,190,105,1.1000000000000001,"CM"]
[]
["PAC ALEZIO AWHP                                                                    "]
["REFERENCE","DESIGNATION","COLIS","PRIX","Code EAN","DIMENSIONS EMBALLAGE",null,null,"POIDS","GROUPE"]
[null,null,null,"EUR","","L","l","H","KG","ARTICLE"]
[]
[100012610,"AWHP 8 MR/H",null,5900,3661238374348,null,null,null,156,"PC"]
[100012611,"AWHP 8 MR/EM",null,5900,3661238374355,null,null,null,158,"PC"]
[100012612,"AWHP 11 MR/H",null,6638,3661238374362,null,null,null,208,"PC"]
[100012613,"AWHP 11 MR/EM",null,6638,3661238374379,null,null,null,210,"PC"]
[100012614,"AWHP 11 TR/H",null,6901,3661238374386,null,null,null,222,"PC"]
[100012615,"AWHP 11 TR/ET",null,6901,3661238374393,null,null,null,224,"PC"]
[100012616,"AWHP 14 MR/H",null,7164,3661238374409,null,null,null,203,"PC"]
[100012617,"AWHP 14 MR/EM",null,7164,3661238374416,null,null,null,205,"PC"]
[100012618,"AWHP 14 TR/H",null,7428,3661238374423,null,null,null,203,"PC"]
[100012619,"AWHP 14 TR/ET",null,7428,3661238374430,null,null,null,205,"PC"]
[100012620,"AWHP 16 MR/H",null,7586,3661238374447,null,null,null,217,"PC"]
[100012621,"AWHP 16 MR/EM",null,7586,3661238374454,null,null,null,219,"PC"]
[100012622,"AWHP 16 TR/H",null,7954,3661238374461,null,null,null,217,"PC"]
[100012623,"AWHP 16 TR/ET",null,7954,3661238374478,null,null,null,219,"PC"]
[]
[null,"LISTE DES COLIS"]
[]
[100012170,"AWHP 8 MR","EH96",2318,3661238352469,450,1040,1040,84,"PC"]
[100012171,"AWHP 11 MR","EH97",3056,3661238352476,450,1040,1440,136,"PC"]
[100012172,"AWHP 11 TR","EH98",3319,3661238352483,450,1040,1440,150,"PC"]
[100012173,"AWHP 14 MR","EH99",3582,3661238352490,450,1040,1440,131,"PC"]
[100012174,"AWHP 14 TR","EH100",3846,3661238352506,450,1040,1440,131,"PC"]
[100012175,"AWHP 16 MR","EH101",4004,3661238352513,450,1040,1440,145,"PC"]
[100012176,"AWHP 16 TR","EH102",4372,3661238352537,450,1040,1440,145,"PC"]
[]
[100012390,"MIV/H","EH103",3582,3661238358218,1150,680,490,72,"PC"]
[100012391,"MIV/EM","EH104",3582,3661238358317,1150,680,490,74,"PC"]
[100012392,"MIV/ET","EH105",3582,3661238358324,1150,680,490,74,"PC"]
[]
[null,"OPTIONS"]
[]
[100004417,"FILTRE 400UM + VANNE D'ISOLEMENT 1''","EH61",88.7,3661238003415,175,90,130,0.9,"PC"]
[100011222,"SUPPORT FIXATION MURALE & PLOTS ANTIVIBRATILES POUR ROE-II 6 à 10 - AWHP","EH95",138.1,3661238339927,820,90,90,5.4,"PC"]
[100012532,"BAC DE RECUPERATION CONDENSATS POUR SUPPORT MURAL","EH111",120.6,3661238361553,960,440,80,2,"PC"]
[100012534,"CORDON CHAUFFANT ELECTRIQUE","EH113",127.1,3661238361577,220,220,30,0.2,"PC"]
[100012533,"SUPPORT POSE AU SOL AWHP","EH112",38.299999999999997,3661238361560,450,140,80,1.2,"PC"]
[100012535,"LIAISON FRIGORIFIQUE PE 5/8'' 3/8'' - LG 5m","EH114",197.3,3661238361522,600,600,50,4.5999999999999996,"PC"]
[100012536,"LIAISON FRIGORIFIQUE PE 5/8'' 3/8'' - LG 10m","EH115",350.7,3661238361539,600,600,200,7.2,"PC"]
[100012537,"LIAISON FRIGORIFIQUE PE 5/8'' 3/8'' - LG 20m","EH116",635.29999999999995,3661238361546,750,750,230,14.3,"PC"]
[100008841,"COLIS BALLON TAMPON 80L B 80 T","EH85",438.4,3661238166325,510,510,920,44.5,"PC"]
[100002276,"VANNE D'INVERSION CHAUFFAGE SANITAIRE MC 35E MC 45 ET 65","HC135",301.7,3661238007734,195,155,130,1,"CM"]
[100003301,"KIT CABLAGE PLANCHER CHAUFFANT DIRECT","HA249",31,3661238005570,210,140,20,0.1,"CM"]
[88017859,"THERMOSTAT D'AMBIANCE NON PROGRAMMABLE","AD140",42.9,3661238048805,80,80,40,0.1,"CM"]
[88017855,"THERMOSTAT D'AMBIANCE PROGRAMMABLE (FILAIRE)","AD137",137.80000000000001,3661238048836,130,90,55,0.2,"CM"]
[88017018,"THERMOSTAT D'AMBIANCE PROGRAMMABLE (SANS FILS)","AD200",242.7,3661238049178,175,150,90,0.4,"CM"]
[]
["PAC SOLO"]
["REFERENCE","DESIGNATION","COLIS","PRIX","Code EAN","DIMENSIONS EMBALLAGE",null,null,"POIDS","GROUPE"]
[null,null,null,"EUR","","L","l","H","KG","ARTICLE"]
[null,null,null,null,""]
[100004454,"SOLO 7 MR/H",null,7695,3661238003156,null,null,null,241.9,"PC"]
[100004455,"SOLO 7 MR/E",null,7695,3661238003149,null,null,null,245.9,"PC"]
[100004456,"SOLO 9 MR/H",null,7909,3661238003132,null,null,null,243.9,"PC"]
[100004457,"SOLO 9 MR/E",null,7909,3661238003125,null,null,null,247.9,"PC"]
[100004458,"SOLO 11 MR/H",null,8122,3661238003118,null,null,null,224.9,"PC"]
[100004459,"SOLO 11 MR/E",null,8122,3661238003101,null,null,null,228.9,"PC"]
[100004460,"SOLO 14 TR/H",null,8657,3661238003095,null,null,null,233.9,"PC"]
[100004461,"SOLO 14 TR/E",null,8657,3661238003088,null,null,null,237.9,"PC"]
[100004462,"SOLO 17 TR/H",null,9405,3661238003071,null,null,null,288.89999999999998,"PC"]
[100004463,"SOLO 17 TR/E",null,9405,3661238003064,null,null,null,292.89999999999998,"PC"]
[]
[null,"LISTE DES COLIS"]
[]
[100000885,"SOLO 7 MR","EH6",5245,3661238010154,550,800,940,118,"PC"]
[100000886,"SOLO 9 MR","EH7",5459,3661238010147,550,800,940,120,"PC"]
[100000887,"SOLO 11 MR","EH8",5672,3661238010130,550,800,1260,101,"PC"]
[100000888,"SOLO 14 TR","EH9",6207,3661238010123,540,800,940,110,"PC"]
[100001355,"SOLO 17 TR","EH10",6955,3661238010079,550,800,950,165,"PC"]
[]
[100004174,"MIT/E","EH51",1710,3661238004658,630,1030,720,81.5,"PC"]
[100004173,"MIT/H","EH50",1710,3661238004665,630,1030,720,77.5,"PC"]
[]
[100004211,"COLIS TOLE D'HABILLAGE PAC SOLO/NAPO","EH52",417,3661238004603,920,720,165,24,"PC"]
[]
[100004212,"COLIS DOSSERET PAC SOLO/NAPO","EH53",131,3661238004597,2010,620,160,18.5,"PC"]
[]
[100004213,"COLIS FLEXIBLES 1\"1/4 PAC SOLO/NAPO","EH55",192,3661238004580,1175,135,200,3.9,"PC"]
[]
[null,"OPTIONS"]
[]
[100004412,"COLIS MODULE HYDRAULIQUE V3V MIT","EH57",428.5,3661238003453,1180,190,230,5.5,"PC"]
[100004415,"COLIS BALLON TAMPON 160L B 150 T","EH60",659.8,3661238003422,825,690,1120,63.2,"PC"]
[100008841,"COLIS BALLON TAMPON 80L B 80 T","EH85",438.4,3661238166325,510,510,920,44.5,"PC"]
[100001369,"COLIS KIT FLEXIBLES 1'' PAC ROE 6-10 / ROE+ ET APPOINT HYDRAULIQUE ","EH19",98.7,3661238010055,1175,135,200,1.1000000000000001,"PC"]
[]
[85757743,"PLATINE + SONDE POUR 1 CIRCUIT AVEC VANNE MELANGEUSE","FM48",152.6,3661238022737,260,170,120,0.4,"CM"]
[85757747,"COMMANDE A DISTANCE SIMPLIFIEE AVEC SONDE D'AMBIANCE","FM52",88,3661238022706,110,85,40,0.1,"CM"]
[85757746,"COMMANDE A DISTANCE INTERACTIVE CDI 2 ","FM51",176.1,3661238022713,180,110,85,0.3,"CM"]
[100004636,"COMMANDE A DISTANCE RADIO CDR 2","FM161",310.39999999999998,3661238002456,200,150,130,0.6,"CM"]
[100004637,"MODULE CDR 2 SUPPLEMENTAIRE","FM162",205.5,3661238002449,280,200,40,0.2,"CM"]
[100010960,"SONDE EXTERIEURE RADIO DIEMATIC 3","AD241",67.8,3661238338128,150,210,30,0.2,"CH"]
[100010961,"MODULE CHAUDIERE RADIO DIEMATIC 3","AD242",105.1,3661238338135,260,160,120,0.3,"CH"]
[100008843,"KIT CABLAGE PLANCHER CHAUFFANT DIRECT","AD229",13.7,3661238166318,330,210,25,0.2,"PC"]
[88017878,"MODULE DE TELESURVEILLANCE VOCAL","AD152",595.9,3661238048751,210,190,105,1.1000000000000001,"CM"]
[]
["PAC NAPO"]
["REFERENCE","DESIGNATION","COLIS","PRIX","Code EAN","DIMENSIONS EMBALLAGE",null,null,"POIDS","GROUPE"]
[null,null,null,"EUR","","L","l","H","KG","ARTICLE"]
[null,null,null,null,""]
[100004426,"NAPO 9 M/H",null,9031,3661238003392,null,null,null,226.9,"PC"]
[100004427,"NAPO 9 M/E",null,9031,3661238003385,null,null,null,230.9,"PC"]
[100004428,"NAPO 14 M/H",null,9512,3661238003378,null,null,null,240.9,"PC"]
[100004429,"NAPO 14 M/E",null,9512,3661238003361,null,null,null,244.9,"PC"]
[100004430,"NAPO 22 T/H",null,10849,3661238003354,null,null,null,264.89999999999998,"PC"]
[100004431,"NAPO 22 T/E",null,10849,3661238003347,null,null,null,268.89999999999998,"PC"]
[]
[null,"LISTE DES COLIS"]
[]
[100003806,"NAPO 9 M","EH1",6581,3661238005235,550,800,1260,103,"PC"]
[100003860,"NAPO 14 M","EH2",7062,3661238005228,550,800,1260,117,"PC"]
[100003861,"NAPO 22 T","EH3",8399,3661238005211,550,800,1260,141,"PC"]
[]
[100004174,"MIT/E","EH51",1710,3661238004658,630,1030,720,81.5,"PC"]
[100004173,"MIT/H","EH50",1710,3661238004665,630,1030,720,77.5,"PC"]
[]
[100004211,"COLIS TOLE D'HABILLAGE PAC SOLO/NAPO","EH52",417,3661238004603,920,720,165,24,"PC"]
[]
[100004212,"COLIS DOSSERET PAC SOLO/NAPO","EH53",131,3661238004597,2010,620,160,18.5,"PC"]
[]
[100004213,"COLIS FLEXIBLES 1\"1/4 PAC SOLO/NAPO","EH55",192,3661238004580,1175,135,200,3.9,"PC"]
[]
[]
[null,"OPTIONS"]
[]
[100004412,"COLIS MODULE HYDRAULIQUE V3V MIT","EH57",428.5,3661238003453,1180,190,230,5.5,"PC"]
[100004415,"COLIS BALLON TAMPON 160L B 150 T","EH60",659.8,3661238003422,825,690,1120,63.2,"PC"]
[100008841,"COLIS BALLON TAMPON 80L B 80 T","EH85",438.4,3661238166325,510,510,920,44.5,"PC"]
[100001369,"COLIS KIT FLEXIBLES 1'' PAC ROE 6-10 / ROE+ ET APPOINT HYDRAULIQUE ","EH19",98.7,3661238010055,1175,135,200,1.1000000000000001,"PC"]
[]
[85757743,"PLATINE + SONDE POUR 1 CIRCUIT AVEC VANNE MELANGEUSE","FM48",152.6,3661238022737,260,170,120,0.4,"CM"]
[85757747,"COMMANDE A DISTANCE SIMPLIFIEE AVEC SONDE D'AMBIANCE","FM52",88,3661238022706,110,85,40,0.1,"CM"]
[85757746,"COMMANDE A DISTANCE INTERACTIVE CDI 2 ","FM51",176.1,3661238022713,180,110,85,0.3,"CM"]
[100004636,"COMMANDE A DISTANCE RADIO CDR 2","FM161",310.39999999999998,3661238002456,200,150,130,0.6,"CM"]
[100004637,"MODULE CDR 2 SUPPLEMENTAIRE","FM162",205.5,3661238002449,280,200,40,0.2,"CM"]
[100010960,"SONDE EXTERIEURE RADIO DIEMATIC 3","AD241",67.8,3661238338128,150,210,30,0.2,"CH"]
[100010961,"MODULE CHAUDIERE RADIO DIEMATIC 3","AD242",105.1,3661238338135,260,160,120,0.3,"CH"]
[100008843,"KIT CABLAGE PLANCHER CHAUFFANT DIRECT","AD229",13.7,3661238166318,330,210,25,0.2,"PC"]
[88017878,"MODULE DE TELESURVEILLANCE VOCAL","AD152",595.9,3661238048751,210,190,105,1.1000000000000001,"CM"]
[]
["CHAUFFE-EAU THERMODYNAMIQUE"]
["REFERENCE","DESIGNATION","COLIS","PRIX","Code EAN","DIMENSIONS EMBALLAGE",null,null,"POIDS","GROUPE"]
[null,null,null,"EUR","","L","l","H","KG","ARTICLE"]
[null,null,null,null,""]
[100006703,"CETD 300 EH","EH68",3111,3661238161641,740,825,1800,135,"PC"]
[100006702,"CETD 300 E","EH67",2299,3661238416512,null,null,null,124,"PC"]
[]
[null,"OPTIONS"]
[]
[100007556,"MANCHON D'ADAPTATION D160","EH76",12,3661238158504,310,230,125,0.3,"PC"]
[100007557,"COUDE A 90° D160","EH77",52.6,3661238158498,420,290,195,1.1000000000000001,"PC"]
[null,null,null,null,""]
["PREPARATEUR ECS MIXTE POUR PAC              "]
["REFERENCE","DESIGNATION","COLIS","PRIX","Code EAN","DIMENSIONS EMBALLAGE",null,null,"POIDS","GROUPE"]
[null,null,null,"EUR","","L","l","H","KG","ARTICLE"]
[null,null,null,null,""]
[100007900,"PREPARATEUR MIXTE BEPC 300 POUR PAC","EH79",1802,3661238156562,825,690,1930,145,"CH"]
[]
[null,"OPTIONS"]
[]
[100009229,"VANNE D'INVERSION ET MOTEUR","EH84",316.10000000000002,3661238337916,410,210,115,4.4000000000000004,"PC"]
[100000030,"COLIS OPTION SONDE ECS","AD212",43.5,3661238011168,200,150,30,0.2,"CM"]
[89757753,"ANODE A COURANT IMPOSE","AJ39",347.7,3661238046832,425,100,55,0.4,"CH"]
[null,null,null,null,""]
[]
["CHAUDIERES A COMBUSTIBLES SOLIDES  \"BIOMASSES\""]
["REFERENCE","DESIGNATION","COLIS","PRIX","Code EAN","DIMENSIONS EMBALLAGE",null,null,"POIDS","GROUPE"]
[null,null,null,"EUR","","L","l","H","KG","ARTICLE"]
[null,null,null,null,""]
["CHAUDIERES FONTE CHARBON/BÛCHES À TIRAGE NATUREL",null,null,null,""]
[null,null,null,null,""]
[82699044,"CHAUDIERE CF 124 CSE",null,3177,3661238018358,null,null,null,239.3,"CH"]
[82699054,"CHAUDIERE CF 125 CSE",null,3615,3661238018334,1040,540,450,296.3,"CH"]
[82699064,"CHAUDIERE CF 126 CSE",null,4087,3661238018327,1040,650,450,338.8,"CH"]
[82699074,"CHAUDIERE CF 127 CSE",null,4485,3661238018310,null,null,null,385.8,"CH"]
[82699084,"CHAUDIERE CF 128 CSE",null,4850,3661238018303,null,null,null,439.3,"CH"]
[82699094,"CHAUDIERE CF 129 CSE",null,5285,3661238018297,null,null,null,481.3,"CH"]
[]
["LISTE DES COLIS"]
[]
[82627704,"CORPS CHAUDIERE CF 124CSE",null,1754,3661238018723,1030,425,445,179,"CH"]
[82627705,"CORPS CHAUDIERE CF 125CSE",null,2183,3661238018716,1035,540,445,217,"CH"]
[82627706,"CORPS CHAUDIERE CF 126CSE",null,2590,3661238018709,1050,650,445,254,"CH"]
[82627707,"CORPS CHAUDIERE CF 127CSE",null,2980,3661238018693,1050,760,445,294,"CH"]
[82627708,"CORPS CHAUDIERE CF 128CSE",null,3330,3661238018686,1040,865,445,343,"CH"]
[82627709,"CORPS CHAUDIERE CF 129CSE",null,3757,3661238018679,1040,975,445,375,"CH"]
[]
[82627714,"ACCESSOIRES CF 124 CSE","L2",819,3661238018662,620,620,380,51,"CH"]
[82627715,"ACCESSOIRES CF 125 CSE","L3",826,3661238018655,620,620,380,55.5,"CH"]
[82627716,"ACCESSOIRES CF 126 CSE","L4",886,3661238018648,660,615,370,59,"CH"]
[82627717,"ACCESSOIRES CF 127 CSE","L5",889,3661238018631,620,620,380,62.5,"CH"]
[82627718,"ACCESSOIRES CF 128 CSE","L6",898,3661238018624,660,615,370,65,"CH"]
[82627719,"ACCESSOIRES CF 129 CSE","L7",903,3661238018617,660,615,370,69,"CH"]
[]
[80018701,"OUTILS DE CHAUFFE COMPLET",null,35,3661238001763,1050,90,80,1.8,"CH"]
[]
[82697704,"GARNITURE JAQUETTE 4 ELEMENTS","L34",569,3661238018457,1070,680,140,7.5,"CH"]
[82697705,"GARNITURE JAQUETTE 5 ELEMENTS","L35",571,3661238018440,1070,680,140,22,"CH"]
[82697706,"GARNITURE JAQUETTE 6 ELEMENTS","L36",576,3661238018433,1070,680,140,24,"CH"]
[82697707,"GARNITURE JAQUETTE 7 ELEMENTS","L37",581,3661238018426,1070,1010,140,27.5,"CH"]
[82697708,"GARNITURE JAQUETTE 8 ELEMENTS","L38",587,3661238018419,1070,1020,150,29.5,"CH"]
[82697709,"GARNITURE JAQUETTE 9 ELEMENTS","L39",590,3661238018402,1070,1020,150,35.5,"CH"]
[]
["OPTIONS"]
[]
[82697720,"ECHANGEUR DE SECURITE SANS VANNE DE COMMANDE POUR CF 124 ET 125 CSE","L42",560.1,3661238018396,800,170,170,6.8,"CH"]
[82697721,"ECHANGEUR DE SECURITE SANS VANNE DE COMMANDE POUR CF 126 ET 127 CSE","L43",560.1,3661238018389,1160,130,180,7.4,"CH"]
[82697722,"ECHANGEUR DE SECURITE SANS VANNE DE COMMANDE POUR CF 128 ET 129 CSE","L44",560.1,3661238018372,1160,130,14,8.3000000000000007,"CH"]
[82697701,"VANNE DE COMMANDE DE L'ECHANGEUR DE SECURITE","L33",181,3661238018464,215,130,40,0.6,"CH"]
[]
[null,"RÉGULATION CIRCUITS ECS-CHAUFFAGE"]
[]
[84907702,"THERMOSTAT FUMEE","AC6",411.9,3661238033115,305,205,125,1,"CH"]
[null,null,null,null,""]
["CHAUDIERES A BOIS"]
["REFERENCE","DESIGNATION","COLIS","PRIX","Code EAN","DIMENSIONS EMBALLAGE",null,null,"POIDS","GROUPE"]
[null,null,null,"EUR","","L","l","H","KG","ARTICLE"]
[null,null,null,null,""]
["CHAUDIÈRES ACIER BÛCHES À TIRAGE NATUREL",null,null,null,""]
[null,null,null,null,""]
[100004770,"CHAUDIÈRE BÛCHES 20 KW A TIRAGE NATUREL  CBB 20 ","ML1",3316,3661238002340,700,1155,1430,288,"CH"]
[100004771,"CHAUDIÈRE BÛCHES 30 KW A TIRAGE NATUREL  CBB 30","ML2",3912,3661238002333,695,1150,1600,344,"CH"]
[100004772,"CHAUDIÈRE BÛCHES 15 KW A TIRAGE NATUREL  CBB 15 E","ML3",3715,3661238002326,685,1000,1365,302,"CH"]
[null,"",null,null,""]
["CHAUDIÈRES ACIER BÛCHES À FOYER INVERSE"]
[]
[100013120,"CHAUDIÈRE BÛCHES 20 KW INVERSE  CBI-II 20","ML37",4129,3661238362024,770,590,1180,329,"CH"]
[100013121,"CHAUDIÈRE BÛCHES 30 KW INVERSE  CBI-II 30","ML38",5082,3661238362031,970,590,1180,347,"CH"]
[100013122,"CHAUDIÈRE BÛCHES 40 KW INVERSE  CBI-II 40","ML39",6301,3661238362017,970,670,1260,398,"CH"]
[]
[null,"ELEMENTS NÉCESSAIRES AU BON FONCTIONNEMENT",null,null,""]
[null,null,null,null,""]
[100004803,"MODULE THERMOSTATIQUE DE RELEVAGE DE LA TEMPERATURE DE RETOUR","ML9",773.6,3661238002197,370,190,230,9.5,"CH"]
[100002330,"MODULE HYDRAULIQUE MURAL DE RELEVAGE DE LA TEMPERATURE DE RETOUR ≤ 20 kW UNIQUEMENT","EA108",706.4,3661238007444,400,270,230,8,"CH"]
[82697701,"VANNE DE COMMANDE DE L'ECHANGEUR DE SECURITE","L33",181,3661238018464,215,130,40,0.6,"CH"]
[]
[null,"RÉGULATION CIRCUITS ECS-CHAUFFAGE"]
[]
[88017832,"REGULATION DIEMATIC VM","AD120",1397,3661238048935,415,280,190,4.3,"GC"]
[84907702,"THERMOSTAT DE FUMÉE (CDE CHAUDIÈRE FIOUL/GAZ) ","AC6",411.9,3661238033115,305,205,125,1,"CH"]
[null,null,null,null,""]
["ELIDENS DTG 130-25 Eco.NOx Plus"]
["REFERENCE","DESIGNATION","COLIS","PRIX","Code EAN","DIMENSIONS EMBALLAGE",null,null,"POIDS","GROUPE"]
[null,null,null,"EUR","","L","l","H","KG","ARTICLE"]
[null,null,null,null,""]
[100011074,"DTG 130-25 Eco.NOx Plus  VER",null,3930,3661238338067,null,null,null,80.5,"CH"]
[100011075,"DTG 130-25 Eco.NOx Plus  HOR",null,3983,3661238338074,null,null,null,79,"CH"]
[]
[]
["LISTE DES COLIS"]
[]
[100006105,"DTG 130-25 Eco.NOx Plus     ","GN2",3751,3661238101043,695,910,1040,76,"CH"]
[]
[100008297,"TERMINAL HORIZONTAL Ø 60/100 MM","DY872",232,3661238168015,955,175,320,3,"CM"]
[]
[84887708,"ADAPTATEUR PPS Ø 60/100 SUR 80/125 MM","DY708",49,3661238012028,255,145,150,0.3,"CM"]
[100002732,"TERMINAL VERTICAL PPS Ø 80/125 MM NOIR","DY843",130,3661238006621,1210,270,240,4.2,"CM"]
[]
["ELIDENS DTG 1300-25 Eco.NOx Plus / B"]
["REFERENCE","DESIGNATION","COLIS","PRIX","Code EAN","DIMENSIONS EMBALLAGE",null,null,"POIDS","GROUPE"]
[null,null,null,"EUR","","L","l","H","KG","ARTICLE"]
[null,null,null,null,""]
[100011100,"DTG 1300-25 Eco.NOx Plus / B 150 VER",null,5635,3661238338081,null,null,null,189.3,"CH"]
[100011101,"DTG 1300-25 Eco.NOx Plus / B 150  HOR",null,5688,3661238338098,null,null,null,187.8,"CH"]
[]
["LISTE DES COLIS"]
[]
[100006105,"DTG 130-25 Eco.NOx Plus     ","GN2",3751,3661238101043,695,910,1040,76,"CH"]
[]
[100008297,"TERMINAL HORIZONTAL Ø 60/100 MM","DY872",232,3661238168015,955,175,320,3,"CM"]
[]
[84887708,"ADAPTATEUR PPS Ø 60/100 SUR 80/125 MM","DY708",49,3661238012028,255,145,150,0.3,"CM"]
[100002732,"TERMINAL VERTICAL PPS Ø 80/125 MM NOIR","DY843",130,3661238006621,1210,270,240,4.2,"CM"]
[]
[89529085,"PREPARATEUR BH 150","GL29",1324,3661238047785,695,910,1040,102,"CH"]
[89997049,"KIT DE LIAISON DTG 130-BH 150","EA92",381,3661238044463,600,500,140,6.8,"CH"]
[null,null,null,null,""]
["ELIDENS DTG 1300-25 Eco.NOx Plus / H"]
["REFERENCE","DESIGNATION","COLIS","PRIX","Code EAN","DIMENSIONS EMBALLAGE",null,null,"POIDS","GROUPE"]
[null,null,null,"EUR","","L","l","H","KG","ARTICLE"]
[null,null,null,null,""]
[100011106,"DTG 1300-25 Eco.NOx Plus / H 150 VER",null,5685,3661238338104,null,null,null,191.1,"CH"]
[100011107,"DTG 1300-25 Eco.NOx Plus / H 150  HOR",null,5738,3661238338111,null,null,null,189.6,"CH"]
[]
[]
["LISTE DES COLIS"]
[]
[100006105,"DTG 130-25 Eco.NOx Plus     ","GN2",3751,3661238101043,695,910,1040,76,"CH"]
[]
[100008297,"TERMINAL HORIZONTAL Ø 60/100 MM","DY872",232,3661238168015,955,175,320,3,"CM"]
[]
[84887708,"ADAPTATEUR PPS Ø 60/100 SUR 80/125 MM","DY708",49,3661238012028,255,145,150,0.3,"CM"]
[100002732,"TERMINAL VERTICAL PPS Ø 80/125 MM NOIR","DY843",130,3661238006621,1210,270,240,4.2,"CM"]
[]
[89529085,"PREPARATEUR BH 150","GL29",1324,3661238047785,695,910,1040,102,"CH"]
[89527720,"COLIS RENFORT","EA82",50,3661238047839,615,170,120,1.8,"CH"]
[89997049,"KIT DE LIAISON DTG 130-BH 150","EA92",381,3661238044463,600,500,140,6.8,"CH"]
[null,null,null,null,""]
["ELIDENS DTG E 130-15/25 Eco.NOx Plus"]
["REFERENCE","DESIGNATION","COLIS","PRIX","Code EAN","DIMENSIONS EMBALLAGE",null,null,"POIDS","GROUPE"]
[null,null,null,"EUR","","L","l","H","KG","ARTICLE"]
[null,null,null,null,""]
[100011076,"DTG E 130-15 Eco.NOx Plus  VER",null,4210,3661238338142,null,null,null,91.5,"CH"]
[100011077,"DTG E 130-25 Eco.NOx Plus  VER",null,4414,3661238338159,null,null,null,97,"CH"]
[100011078,"DTG E 130-15 Eco.NOx Plus  HOR",null,4263,3661238338166,null,null,null,90,"CH"]
[100011079,"DTG E 130-25 Eco.NOx Plus  HOR",null,4467,3661238338173,null,null,null,95.5,"CH"]
[]
["LISTE DES COLIS"]
[]
[100006106,"DTG E 130-15 Eco.NOx Plus   ","GN3",4031,3661238162143,695,910,1040,87,"CH"]
[100006107,"DTG E 130-25 Eco.NOx Plus   ","GN4",4235,3661238101036,695,910,1040,92.5,"CH"]
[]
[100008297,"TERMINAL HORIZONTAL Ø 60/100 MM","DY872",232,3661238168015,955,175,320,3,"CM"]
[]
[84887708,"ADAPTATEUR PPS Ø 60/100 SUR 80/125 MM","DY708",49,3661238012028,255,145,150,0.3,"CM"]
[100002732,"TERMINAL VERTICAL PPS Ø 80/125 MM NOIR","DY843",130,3661238006621,1210,270,240,4.2,"CM"]
[]
["ELIDENS DTG E 1300-15/25 Eco.NOx Plus / B"]
["REFERENCE","DESIGNATION","COLIS","PRIX","Code EAN","DIMENSIONS EMBALLAGE",null,null,"POIDS","GROUPE"]
[null,null,null,"EUR","","L","l","H","KG","ARTICLE"]
[null,null,null,null,""]
[100011102,"DTG E 1300-15 Eco.NOx Plus/ B 150  VER",null,5914,3661238338180,null,null,null,198,"CH"]
[100011103,"DTG E 1300-25 Eco.NOx Plus / B 150 VER",null,6118,3661238338197,null,null,null,203.5,"CH"]
[100011104,"DTG E 1300-15 Eco.NOx Plus / B 150  HOR",null,5967,3661238338203,null,null,null,196.5,"CH"]
[100011105,"DTG E 1300-25 Eco.NOx Plus / B 150  HOR",null,6171,3661238338210,null,null,null,202,"CH"]
[]
["LISTE DES COLIS"]
[]
[100006106,"DTG E 130-15 Eco.NOx Plus   ","GN3",4031,3661238162143,695,910,1040,87,"CH"]
[100006107,"DTG E 130-25 Eco.NOx Plus   ","GN4",4235,3661238101036,695,910,1040,92.5,"CH"]
[]
[100008297,"TERMINAL HORIZONTAL Ø 60/100 MM","DY872",232,3661238168015,955,175,320,3,"CM"]
[]
[84887708,"ADAPTATEUR PPS Ø 60/100 SUR 80/125 MM","DY708",49,3661238012028,255,145,150,0.3,"CM"]
[100002732,"TERMINAL VERTICAL PPS Ø 80/125 MM NOIR","DY843",130,3661238006621,1210,270,240,4.2,"CM"]
[]
[89529085,"PREPARATEUR BH 150","GL29",1324,3661238047785,695,910,1040,102,"CH"]
[100006328,"KIT DE LIAISON DTG E 130 Eco.NOX Plus/BH 150","EA113",380,3661238100954,575,500,140,4.5,"CH"]
[null,null,null,null,""]
["ELIDENS DTG E 1300-15/25 Eco.NOx Plus / H"]
["REFERENCE","DESIGNATION","COLIS","PRIX","Code EAN","DIMENSIONS EMBALLAGE",null,null,"POIDS","GROUPE"]
[null,null,null,"EUR","","L","l","H","KG","ARTICLE"]
[null,null,null,null,""]
[100011108,"DTG E 1300-15 Eco.NOx Plus/ H 150  VER",null,5964,3661238338227,null,null,null,199.8,"CH"]
[100011109,"DTG E 1300-25 Eco.NOx Plus / H 150 VER",null,6168,3661238338234,null,null,null,205.3,"CH"]
[100011110,"DTG E 1300-15 Eco.NOx Plus / H 150  HOR",null,6017,3661238338241,null,null,null,198.3,"CH"]
[100011111,"DTG E 1300-25 Eco.NOx Plus / H 150  HOR",null,6221,3661238338258,null,null,null,203.8,"CH"]
[]
[]
["LISTE DES COLIS"]
[]
[100006106,"DTG E 130-15 Eco.NOx Plus   ","GN3",4031,3661238162143,695,910,1040,87,"CH"]
[100006107,"DTG E 130-25 Eco.NOx Plus   ","GN4",4235,3661238101036,695,910,1040,92.5,"CH"]
[]
[100008297,"TERMINAL HORIZONTAL Ø 60/100 MM","DY872",232,3661238168015,955,175,320,3,"CM"]
[]
[84887708,"ADAPTATEUR PPS Ø 60/100 SUR 80/125 MM","DY708",49,3661238012028,255,145,150,0.3,"CM"]
[100002732,"TERMINAL VERTICAL PPS Ø 80/125 MM NOIR","DY843",130,3661238006621,1210,270,240,4.2,"CM"]
[]
[89529085,"PREPARATEUR BH 150","GL29",1324,3661238047785,695,910,1040,102,"CH"]
[89527720,"COLIS RENFORT","EA82",50,3661238047839,615,170,120,1.8,"CH"]
[100006328,"KIT DE LIAISON DTG E 130 ECO.NOX PLUS/BH150","EA113",380,3661238100954,575,500,140,4.5,"CH"]
[null,null,null,null,""]
["OPTIONS ELIDENS DTG 130 Eco.NOx Plus"]
["REFERENCE","DESIGNATION","COLIS","PRIX","Code EAN","DIMENSIONS EMBALLAGE",null,null,"POIDS","GROUPE"]
[null,null,null,"EUR","","L","l","H","KG","ARTICLE"]
[null,null,null,null,""]
["VERSION NON ÉQUIPÉE",null,null,null,""]
[null,null,null,null,""]
["OPTIONS ECS",null,null,null,""]
[null,null,null,null,""]
[100000030,"COLIS OPTION SONDE ECS","AD212",43.5,3661238011168,200,150,30,0.2,"CM"]
[100007837,"KIT LIAISON DTG130-DTG130 ECONOX PLUS / B 150-200-300","EA119",507.9,3661238113336,600,500,135,7,"CH"]
[100000492,"KIT ANODE MAGNESIUM","EA103",55.3,3661238011069,560,90,85,0.9,"CH"]
[89557009,"KIT DE RACCORDS G EN R (1\" ET 3/4\") ","BH84",23.4,3661238047563,200,140,45,0.3,"CM"]
[]
["OPTIONS MODULES HYDRAULIQUES "]
[]
[null,"MODULES HYDRAULIQUES DTG 1300/B - DTG 1300/H "]
[]
[89997000,"JEU DE CROIX DE RACCORDEMENT","EA45",48.5,3661238044753,175,135,90,1.2,"CH"]
[]
[100006361,"MODULES HYDRAULIQUES G / DTG 130 ECO.NOX PLUS","EA112",135.1,3661238161887,630,340,115,3.8,"CH"]
[100006360,"MODULES HYDRAULIQUES D / DTG 130 ECO.NOX PLUS","EA111",103.2,3661238161894,630,310,115,2.6,"CH"]
[89997009,"KIT DE SECURITE","EA54",111.2,3661238044692,390,230,135,1.6,"CH"]
[]
[89997014,"COLLECTEUR ISOLE POUR 2 MODULES HYDRAULIQUES","EA59",265.2,3661238044654,635,195,170,6.1,"CH"]
[89997015,"COLLECTEUR ISOLE POUR 3 MODULES HYDRAULIQUES","EA60",454.3,3661238044647,880,220,205,9,"CH"]
[]
[89997016,"MODULE HYDRAULIQUE POUR 1 CIRCUIT DIRECT POMPE 3 VITESSES","EA61",409.4,3661238044630,405,270,240,6.6,"CH"]
[89997018,"MODULE HYDRAULIQUE POUR 1 CIRCUIT DIRECT AVEC VANNE POMPE 3 VITESSES","EA63",652.20000000000005,3661238044623,405,270,240,8.1999999999999993,"CH"]
[]
[89997020,"MODULE HYDRAULIQUE POUR 1 CIRCUIT DIRECT POMPE ELECTRONIQUE","EA65",483.4,3661238044616,405,270,240,6.8,"CH"]
[89997022,"MOD. HYDR. AVEC CIRCUL. ELECTRO. POUR 1 CIRCUIT AVEC VANNE MELANGEUSE","EA67",726.5,3661238044609,405,270,240,8.1999999999999993,"CH"]
[]
[100013530,"MODULE HYDRAULIQUE POUR 1 CIRCUIT AVEC POMPE HAUTE PERFORMANCE (CLASSE A)","EA135",640,3661238364448,390,260,215,6.9,"CH"]
[100013531,"MODULE HYDRAULIQUE POUR CIRCUIT VANNE AVEC POMPE HAUTE PERFORMANCE (CLASSE A)","EA136",820,3661238364455,390,260,215,8.4,"CH"]
[]
[89997029,"JEU DE 2 CONSOLES MURALES POUR MODULES HYDRAULIQUES","EA74",52.4,3661238044586,340,125,80,1.1000000000000001,"CH"]
[]
["VERSION ÉQUIPÉE"]
[]
["OPTIONS ECS"]
[]
[100000030,"COLIS OPTION SONDE ECS","AD212",43.5,3661238011168,200,150,30,0.2,"CM"]
[100007839,"KIT LIAISON B-SRL/DTG E 130 ECONOX PLUS","EA120",507.9,3661238116511,600,500,135,5,"CH"]
[100000492,"KIT ANODE MAGNESIUM","EA103",55.3,3661238011069,560,90,85,0.9,"CH"]
[89557009,"KIT DE RACCORDS G EN R (1\" ET 3/4\") ","BH84",23.4,3661238047563,200,140,45,0.3,"CM"]
[]
["OPTIONS MODULES HYDRAULIQUES "]
[]
[85387000,"KIT VANNE 3 VOIES INTERNE (AVEC MOTEUR)","HE100",346.7,3661238027138,410,190,200,4.9000000000000004,"CH"]
[85387001,"KIT D'ADAPTATION VANNE 3 VOIES EXTERNE","HE101",107.6,3661238027121,410,190,200,1.8,"CH"]
[]
[89997014,"COLLECTEUR ISOLE POUR 2 MODULES HYDRAULIQUES","EA59",265.2,3661238044654,635,195,170,6.1,"CH"]
[89997015,"COLLECTEUR ISOLE POUR 3 MODULES HYDRAULIQUES","EA60",454.3,3661238044647,880,220,205,9,"CH"]
[]
[89997016,"MODULE HYDRAULIQUE POUR 1 CIRCUIT DIRECT POMPE 3 VITESSES","EA61",409.4,3661238044630,405,270,240,6.6,"CH"]
[89997018,"MODULE HYDRAULIQUE POUR 1 CIRCUIT DIRECT AVEC VANNE POMPE 3 VITESSES","EA63",652.20000000000005,3661238044623,405,270,240,8.1999999999999993,"CH"]
[]
[89997020,"MODULE HYDRAULIQUE POUR 1 CIRCUIT DIRECT POMPE ELECTRONIQUE","EA65",483.4,3661238044616,405,270,240,6.8,"CH"]
[89997022,"MOD. HYDR. AVEC CIRCUL. ELECTRO. POUR 1 CIRCUIT AVEC VANNE MELANGEUSE","EA67",726.5,3661238044609,405,270,240,8.1999999999999993,"CH"]
[]
[100013530,"MODULE HYDRAULIQUE POUR 1 CIRCUIT AVEC POMPE HAUTE PERFORMANCE (CLASSE A)","EA135",640,3661238364448,390,260,215,6.9,"CH"]
[100013531,"MODULE HYDRAULIQUE POUR CIRCUIT VANNE AVEC POMPE HAUTE PERFORMANCE (CLASSE A)","EA136",820,3661238364455,390,260,215,8.4,"CH"]
[]
[89997029,"JEU DE 2 CONSOLES MURALES POUR MODULES HYDRAULIQUES","EA74",52.4,3661238044586,340,125,80,1.1000000000000001,"CH"]
[null,null,null,null,""]
["OPTIONS ELIDENS DTG 130 Eco.NOx Plus"]
["REFERENCE","DESIGNATION","COLIS","PRIX","Code EAN","DIMENSIONS EMBALLAGE",null,null,"POIDS","GROUPE"]
[null,null,null,"EUR","","L","l","H","KG","ARTICLE"]
[]
["OPTIONS TOUTES VERSIONS",null,null,null,""]
[null,null,null,null,""]
[null,"OPTIONS REGULATION",null,null,""]
[null,null,null,null,""]
[85757743,"PLATINE + SONDE POUR 1 CIRCUIT AVEC VANNE MELANGEUSE","FM48",152.6,3661238022737,260,170,120,0.4,"CM"]
[85757746,"COMMANDE A DISTANCE INTERACTIVE CDI 2 ","FM51",176.1,3661238022713,180,110,85,0.3,"CM"]
[100004636,"COMMANDE A DISTANCE RADIO CDR 2","FM161",310.39999999999998,3661238002456,200,150,130,0.6,"CM"]
[100004637,"MODULE CDR 2 SUPPLEMENTAIRE","FM162",205.5,3661238002449,280,200,40,0.2,"CM"]
[100010960,"SONDE EXTERIEURE RADIO DIEMATIC 3","AD241",67.8,3661238338128,150,210,30,0.2,"CH"]
[100010961,"MODULE CHAUDIERE RADIO DIEMATIC 3","AD242",105.1,3661238338135,260,160,120,0.3,"CH"]
[85757747,"COMMANDE A DISTANCE SIMPLIFIEE AVEC SONDE D'AMBIANCE","FM52",88,3661238022706,110,85,40,0.1,"CM"]
[88017851,"CABLE DE LIAISON BUS LG 12 M","AD134",92.7,3661238048850,350,260,30,0.4,"CM"]
[88017878,"MODULE DE TELESURVEILLANCE VOCAL","AD152",595.9,3661238048751,210,190,105,1.1000000000000001,"CM"]
[88017887,"SONDES POUR BALLON TAMPON","AD160",83.6,3661238048720,210,150,40,0.2,"CM"]
[]
[null,"AUTRES OPTIONS"]
[]
[100001574,"RALLONGE EVACUATION DES CONDENSATS","HE103",20.6,3661238009998,315,235,125,0.8,"CH"]
[]
[83877009,"SYSTEME DE NEUTRALISATION DES CONDENSATS (avec pompe de relevage)","DU13",886.3,3661238015081,350,230,360,15,"CM"]
[82197762,"SYSTEME DE NEUTRALISATION DES CONDENSATS (JUSQU'À ≈ 19.200 L CONDENSATS)","BP52",472.2,3661238020696,760,165,210,9.9,"GC"]
[94225601,"RECHARGE DE GRANULATS DE NEUTRALISATION 10 KG**",null,50.42,3661238075597,25,22,22,10,"PR"]
[null,"** : DISPONIBLE AU CENTRE PIECES DE RECHANGE"]
[]
[null,"OPTIONS FUMISTERIE"]
[]
[null,"ALU Ø 80 MM"]
[]
[84887585,"TERMINAL AVEC SOLIN DIAMÉTRE 80","DY185",124.9,3661238013148,390,380,280,1.5,"CM"]
[84887600,"TUBE D'INSPECTION Ø 80 MM","DY600",42.5,3661238013094,300,145,150,0.5,"CM"]
[84887738,"TE DE VISITE Ø 80 MM","DY738",61.6,3661238011755,285,215,165,0.7,"CM"]
[84887604,"RALLONGE 250 MM (2 PIECES)","DY604",29.1,3661238013056,255,170,175,0.7,"CM"]
[84887605,"RALLONGE 500 MM (2 PIECES)","DY605",38.799999999999997,3661238013049,520,175,170,1.3,"CM"]
[84887606,"RALLONGE 1000 MM (2 PIECES)","DY606",60.7,3661238013032,1020,175,175,2.5,"CM"]
[84887607,"RALLONGE 1950 MM  (2 PIECES)","DY607",103.1,3661238013025,1985,170,175,5,"CM"]
[84887551,"ETOILE DE CENTRAGE Ø 80 MM (2 PIECES)","DY151",13.4,3661238013452,300,300,40,0.1,"CM"]
[84887608,"COUDE A 90° 87°","DY608",18.2,3661238013018,155,160,160,0.3,"CM"]
[84887609,"COUDE A 45°  (2 PIECES)","DY609",32.700000000000003,3661238013001,200,200,150,0.5,"CM"]
[84887711,"KIT N°1 RACCORDEMENT CHEMINEE Ø 80 MM","DY711",157.69999999999999,3661238011991,595,400,410,3.7,"CM"]
[100002361,"PIÈCE D'ADAPTATION BIFLUX 2X80","DY819",37.5,3661238007338,340,240,30,0.1,"CM"]
[84887438,"PRISE D'AIR EXTERIEURE LG=500 MM","DY38",83.8,3661238013858,690,245,145,1.2,"CM"]
[84887723,"ADAPTATEUR BI-FLUX Ø60/100 SUR 2x80","DY723",71.900000000000006,3661238011892,285,210,165,0.9,"CM"]
[]
[null,"ALU / ALU COMMUN",null,null,""]
[null,null,null,null,""]
[84887411,"SORTIE HORIZONTALE TOIT PENTE DE 30° A 45° ( uniquement pour tuiles mécaniques)","DY11",151.5,3661238013940,1020,700,370,3.6,"CM"]
[84837729,"SORTIE DE TOIT EN PENTE DE 40° A 60° ( uniquement pour tuiles mécaniques)","CX49",151.5,3661238014367,920,700,320,3.5,"CM"]
[84837731,"EMBASE D'ETANCHEITE POUR TOIT PLAT","CX51",36.5,3661238014343,400,400,155,0.6,"CM"]
[84837121,"TUILE A DOUILLE 5 A 25° NOIRE","CX121",94.4,3661238014428,510,250,145,3,"CM"]
[84837732,"TUILE A DOUILLE 25 A 45° NOIRE","CX52",65.900000000000006,3661238014336,520,250,145,3,"CM"]
[84837734,"TUILE A DOUILLE 35 A 55° NOIRE","CX63",82.3,3661238014312,510,265,180,3.2,"CM"]
[84837120,"TUILE A DOUILLE 5 A 25° ROUGE","CX120",94.4,3661238014435,515,245,145,3,"CM"]
[84837783,"TUILE A DOUILLE 25 A 45° ROUGE","CX83",65.900000000000006,3661238014213,515,250,150,3,"CM"]
[84837784,"TUILE A DOUILLE 35 A 55° ROUGE","CX84",82.3,3661238014206,520,265,180,3,"CM"]
[84837741,"PLATINE DE FINITION INTERIEURE","CX72",15.6,3661238014251,245,210,3,0.7,"CM"]
[84837779,"COLLIER DE FIXATION Ø 125 MM PATTE LONGUE","CX79",14.6,3661238014237,230,160,200,0.4,"CM"]
[84837118,"COLLIER DE FIXATION Ø 125 MM PATTE COURTE","CX118",9.6999999999999993,3661238014459,225,185,20,0.2,"CM"]
[84887451,"COLLIER D'ETANCHEITE POUR MONTAGE EXTERIEUR","DY51",20,3661238013841,150,130,60,0.2,"CM"]
[]
[null,"PPS Ø 60 MM"]
[]
[84887585,"TERMINAL AVEC SOLIN DIAMÉTRE 80","DY185",124.9,3661238013148,390,380,280,1.5,"CM"]
[84887690,"RALLONGE D60 L500 2X ","DY690",34.200000000000003,3661238012196,505,135,140,0.5,"CM"]
[84887691,"RALLONGE D60L1000 2X ","DY691",42.3,3661238012189,1025,135,140,1,"CM"]
[84887692,"RALLONGE D60 L1950 2X","DY692",66.2,3661238012172,1960,150,150,1.9,"CM"]
[84887693,"COUDE D60 87°  ","DY693",18.2,3661238012165,155,160,160,0.2,"CM"]
[84887694,"COUDE D60 45° (2X)","DY694",44.5,3661238012158,155,155,160,0.2,"CM"]
[84887697,"COUDE D60 87°+ SUPP","DY697",39.9,3661238012127,505,160,150,0.8,"CM"]
[84887698,"PIECE DE VISITE D 60 DROITE","DY698",53.7,3661238012110,295,145,150,0.2,"CM"]
[84887741,"TE DE VISITE D60","DY741",60.5,3661238011724,250,145,145,0.2,"CM"]
[84887700,"KIT N°1  D60","DY700",191.5,3661238012103,395,400,385,2.7,"CM"]
[84887701,"KIT DE RACCORDEMENT CHEMINÉE PPS 60/80 MM","DY701",229.6,3661238012097,395,400,385,2.8,"CM"]
[84887702,"KIT DE RACCORDEMENT CHAUDIERE","DY702",153.80000000000001,3661238012080,500,290,260,1.9,"CM"]
[84887673,"ETOILE DE CENTRAGE Ø 60 MM (2 PIECES)","DY673",12.1,3661238012363,300,300,40,0.1,"CM"]
[]
["OPTIONS ELIDENS DTG 130 Eco.NOx Plus"]
["REFERENCE","DESIGNATION","COLIS","PRIX","Code EAN","DIMENSIONS EMBALLAGE",null,null,"POIDS","GROUPE"]
[null,null,null,"EUR","","L","l","H","KG","ARTICLE"]
[]
[null,"FLEXIBLE PPS Ø 80 MM"]
[]
[100015325,"KIT N° 1 RACCORDEMENT CHEMINÉE FLEXIBLE PPS Ø 80 MM","DY895",200,3661238380110,395,395,380,3.4,"CM"]
[100015327,"TUBE FLEXIBLE LG=12,5M","DY897",300,3661238380134,1200,1220,250,8,"CM"]
[100015326,"TUBE FLEXIBLE LG=50M","DY896",1050,3661238380127,1600,1660,410,26,"CM"]
[84887618,"ETOILE DE CENTRAGE POUR FLEXIBLE Ø 80 MM (2 PIÈCES)","DY618",30,3661238012912,300,300,70,0.2,"CM"]
[100015328,"PIÈCE DE COUPLAGE FLEXIBLE Ø 80 MM","DY898",60,3661238380141,150,150,150,0.3,"CM"]
[100015331,"OUTIL D'AIDE À L'INSERTION Ø 80 MM","DY901",150,3661238380172,300,210,185,1.4,"CM"]
[100015330,"PIÈCE D'INSPECTION POUR TUBE FLEXIBLE","DY900",109,3661238380165,295,140,140,0.5,"CM"]
[100015329,"TERMINAL AVEC SOLIN FLEX. Ø 80 MM","DY899",150,3661238380158,385,385,250,1.7,"CM"]
[100015880,"ADAPTATEUR PPS FLEX Ø 80 MM","DY904",35,3661238417632,195,195,145,0.1,"CH"]
[]
[null,"PPS Ø 80 MM"]
[]
[100008298,"ADAPTATEUR PPS D110-80","DY873",40.200000000000003,3661238101913,195,195,145,0.2,"CM"]
[100015325,"KIT N° 1 RACCORDEMENT CHEMINÉE FLEXIBLE PPS Ø 80 MM","DY895",200,3661238380110,395,395,380,3.4,"CM"]
[84887718,"KIT N° 2  KIT DE RACCORDEMENT CHAUDIÈRE PPS Ø 80 MM","DY718",121.2,3661238011939,505,290,260,2.2000000000000002,"CM"]
[84887708,"ADAPTATEUR PPS Ø 60/100 SUR 80/125 MM","DY708",49,3661238012028,255,145,150,0.3,"CM"]
[84887717,"KIT N° 1 KIT DE RACCORDEMENT CHEMINÉE PPS Ø 80 MM","DY717",133.4,3661238011946,395,405,390,2.9,"CM"]
[84887546,"PIÈCE DE VISITE Ø 80 MM DROITE","DY146",48.5,3661238013506,300,145,150,0.3,"CM"]
[84887613,"RALLONGE PPS Ø 80 MM   LG= 250 MM (2 PIÈCES)","DY613",32.700000000000003,3661238012967,250,170,175,0.4,"CM"]
[84887614,"RALLONGE PPS Ø 80 MM   LG= 500 MM (2 PIÈCES)","DY614",30.4,3661238012950,500,160,150,0.7,"CM"]
[84887615,"RALLONGE PPS Ø 80 MM   LG= 1000 MM (2 PIÈCES)","DY615",46.2,3661238012943,1000,160,145,1.3,"CM"]
[84887550,"RALLONGE PPS Ø 80 MM   LG= 2000 MM  (2 PIÈCES)","DY150",66.7,3661238013469,1960,150,150,2.5,"CM"]
[84887552,"COUDE PPS À 90°","DY152",14.6,3661238013445,255,145,150,0.2,"CM"]
[84887554,"COUDE PPS À 45° (2 PIECES)","DY154",26.7,3661238013421,200,200,150,0.3,"CM"]
[84887563,"TÉ PPS  AVEC COUVERCLE D'INSPECTION","DY163",48.5,3661238013353,290,220,170,0.4,"CM"]
[84887551,"ETOILE DE CENTRAGE Ø 80 MM (2 PIECES)","DY151",13.4,3661238013452,300,300,40,0.1,"CM"]
[84887585,"TERMINAL AVEC SOLIN DIAMÉTRE 80","DY185",124.9,3661238013148,390,380,280,1.5,"CM"]
[100008301,"COUDE DE REVISION PPS 87° Ø 80 MM (GRIS)","DY877",34.299999999999997,3661238102026,190,195,145,0.2,"CM"]
[]
[null,"PPS 80/125 MM"]
[]
[100002732,"TERMINAL VERTICAL PPS Ø 80/125 MM NOIR","DY843",130,3661238006621,1210,270,240,4.2,"CM"]
[100002733,"TERMINAL VERTICAL PPS Ø 80/125 MM ROUGE","DY844",130,3661238006614,1210,265,240,4.2,"CM"]
[84887716,"KIT N° 3 RACCORDEMENT CHAUDIÈRE  PPS Ø 80/125 MM","DY716",121.2,3661238011953,500,290,260,2.4,"CM"]
[84887524,"PIÈCE D'INSPECTION DROITE ALU/PPS Ø 80/125 MM","DY124",92.1,3661238013704,300,145,150,0.6,"CM"]
[100008311,"COUDE DE REVISION ALU/PPS Ø 80/125 MM","DY875",98.2,3661238101920,195,195,145,0.7,"CM"]
[100003271,"KIT DE RACCORDEMENT CHAUDIÈRE PERPENDICULAIRE","DY849",190.8,3661238005600,595,395,410,3.5,"CM"]
[100003272,"KIT DE RACCORDEMENT CHAUDIÈRE SOUS CONDUIT","DY850",143.4,3661238005594,500,290,260,1.4,"CM"]
[84887525,"TÉ D'INSPECTION ALU/PPS Ø 80/125 MM","DY125",109.3,3661238013698,315,235,150,0.8,"CM"]
[84887526,"RALLONGE CONCENTRIQUE ALU/PPS 80/125 LG= 250 MM","DY126",34,3661238013681,255,145,150,0.5,"CM"]
[84887527,"RALLONGE CONCENTRIQUE ALU/PPS 80/125 LG= 500 MM","DY127",41.3,3661238013674,520,140,140,0.9,"CM"]
[84887528,"RALLONGE CONCENTRIQUE ALU/PPS 80/125 LG=1000 MM","DY128",58.1,3661238013667,1010,135,140,1.7,"CM"]
[84887529,"RALLONGE CONCENTRIQUE ALU/PPS 80/125 LG=1950 MM","DY129",103.1,3661238013650,1960,150,150,3.5,"CM"]
[84887530,"MANC. COMP. D80/125","DY130",60.5,3661238013643,300,140,145,0.6,"CM"]
[84887531,"COUDE A 87° ALU/PPS  Ø 80/125 MM","DY131",47,3661238013636,200,200,150,0.7,"CM"]
[84887532,"COUDE CONCENTRIQUE 45° ALU/PPS Ø 80/125 MM (2 PIÈCES)","DY132",66.7,3661238013629,315,235,150,1,"CM"]
[]
["ELIDENS DTG 1300-15/25 Eco.NOx Plus / V"]
["REFERENCE","DESIGNATION","COLIS","PRIX","Code EAN","DIMENSIONS EMBALLAGE",null,null,"POIDS","GROUPE"]
[null,null,null,"EUR","","L","l","H","KG","ARTICLE"]
[null,null,null,null,""]
[100011112,"DTG 1300-15 Eco.NOx Plus / V130 VER",null,4938,3661238338265,null,null,null,173.5,"CH"]
[100011113,"DTG 1300-25 Eco.NOx Plus / V130 VER",null,5140,3661238338272,null,null,null,181.5,"CH"]
[]
[100011114,"DTG 1300-15 Eco.NOx Plus / V130 HOR",null,4991,3661238338289,null,null,null,172,"CH"]
[100011115,"DTG 1300-25 Eco.NOx Plus / V130 HOR",null,5193,3661238338296,null,null,null,180,"CH"]
[]
["LISTE DES COLIS"]
[]
[85389001,"DTG 1300-15 Eco.NOx Plus / V130","HE1",4759,3661238027114,740,740,1680,169,"CH"]
[85389002,"DTG 1300-25 Eco.NOx Plus / V130","HE2",4961,3661238027107,740,740,1680,177,"CH"]
[]
[100008297,"TERMINAL HORIZONTAL Ø 60/100 MM","DY872",232,3661238168015,955,175,320,3,"CM"]
[]
[84887708,"ADAPTATEUR PPS Ø 60/100 SUR 80/125 MM","DY708",49,3661238012028,255,145,150,0.3,"CM"]
[100002732,"TERMINAL VERTICAL PPS Ø 80/125 MM NOIR","DY843",130,3661238006621,1210,270,240,4.2,"CM"]
[]
["OPTIONS ELIDENS DTG 1300 Eco.NOx Plus / V"]
["REFERENCE","DESIGNATION","COLIS","PRIX","Code EAN","DIMENSIONS EMBALLAGE",null,null,"POIDS","GROUPE"]
[null,null,null,"EUR","","L","l","H","KG","ARTICLE"]
[null,null,null,null,""]
[null,"OPTIONS REGULATION",null,null,""]
[null,null,null,null,""]
[85757743,"PLATINE + SONDE POUR 1 CIRCUIT AVEC VANNE MELANGEUSE","FM48",152.6,3661238022737,260,170,120,0.4,"CM"]
[85757746,"COMMANDE A DISTANCE INTERACTIVE CDI 2 ","FM51",176.1,3661238022713,180,110,85,0.3,"CM"]
[100004636,"COMMANDE A DISTANCE RADIO CDR 2","FM161",310.39999999999998,3661238002456,200,150,130,0.6,"CM"]
[100004637,"MODULE CDR 2 SUPPLEMENTAIRE","FM162",205.5,3661238002449,280,200,40,0.2,"CM"]
[100010960,"SONDE EXTERIEURE RADIO DIEMATIC 3","AD241",67.8,3661238338128,150,210,30,0.2,"CH"]
[100010961,"MODULE CHAUDIERE RADIO DIEMATIC 3","AD242",105.1,3661238338135,260,160,120,0.3,"CH"]
[85757747,"COMMANDE A DISTANCE SIMPLIFIEE AVEC SONDE D'AMBIANCE","FM52",88,3661238022706,110,85,40,0.1,"CM"]
[88017851,"CABLE DE LIAISON BUS LG 12 M","AD134",92.7,3661238048850,350,260,30,0.4,"CM"]
[88017878,"MODULE DE TELESURVEILLANCE VOCAL","AD152",595.9,3661238048751,210,190,105,1.1000000000000001,"CM"]
[88017887,"SONDES POUR BALLON TAMPON","AD160",83.6,3661238048720,210,150,40,0.2,"CM"]
[]
[null,"AUTRES OPTIONS"]
[]
[100000492,"KIT ANODE MAGNESIUM","EA103",55.3,3661238011069,560,90,85,0.9,"CH"]
[89557009,"KIT DE RACCORDS G EN R (1\" ET 3/4\") ","BH84",23.4,3661238047563,200,140,45,0.3,"CM"]
[100002301,"PLATINE DE RACCORDEMENT","HE105",186.7,3661238007628,625,545,295,7,"CH"]
[100001574,"RALLONGE EVACUATION DES CONDENSATS","HE103",20.6,3661238009998,315,235,125,0.8,"CH"]
[85387000,"KIT VANNE 3 VOIES INTERNE (AVEC MOTEUR)","HE100",346.7,3661238027138,410,190,200,4.9000000000000004,"CH"]
[85387001,"KIT D'ADAPTATION VANNE 3 VOIES EXTERNE","HE101",107.6,3661238027121,410,190,200,1.8,"CH"]
[]
[85317023,"STATION DE NEUTRALISATION","HC33",331.1,3661238091634,410,420,340,5.5,"CM"]
[85317024,"SUPPORT MURAL POUR STATION DE NEUTRALISATION HC33","HC34",92.6,3661238091627,340,255,190,1.8,"CM"]
[85317025,"RECHARGE DE 2 KG DE GRANULATS POUR STATION DE NEUTRALISATION HC33","HC35",118,3661238091610,510,315,190,3.7,"CM"]
[]
[89997014,"COLLECTEUR ISOLE POUR 2 MODULES HYDRAULIQUES","EA59",265.2,3661238044654,635,195,170,6.1,"CH"]
[89997015,"COLLECTEUR ISOLE POUR 3 MODULES HYDRAULIQUES","EA60",454.3,3661238044647,880,220,205,9,"CH"]
[]
[89997016,"MODULE HYDRAULIQUE POUR 1 CIRCUIT DIRECT POMPE 3 VITESSES","EA61",409.4,3661238044630,405,270,240,6.6,"CH"]
[89997018,"MODULE HYDRAULIQUE POUR 1 CIRCUIT DIRECT AVEC VANNE POMPE 3 VITESSES","EA63",652.20000000000005,3661238044623,405,270,240,8.1999999999999993,"CH"]
[]
[89997020,"MODULE HYDRAULIQUE POUR 1 CIRCUIT DIRECT POMPE ELECTRONIQUE","EA65",483.4,3661238044616,405,270,240,6.8,"CH"]
[89997022,"MOD. HYDR. AVEC CIRCUL. ELECTRO. POUR 1 CIRCUIT AVEC VANNE MELANGEUSE","EA67",726.5,3661238044609,405,270,240,8.1999999999999993,"CH"]
[]
[100013530,"MODULE HYDRAULIQUE POUR 1 CIRCUIT AVEC POMPE HAUTE PERFORMANCE (CLASSE A)","EA135",640,3661238364448,390,260,215,6.9,"CH"]
[100013531,"MODULE HYDRAULIQUE POUR CIRCUIT VANNE AVEC POMPE HAUTE PERFORMANCE (CLASSE A)","EA136",820,3661238364455,390,260,215,8.4,"CH"]
[]
[89997029,"JEU DE 2 CONSOLES MURALES POUR MODULES HYDRAULIQUES","EA74",52.4,3661238044586,340,125,80,1.1000000000000001,"CH"]
[]
[null,"OPTIONS FUMISTERIE"]
[]
[null,"PPS Ø 60 MM"]
[]
[84887585,"TERMINAL AVEC SOLIN DIAMÉTRE 80","DY185",124.9,3661238013148,390,380,280,1.5,"CM"]
[84887690,"RALLONGE D60 L500 2X ","DY690",34.200000000000003,3661238012196,505,135,140,0.5,"CM"]
[84887691,"RALLONGE D60L1000 2X ","DY691",42.3,3661238012189,1025,135,140,1,"CM"]
[84887692,"RALLONGE D60 L1950 2X","DY692",66.2,3661238012172,1960,150,150,1.9,"CM"]
[84887693,"COUDE D60 87°  ","DY693",18.2,3661238012165,155,160,160,0.2,"CM"]
[84887694,"COUDE D60 45° (2X)","DY694",44.5,3661238012158,155,155,160,0.2,"CM"]
[84887697,"COUDE D60 87°+ SUPP","DY697",39.9,3661238012127,505,160,150,0.8,"CM"]
[84887698,"PIECE DE VISITE D 60 DROITE","DY698",53.7,3661238012110,295,145,150,0.2,"CM"]
[84887741,"TE DE VISITE D60","DY741",60.5,3661238011724,250,145,145,0.2,"CM"]
[84887700,"KIT N°1  D60","DY700",191.5,3661238012103,395,400,385,2.7,"CM"]
[84887701,"KIT DE RACCORDEMENT CHEMINÉE PPS 60/80 MM","DY701",229.6,3661238012097,395,400,385,2.8,"CM"]
[84887702,"KIT DE RACCORDEMENT CHAUDIERE","DY702",153.80000000000001,3661238012080,500,290,260,1.9,"CM"]
[84887673,"ETOILE DE CENTRAGE Ø 60 MM (2 PIECES)","DY673",12.1,3661238012363,300,300,40,0.1,"CM"]
[null,null,null,null,""]
["OPTIONS ELIDENS DTG 1300 Eco.NOx Plus / V"]
["REFERENCE","DESIGNATION","COLIS","PRIX","Code EAN","DIMENSIONS EMBALLAGE",null,null,"POIDS","GROUPE"]
[null,null,null,"EUR","","L","l","H","KG","ARTICLE"]
[]
[null,"ALU Ø 80 MM"]
[]
[84887585,"TERMINAL AVEC SOLIN DIAMÉTRE 80","DY185",124.9,3661238013148,390,380,280,1.5,"CM"]
[84887600,"TUBE D'INSPECTION Ø 80 MM","DY600",42.5,3661238013094,300,145,150,0.5,"CM"]
[84887738,"TE DE VISITE Ø 80 MM","DY738",61.6,3661238011755,285,215,165,0.7,"CM"]
[84887604,"RALLONGE 250 MM (2 PIECES)","DY604",29.1,3661238013056,255,170,175,0.7,"CM"]
[84887605,"RALLONGE 500 MM (2 PIECES)","DY605",38.799999999999997,3661238013049,520,175,170,1.3,"CM"]
[84887606,"RALLONGE 1000 MM (2 PIECES)","DY606",60.7,3661238013032,1020,175,175,2.5,"CM"]
[84887607,"RALLONGE 1950 MM  (2 PIECES)","DY607",103.1,3661238013025,1985,170,175,5,"CM"]
[84887551,"ETOILE DE CENTRAGE Ø 80 MM (2 PIECES)","DY151",13.4,3661238013452,300,300,40,0.1,"CM"]
[84887608,"COUDE A 90° 87°","DY608",18.2,3661238013018,155,160,160,0.3,"CM"]
[84887609,"COUDE A 45°  (2 PIECES)","DY609",32.700000000000003,3661238013001,200,200,150,0.5,"CM"]
[84887711,"KIT N°1 RACCORDEMENT CHEMINEE Ø 80 MM","DY711",157.69999999999999,3661238011991,595,400,410,3.7,"CM"]
[100002361,"PIÈCE D'ADAPTATION BIFLUX 2X80","DY819",37.5,3661238007338,340,240,30,0.1,"CM"]
[84887438,"PRISE D'AIR EXTERIEURE LG=500 MM","DY38",83.8,3661238013858,690,245,145,1.2,"CM"]
[84887723,"ADAPTATEUR BI-FLUX Ø60/100 SUR 2x80","DY723",71.900000000000006,3661238011892,285,210,165,0.9,"CM"]
[]
[null,"FLEXIBLE PPS Ø 80 MM"]
[]
[100015325,"KIT N° 1 RACCORDEMENT CHEMINÉE FLEXIBLE PPS Ø 80 MM","DY895",200,3661238380110,395,395,380,3.4,"CM"]
[100015327,"TUBE FLEXIBLE LG=12,5M","DY897",300,3661238380134,1200,1220,250,8,"CM"]
[100015326,"TUBE FLEXIBLE LG=50M","DY896",1050,3661238380127,1600,1660,410,26,"CM"]
[84887618,"ETOILE DE CENTRAGE POUR FLEXIBLE Ø 80 MM (2 PIÈCES)","DY618",30,3661238012912,300,300,70,0.2,"CM"]
[100015328,"PIÈCE DE COUPLAGE FLEXIBLE Ø 80 MM","DY898",60,3661238380141,150,150,150,0.3,"CM"]
[100015331,"OUTIL D'AIDE À L'INSERTION Ø 80 MM","DY901",150,3661238380172,300,210,185,1.4,"CM"]
[100015330,"PIÈCE D'INSPECTION POUR TUBE FLEXIBLE","DY900",109,3661238380165,295,140,140,0.5,"CM"]
[100015329,"TERMINAL AVEC SOLIN FLEX. Ø 80 MM","DY899",150,3661238380158,385,385,250,1.7,"CM"]
[100015880,"ADAPTATEUR PPS FLEX Ø 80 MM","DY904",35,3661238417632,195,195,145,0.1,"CH"]
[]
[null,"PPS/ALU 60/100 MM"]
[]
[100008297,"TERMINAL HORIZONTAL Ø 60/100 MM","DY872",232,3661238168015,955,175,320,3,"CM"]
[84887681,"RALLONGE CONCENTRIQUE LG=500 MM","DY681",34.299999999999997,3661238012288,510,135,140,0.7,"CM"]
[84887682,"RALLONGE CONCENTRIQUE LG=1000 MM","DY682",46.2,3661238012271,1010,130,135,1.4,"CM"]
[84887683,"RALLONGE CONCENTRIQUE LG=1950 MM","DY683",87.6,3661238012264,1960,150,150,2.8,"CM"]
[84887684,"COUDE D60/100 87°","DY684",36.700000000000003,3661238012257,200,200,150,0.5,"CM"]
[84887685,"2 COUDES CONCENTRIQUES A 45°","DY685",69.8,3661238012240,250,185,150,0.7,"CM"]
[84887686,"2 COUDES CONCENTRIQUES A 30°","DY686",136,3661238012233,250,190,155,0.6,"CM"]
[84887687,"2 COUDES CONCENTRIQUES A 15°","DY687",136,3661238012226,255,195,150,0.6,"CM"]
[84887688,"MANCHON DE COMPENSATION DE 50 A 250 MM","DY688",59.2,3661238012219,515,135,140,0.5,"CM"]
[84887689,"PIECE DE VISITE D60/100 DROITE","DY689",112.5,3661238012202,255,185,150,0.6,"CM"]
[84887737,"TE DE VISITE 60/100","DY737",112.5,3661238011762,255,185,145,0.6,"CM"]
[84887702,"KIT DE RACCORDEMENT CHAUDIERE","DY702",153.80000000000001,3661238012080,500,290,260,1.9,"CM"]
[]
[null,"PPS Ø 80 MM"]
[]
[100008298,"ADAPTATEUR PPS D110-80","DY873",40.200000000000003,3661238101913,195,195,145,0.2,"CM"]
[100015325,"KIT N° 1 RACCORDEMENT CHEMINÉE FLEXIBLE PPS Ø 80 MM","DY895",200,3661238380110,395,395,380,3.4,"CM"]
[84887718,"KIT N° 2  KIT DE RACCORDEMENT CHAUDIÈRE PPS Ø 80 MM","DY718",121.2,3661238011939,505,290,260,2.2000000000000002,"CM"]
[84887708,"ADAPTATEUR PPS Ø 60/100 SUR 80/125 MM","DY708",49,3661238012028,255,145,150,0.3,"CM"]
[84887717,"KIT N° 1 KIT DE RACCORDEMENT CHEMINÉE PPS Ø 80 MM","DY717",133.4,3661238011946,395,405,390,2.9,"CM"]
[84887546,"PIÈCE DE VISITE Ø 80 MM DROITE","DY146",48.5,3661238013506,300,145,150,0.3,"CM"]
[84887613,"RALLONGE PPS Ø 80 MM   LG= 250 MM (2 PIÈCES)","DY613",32.700000000000003,3661238012967,250,170,175,0.4,"CM"]
[84887614,"RALLONGE PPS Ø 80 MM   LG= 500 MM (2 PIÈCES)","DY614",30.4,3661238012950,500,160,150,0.7,"CM"]
[84887615,"RALLONGE PPS Ø 80 MM   LG= 1000 MM (2 PIÈCES)","DY615",46.2,3661238012943,1000,160,145,1.3,"CM"]
[84887550,"RALLONGE PPS Ø 80 MM   LG= 2000 MM  (2 PIÈCES)","DY150",66.7,3661238013469,1960,150,150,2.5,"CM"]
[84887552,"COUDE PPS À 90°","DY152",14.6,3661238013445,255,145,150,0.2,"CM"]
[84887554,"COUDE PPS À 45° (2 PIECES)","DY154",26.7,3661238013421,200,200,150,0.3,"CM"]
[84887563,"TÉ PPS  AVEC COUVERCLE D'INSPECTION","DY163",48.5,3661238013353,290,220,170,0.4,"CM"]
[84887551,"ETOILE DE CENTRAGE Ø 80 MM (2 PIECES)","DY151",13.4,3661238013452,300,300,40,0.1,"CM"]
[84887585,"TERMINAL AVEC SOLIN DIAMÉTRE 80","DY185",124.9,3661238013148,390,380,280,1.5,"CM"]
[100008301,"COUDE DE REVISION PPS 87° Ø 80 MM (GRIS)","DY877",34.299999999999997,3661238102026,190,195,145,0.2,"CM"]
[]
[null,"PPS 80/125 MM"]
[]
[100002732,"TERMINAL VERTICAL PPS Ø 80/125 MM NOIR","DY843",130,3661238006621,1210,270,240,4.2,"CM"]
[100002733,"TERMINAL VERTICAL PPS Ø 80/125 MM ROUGE","DY844",130,3661238006614,1210,265,240,4.2,"CM"]
[84887716,"KIT N° 3 RACCORDEMENT CHAUDIÈRE  PPS Ø 80/125 MM","DY716",121.2,3661238011953,500,290,260,2.4,"CM"]
[84887524,"PIÈCE D'INSPECTION DROITE ALU/PPS Ø 80/125 MM","DY124",92.1,3661238013704,300,145,150,0.6,"CM"]
[100008311,"COUDE DE REVISION ALU/PPS Ø 80/125 MM","DY875",98.2,3661238101920,195,195,145,0.7,"CM"]
[100003271,"KIT DE RACCORDEMENT CHAUDIÈRE PERPENDICULAIRE","DY849",190.8,3661238005600,595,395,410,3.5,"CM"]
[100003272,"KIT DE RACCORDEMENT CHAUDIÈRE SOUS CONDUIT","DY850",143.4,3661238005594,500,290,260,1.4,"CM"]
[84887525,"TÉ D'INSPECTION ALU/PPS Ø 80/125 MM","DY125",109.3,3661238013698,315,235,150,0.8,"CM"]
[84887526,"RALLONGE CONCENTRIQUE ALU/PPS 80/125 LG= 250 MM","DY126",34,3661238013681,255,145,150,0.5,"CM"]
[84887527,"RALLONGE CONCENTRIQUE ALU/PPS 80/125 LG= 500 MM","DY127",41.3,3661238013674,520,140,140,0.9,"CM"]
[84887528,"RALLONGE CONCENTRIQUE ALU/PPS 80/125 LG=1000 MM","DY128",58.1,3661238013667,1010,135,140,1.7,"CM"]
[84887529,"RALLONGE CONCENTRIQUE ALU/PPS 80/125 LG=1950 MM","DY129",103.1,3661238013650,1960,150,150,3.5,"CM"]
[84887530,"MANC. COMP. D80/125","DY130",60.5,3661238013643,300,140,145,0.6,"CM"]
[84887531,"COUDE A 87° ALU/PPS  Ø 80/125 MM","DY131",47,3661238013636,200,200,150,0.7,"CM"]
[84887532,"COUDE CONCENTRIQUE 45° ALU/PPS Ø 80/125 MM (2 PIÈCES)","DY132",66.7,3661238013629,315,235,150,1,"CM"]
[]
["OPTIONS ELIDENS DTG 1300 Eco.NOx Plus / V"]
["REFERENCE","DESIGNATION","COLIS","PRIX","Code EAN","DIMENSIONS EMBALLAGE",null,null,"POIDS","GROUPE"]
[null,null,null,"EUR","","L","l","H","KG","ARTICLE"]
[null,"DIVERS FUMISTERIE"]
[]
[84887411,"SORTIE HORIZONTALE TOIT PENTE DE 30° A 45° ( uniquement pour tuiles mécaniques)","DY11",151.5,3661238013940,1020,700,370,3.6,"CM"]
[84837729,"SORTIE DE TOIT EN PENTE DE 40° A 60° ( uniquement pour tuiles mécaniques)","CX49",151.5,3661238014367,920,700,320,3.5,"CM"]
[84837731,"EMBASE D'ETANCHEITE POUR TOIT PLAT","CX51",36.5,3661238014343,400,400,155,0.6,"CM"]
[84837121,"TUILE A DOUILLE 5 A 25° NOIRE","CX121",94.4,3661238014428,510,250,145,3,"CM"]
[84837732,"TUILE A DOUILLE 25 A 45° NOIRE","CX52",65.900000000000006,3661238014336,520,250,145,3,"CM"]
[84837734,"TUILE A DOUILLE 35 A 55° NOIRE","CX63",82.3,3661238014312,510,265,180,3.2,"CM"]
[84837120,"TUILE A DOUILLE 5 A 25° ROUGE","CX120",94.4,3661238014435,515,245,145,3,"CM"]
[84837783,"TUILE A DOUILLE 25 A 45° ROUGE","CX83",65.900000000000006,3661238014213,515,250,150,3,"CM"]
[84837784,"TUILE A DOUILLE 35 A 55° ROUGE","CX84",82.3,3661238014206,520,265,180,3,"CM"]
[84837741,"PLATINE DE FINITION INTERIEURE","CX72",15.6,3661238014251,245,210,3,0.7,"CM"]
[100005002,"GRILLE DE PROTECTION INOX Ø 80/125 MM","DY865",148,3661238001886,275,270,270,2.6,"CM"]
[84887435,"GRILLE D'AERATION EXTERIEURE 175 CM²","DY35",17.7,3661238013889,300,250,30,0.3,"CM"]
[84887436,"GRILLE D'AERATION INTERIEURE 175 CM²","DY36",20.7,3661238013872,250,295,2,0.3,"CM"]
[84837779,"COLLIER DE FIXATION Ø 125 MM PATTE LONGUE","CX79",14.6,3661238014237,230,160,200,0.4,"CM"]
[84837118,"COLLIER DE FIXATION Ø 125 MM PATTE COURTE","CX118",9.6999999999999993,3661238014459,225,185,20,0.2,"CM"]
[84887451,"COLLIER D'ETANCHEITE POUR MONTAGE EXTERIEUR","DY51",20,3661238013841,150,130,60,0.2,"CM"]
[]
["ELIDENS DTG (E) 130-35 Eco.NOx Plus"]
["REFERENCE","DESIGNATION","COLIS","PRIX","Code EAN","DIMENSIONS EMBALLAGE",null,null,"POIDS","GROUPE"]
[null,null,null,"EUR","","L","l","H","KG","ARTICLE"]
[]
[100009172,"DTG E 130-35  Eco.NOx Plus  ","HE18",5148,3661238168619,700,900,1290,125,"CH"]
[100009173,"DTG  130-35  Eco.NOx Plus  ","HE19",4793,3661238168626,700,900,1290,114,"CH"]
[]
[100010181,"DTG  E 1300-35 Eco.NOx Plus/ BA 150  ",null,6849,3661238415409,null,null,null,236,"CH"]
[100010183,"DTG  1300-35 Eco.NOx Plus/ BA 150  ",null,6494,3661238415331,null,null,null,225.5,"CH"]
[]
["LISTE DES COLIS"]
[]
[100009172,"DTG E 130-35  Eco.NOx Plus  ","HE18",5148,3661238168619,700,900,1290,125,"CH"]
[100009173,"DTG  130-35  Eco.NOx Plus  ","HE19",4793,3661238168626,700,900,1290,114,"CH"]
[100009226,"BALLON BA 150","EA83",1321,3661238338449,700,900,1290,106,"CH"]
[100009194,"KIT DE LIAISON CHAUDIERE / BALLON  EA124","EA124",380,3661238338456,575,505,150,5,"CH"]
[100009192,"KIT DE LIAISON CHAUDIERE / BALLON  EA122","EA122",380,3661238338463,575,505,150,5.5,"CH"]
[]
["OPTIONS ELIDENS DTG 130-35 Eco.NOx Plus"]
["REFERENCE","DESIGNATION","COLIS","PRIX","Code EAN","DIMENSIONS EMBALLAGE",null,null,"POIDS","GROUPE"]
[null,null,null,"EUR","","L","l","H","KG","ARTICLE"]
[]
["VERSION ÉQUIPÉE"]
[]
["OPTIONS ECS"]
[]
[100000030,"COLIS OPTION SONDE ECS","AD212",43.5,3661238011168,200,150,30,0.2,"CM"]
[100009841,"KIT VANNE D'INVERSION HE25","HE25",293.39999999999998,3661238338470,410,215,115,3,"CH"]
[100009194,"KIT DE LIAISON CHAUDIERE / BALLON  EA124 (inclus HE25)","EA124",380,3661238338456,575,505,150,5,"CH"]
[89757752,"ANODE A COURANT IMPOSE","AJ38",263.89999999999998,3661238046849,250,95,50,0.4,"CH"]
[89557009,"KIT DE RACCORDS G EN R (1\" ET 3/4\") ","BH84",23.4,3661238047563,200,140,45,0.3,"CM"]
[]
["PREPARATEURS B gamme \"Performance\"  -"]
[]
[100006731,"PREPARATEUR BP 150 L","EC400",1235,3661238101654,825,690,1120,86,"CH"]
[100006732,"PREPARATEUR BP 200 L","EC401",1372,3661238101647,825,690,1385,103.5,"CH"]
[100006733,"PREPARATEUR BP 300 L","EC402",1745,3661238101630,825,690,1930,134,"CH"]
[]
["PREPARATEURS BL ",null,null,null,null,null,null,null,""]
[null,null,null,null,null,null,null,null,""]
[100013061,"PREPARATEUR BL 150 L","EC441",1006,3661238361690,730,800,1130,66.5,"CH"]
[100013062,"PREPARATEUR BL 200 L","EC442",1155,3661238361706,720,800,1400,107.5,"CH"]
[100013063,"PREPARATEUR BL 300 L","EC443",1419,3661238361713,720,800,1930,103,"CH"]
[]
["OPTIONS MODULES HYDRAULIQUES"]
[]
[100009840,"KIT VANNE MELANGEUSE 3 VOIES INT. HE24","HE24",353.5,3661238338487,410,190,195,5.5,"CH"]
[100009842,"KIT VANNE MELANGEUSE 3 VOIES EXT. HE26","HE26",108.5,3661238338494,260,160,120,1.4,"CH"]
[]
[89997014,"COLLECTEUR ISOLE POUR 2 MODULES HYDRAULIQUES","EA59",265.2,3661238044654,635,195,170,6.1,"CH"]
[89997015,"COLLECTEUR ISOLE POUR 3 MODULES HYDRAULIQUES","EA60",454.3,3661238044647,880,220,205,9,"CH"]
[]
[89997016,"MODULE HYDRAULIQUE POUR 1 CIRCUIT DIRECT POMPE 3 VITESSES","EA61",409.4,3661238044630,405,270,240,6.6,"CH"]
[89997018,"MODULE HYDRAULIQUE POUR 1 CIRCUIT DIRECT AVEC VANNE POMPE 3 VITESSES","EA63",652.20000000000005,3661238044623,405,270,240,8.1999999999999993,"CH"]
[]
[89997020,"MODULE HYDRAULIQUE POUR 1 CIRCUIT DIRECT POMPE ELECTRONIQUE","EA65",483.4,3661238044616,405,270,240,6.8,"CH"]
[89997022,"MOD. HYDR. AVEC CIRCUL. ELECTRO. POUR 1 CIRCUIT AVEC VANNE MELANGEUSE","EA67",726.5,3661238044609,405,270,240,8.1999999999999993,"CH"]
[]
[100013530,"MODULE HYDRAULIQUE POUR 1 CIRCUIT AVEC POMPE HAUTE PERFORMANCE (CLASSE A)","EA135",640,3661238364448,390,260,215,6.9,"CH"]
[100013531,"MODULE HYDRAULIQUE POUR CIRCUIT VANNE AVEC POMPE HAUTE PERFORMANCE (CLASSE A)","EA136",820,3661238364455,390,260,215,8.4,"CH"]
[]
[89997029,"JEU DE 2 CONSOLES MURALES POUR MODULES HYDRAULIQUES","EA74",52.4,3661238044586,340,125,80,1.1000000000000001,"CH"]
[]
["OPTIONS ELIDENS DTG 130-35 Eco.NOx Plus"]
["REFERENCE","DESIGNATION","COLIS","PRIX","Code EAN","DIMENSIONS EMBALLAGE",null,null,"POIDS","GROUPE"]
[null,null,null,"EUR","","L","l","H","KG","ARTICLE"]
[]
["VERSION NON ÉQUIPÉE"]
[]
["OPTIONS ECS"]
[]
[100000030,"COLIS OPTION SONDE ECS","AD212",43.5,3661238011168,200,150,30,0.2,"CM"]
[100007834,"KIT LIAISON GT-GTU-GTU C 120-DTG 35 / B 150-200-300","EA116",445.9,3661238113350,600,500,135,6,"CH"]
[89757752,"ANODE A COURANT IMPOSE","AJ38",263.89999999999998,3661238046849,250,95,50,0.4,"CH"]
[89557009,"KIT DE RACCORDS G EN R (1\" ET 3/4\") ","BH84",23.4,3661238047563,200,140,45,0.3,"CM"]
[]
["PREPARATEURS B gamme \"Performance\"  -"]
[]
[100006731,"PREPARATEUR BP 150 L","EC400",1235,3661238101654,825,690,1120,86,"CH"]
[100006732,"PREPARATEUR BP 200 L","EC401",1372,3661238101647,825,690,1385,103.5,"CH"]
[100006733,"PREPARATEUR BP 300 L","EC402",1745,3661238101630,825,690,1930,134,"CH"]
[]
["PREPARATEURS BL ",null,null,null,null,null,null,null,""]
[null,null,null,null,null,null,null,null,""]
[100013061,"PREPARATEUR BL 150 L","EC441",1006,3661238361690,730,800,1130,66.5,"CH"]
[100013062,"PREPARATEUR BL 200 L","EC442",1155,3661238361706,720,800,1400,107.5,"CH"]
[100013063,"PREPARATEUR BL 300 L","EC443",1419,3661238361713,720,800,1930,103,"CH"]
[]
["OPTIONS MODULES HYDRAULIQUES "]
[]
[89997000,"JEU DE CROIX DE RACCORDEMENT","EA45",48.5,3661238044753,175,135,90,1.2,"CH"]
[]
[100009193,"TUBULURES MODULES HYDRAULIQUES","EA123",131.1,3661238371040,800,410,140,6,"CH"]
[]
[89997009,"KIT DE SECURITE","EA54",111.2,3661238044692,390,230,135,1.6,"CH"]
[]
[89997014,"COLLECTEUR ISOLE POUR 2 MODULES HYDRAULIQUES","EA59",265.2,3661238044654,635,195,170,6.1,"CH"]
[89997015,"COLLECTEUR ISOLE POUR 3 MODULES HYDRAULIQUES","EA60",454.3,3661238044647,880,220,205,9,"CH"]
[]
[89997016,"MODULE HYDRAULIQUE POUR 1 CIRCUIT DIRECT POMPE 3 VITESSES","EA61",409.4,3661238044630,405,270,240,6.6,"CH"]
[89997018,"MODULE HYDRAULIQUE POUR 1 CIRCUIT DIRECT AVEC VANNE POMPE 3 VITESSES","EA63",652.20000000000005,3661238044623,405,270,240,8.1999999999999993,"CH"]
[]
[89997020,"MODULE HYDRAULIQUE POUR 1 CIRCUIT DIRECT POMPE ELECTRONIQUE","EA65",483.4,3661238044616,405,270,240,6.8,"CH"]
[89997022,"MOD. HYDR. AVEC CIRCUL. ELECTRO. POUR 1 CIRCUIT AVEC VANNE MELANGEUSE","EA67",726.5,3661238044609,405,270,240,8.1999999999999993,"CH"]
[]
[100013530,"MODULE HYDRAULIQUE POUR 1 CIRCUIT AVEC POMPE HAUTE PERFORMANCE (CLASSE A)","EA135",640,3661238364448,390,260,215,6.9,"CH"]
[100013531,"MODULE HYDRAULIQUE POUR CIRCUIT VANNE AVEC POMPE HAUTE PERFORMANCE (CLASSE A)","EA136",820,3661238364455,390,260,215,8.4,"CH"]
[]
[89997029,"JEU DE 2 CONSOLES MURALES POUR MODULES HYDRAULIQUES","EA74",52.4,3661238044586,340,125,80,1.1000000000000001,"CH"]
[]
["OPTIONS TOUTES VERSIONS"]
[]
[null,"OPTIONS REGULATION"]
[]
[85757743,"PLATINE + SONDE POUR 1 CIRCUIT AVEC VANNE MELANGEUSE","FM48",152.6,3661238022737,260,170,120,0.4,"CM"]
[85757746,"COMMANDE A DISTANCE INTERACTIVE CDI 2 ","FM51",176.1,3661238022713,180,110,85,0.3,"CM"]
[100004636,"COMMANDE A DISTANCE RADIO CDR 2","FM161",310.39999999999998,3661238002456,200,150,130,0.6,"CM"]
[100004637,"MODULE CDR 2 SUPPLEMENTAIRE","FM162",205.5,3661238002449,280,200,40,0.2,"CM"]
[100010960,"SONDE EXTERIEURE RADIO DIEMATIC 3","AD241",67.8,3661238338128,150,210,30,0.2,"CH"]
[100010961,"MODULE CHAUDIERE RADIO DIEMATIC 3","AD242",105.1,3661238338135,260,160,120,0.3,"CH"]
[85757747,"COMMANDE A DISTANCE SIMPLIFIEE AVEC SONDE D'AMBIANCE","FM52",88,3661238022706,110,85,40,0.1,"CM"]
[88017851,"CABLE DE LIAISON BUS LG 12 M","AD134",92.7,3661238048850,350,260,30,0.4,"CM"]
[88017878,"MODULE DE TELESURVEILLANCE VOCAL","AD152",595.9,3661238048751,210,190,105,1.1000000000000001,"CM"]
[100005130,"COLIS SONDES POUR BALLON TAMPON","AD216",82.4,3661238001855,210,170,35,0.3,"CM"]
[]
["OPTIONS CHAUDIERE"]
[]
[100002310,"KIT DE RACCORDEMENT HYDRAULIQUE DTG/MC 35-45 65-90-115 ","HC139",282.5,3661238007604,310,215,130,4.0999999999999996,"CM"]
[100010190,"KIT DE RACCORDEMENT HYDRAULIQUE DTG E 130-35  ","HE27",111.6,3661238338500,190,150,125,1.3,"CH"]
[100004641,"ROBINET GAZ 3/4\" DROIT","HC158",37.6,3661238002432,200,150,125,0.8,"CM"]
[100003347,"COMMANDE EXTERNE ALARME VANNE","GR12",75.3,3661238005358,195,150,125,0.4,"GC"]
[85317018,"BOUTEILLE CASSE PRESSION HW PLUS 70","HC28",382.5,3661238091658,585,290,270,6.6,"CM"]
[85317019,"BOUTEILLE CASSE PRESSION HW 200 ","HC29",938,3661238091641,1030,290,470,26.5,"CM"]
[]
[82197762,"SYSTEME DE NEUTRALISATION DES CONDENSATS (JUSQU'À ≈ 19.200 L CONDENSATS)","BP52",472.2,3661238020696,760,165,210,9.9,"GC"]
[]
[83877009,"STATION DE NEURALISATION DES CONDENSATS (CHAUDIERES JUSQU'À 120KW)","DU13",886.3,3661238015081,350,230,360,15,"CM"]
[83877010,"STATION DE NEUTRALISATION DES CONDENSATS (CHAUDIERES DE 120 A 350 KW)","DU14",1081,3661238015074,450,330,350,26,"CH"]
[83877011,"SYSTEME DE NEUTRALISATION DES CONDENSATS  (CHAUDIERES ≥ 350KW)","DU15",1150.3,3661238015067,660,455,270,20,"CH"]
[94225601,"RECHARGE DE GRANULATS DE NEUTRALISATION 10 KG**",null,50.42,3661238075597,25,22,22,10,"PR"]
[null,"** : DISPONIBLE AU CENTRE PIECES DE RECHANGE"]
[]
[]
["FUMISTERIE ELIDENS DTG (E) 130-35 Eco.NOx Plus  voir Chapitre Fumisterie DTG 130-45/115 Eco.NOx Plus"]
[]
["SOLNEO SGC 24 SOL"]
["REFERENCE","DESIGNATION","COLIS","PRIX","Code EAN","DIMENSIONS EMBALLAGE",null,null,"POIDS","GROUPE"]
[null,null,null,"EUR","","L","l","H","KG","ARTICLE"]
[null,null,null,null,""]
["CHAUDIERES POUR RACCORDEMENT VENTOUSE",null,null,null,""]
[null,null,null,null,""]
[100012340,"SGC 24 SOL HOR",null,4925,3661238358416,null,null,null,205.8,"CH"]
[100012341,"SGC 24 SOL VER",null,5006,3661238358423,null,null,null,207.5,"CH"]
[]
[]
["LISTE DES COLIS"]
[]
[100011477,"SGC 24 SOL","GP1",4827,3661238352193,695,900,1840,203,"CH"]
[]
[100008296,"TERMINAL HORIZONTAL PPS Ø 60/100 MM LG=800 MM","DY871",98,3661238168022,1200,200,200,2.8,"CM"]
[]
[84887708,"ADAPTATEUR PPS Ø 60/100 SUR 80/125 MM","DY708",49,3661238012028,255,145,150,0.3,"CM"]
[100002732,"TERMINAL VERTICAL PPS Ø 80/125 MM NOIR","DY843",130,3661238006621,1210,270,240,4.2,"CM"]
[]
[]
["ACCESSOIRES (non fournis avec la chaudières)"]
[]
[100006435,"KIT DE RACCORDEMENT CENTRAL","HE8",244.1,3661238100930,560,370,230,6,"CH"]
[100006436,"KIT DE RACCORDEMENT DROITE/GAUCHE","HE9",244.1,3661238100923,505,335,155,5,"CH"]
[]
[]
["OPTIONS"]
[]
[85317023,"STATION DE NEUTRALISATION","HC33",331.1,3661238091634,410,420,340,5.5,"CM"]
[85317024,"SUPPORT MURAL POUR STATION DE NEUTRALISATION","HC34",92.6,3661238091627,340,255,190,1.8,"CM"]
[85317025,"RECHARGE 2 KG POUR NEUTRALISATION","HC35",118,3661238091610,510,315,190,3.7,"CM"]
[]
[88017859,"THERMOSTAT D'AMBIANCE NON PROGRAMMABLE","AD140",42.9,3661238048805,80,80,40,0.1,"CM"]
[88017855,"THERMOSTAT D'AMBIANCE PROGRAMMABLE (FILAIRE)","AD137",137.80000000000001,3661238048836,130,90,55,0.2,"CM"]
[88017018,"THERMOSTAT D'AMBIANCE PROGRAMMABLE (SANS FILS)","AD200",242.7,3661238049178,175,150,90,0.4,"CM"]
[85757745,"COMMANDE A DISTANCE COMMUNICANTE EASYMATIC (FILAIRE)","FM50",256,3661238022720,175,105,80,0.3,"CM"]
[88017019,"COMMANDE A DISTANCE COMMUNICANTE EASYRADIO (SANS FILS)","AD201",360,3661238049161,200,155,125,0.6,"CM"]
[85757741,"SONDE EXTERIEURE","FM46",34.5,3661238022751,200,150,40,0.1,"CM"]
[88017020,"PLATINE + SONDE POUR VANNE MELANGEUSE 3 VOIES","AD202",152.6,3661238049154,260,160,120,0.5,"CM"]
[100003301,"KIT RAC PLANCHER CHAUFFANT DIRECT   ","HA249",31,3661238005570,210,140,20,0.1,"CM"]
[100000920,"MODULE HYDRAULIQUE COMPACT 2 CIRCUITS","EA104",899.3,3661238010116,490,440,270,10.5,"CM"]
[null,null,null,null,""]
["OPTIONS SOLNEO SGC 24 SOL"]
["REFERENCE","DESIGNATION","COLIS","PRIX","Code EAN","DIMENSIONS EMBALLAGE",null,null,"POIDS","GROUPE"]
[null,null,null,"EUR","","L","l","H","KG","ARTICLE"]
[null,null,null,null,""]
["FUMISTERIE",null,null,null,""]
[]
[null,"PPS Ø 60 MM"]
[]
[84887585,"TERMINAL AVEC SOLIN DIAMÉTRE 80","DY185",124.9,3661238013148,390,380,280,1.5,"CM"]
[84887690,"RALLONGE D60 L500 2X ","DY690",34.200000000000003,3661238012196,505,135,140,0.5,"CM"]
[84887691,"RALLONGE D60L1000 2X ","DY691",42.3,3661238012189,1025,135,140,1,"CM"]
[84887692,"RALLONGE D60 L1950 2X","DY692",66.2,3661238012172,1960,150,150,1.9,"CM"]
[84887693,"COUDE D60 87°  ","DY693",18.2,3661238012165,155,160,160,0.2,"CM"]
[84887694,"COUDE D60 45° (2X)","DY694",44.5,3661238012158,155,155,160,0.2,"CM"]
[84887697,"COUDE D60 87°+ SUPP","DY697",39.9,3661238012127,505,160,150,0.8,"CM"]
[84887698,"PIECE DE VISITE D 60 DROITE","DY698",53.7,3661238012110,295,145,150,0.2,"CM"]
[84887741,"TE DE VISITE D60","DY741",60.5,3661238011724,250,145,145,0.2,"CM"]
[84887700,"KIT N°1  D60","DY700",191.5,3661238012103,395,400,385,2.7,"CM"]
[84887701,"KIT DE RACCORDEMENT CHEMINÉE PPS 60/80 MM","DY701",229.6,3661238012097,395,400,385,2.8,"CM"]
[84887702,"KIT DE RACCORDEMENT CHAUDIERE","DY702",153.80000000000001,3661238012080,500,290,260,1.9,"CM"]
[84887673,"ETOILE DE CENTRAGE Ø 60 MM (2 PIECES)","DY673",12.1,3661238012363,300,300,40,0.1,"CM"]
[]
[null,"ALU Ø 80 MM"]
[]
[84887585,"TERMINAL AVEC SOLIN DIAMÉTRE 80","DY185",124.9,3661238013148,390,380,280,1.5,"CM"]
[84887600,"TUBE D'INSPECTION Ø 80 MM","DY600",42.5,3661238013094,300,145,150,0.5,"CM"]
[84887738,"TE DE VISITE Ø 80 MM","DY738",61.6,3661238011755,285,215,165,0.7,"CM"]
[84887604,"RALLONGE 250 MM (2 PIECES)","DY604",29.1,3661238013056,255,170,175,0.7,"CM"]
[84887605,"RALLONGE 500 MM (2 PIECES)","DY605",38.799999999999997,3661238013049,520,175,170,1.3,"CM"]
[84887606,"RALLONGE 1000 MM (2 PIECES)","DY606",60.7,3661238013032,1020,175,175,2.5,"CM"]
[84887607,"RALLONGE 1950 MM  (2 PIECES)","DY607",103.1,3661238013025,1985,170,175,5,"CM"]
[84887551,"ETOILE DE CENTRAGE Ø 80 MM (2 PIECES)","DY151",13.4,3661238013452,300,300,40,0.1,"CM"]
[84887608,"COUDE A 90° 87°","DY608",18.2,3661238013018,155,160,160,0.3,"CM"]
[84887609,"COUDE A 45°  (2 PIECES)","DY609",32.700000000000003,3661238013001,200,200,150,0.5,"CM"]
[84887711,"KIT N°1 RACCORDEMENT CHEMINEE Ø 80 MM","DY711",157.69999999999999,3661238011991,595,400,410,3.7,"CM"]
[100002361,"PIÈCE D'ADAPTATION BIFLUX 2X80","DY819",37.5,3661238007338,340,240,30,0.1,"CM"]
[84887438,"PRISE D'AIR EXTERIEURE LG=500 MM","DY38",83.8,3661238013858,690,245,145,1.2,"CM"]
[84887723,"ADAPTATEUR BI-FLUX Ø60/100 SUR 2x80","DY723",71.900000000000006,3661238011892,285,210,165,0.9,"CM"]
[]
[null,"PPS/ALU 60/100 MM"]
[]
[100008297,"TERMINAL HORIZONTAL Ø 60/100 MM","DY872",232,3661238168015,955,175,320,3,"CM"]
[84887681,"RALLONGE CONCENTRIQUE LG=500 MM","DY681",34.299999999999997,3661238012288,510,135,140,0.7,"CM"]
[84887682,"RALLONGE CONCENTRIQUE LG=1000 MM","DY682",46.2,3661238012271,1010,130,135,1.4,"CM"]
[84887683,"RALLONGE CONCENTRIQUE LG=1950 MM","DY683",87.6,3661238012264,1960,150,150,2.8,"CM"]
[84887684,"COUDE D60/100 87°","DY684",36.700000000000003,3661238012257,200,200,150,0.5,"CM"]
[84887685,"2 COUDES CONCENTRIQUES A 45°","DY685",69.8,3661238012240,250,185,150,0.7,"CM"]
[84887686,"2 COUDES CONCENTRIQUES A 30°","DY686",136,3661238012233,250,190,155,0.6,"CM"]
[84887687,"2 COUDES CONCENTRIQUES A 15°","DY687",136,3661238012226,255,195,150,0.6,"CM"]
[84887688,"MANCHON DE COMPENSATION DE 50 A 250 MM","DY688",59.2,3661238012219,515,135,140,0.5,"CM"]
[84887689,"PIECE DE VISITE D60/100 DROITE","DY689",112.5,3661238012202,255,185,150,0.6,"CM"]
[84887737,"TE DE VISITE 60/100","DY737",112.5,3661238011762,255,185,145,0.6,"CM"]
[84887702,"KIT DE RACCORDEMENT CHAUDIERE","DY702",153.80000000000001,3661238012080,500,290,260,1.9,"CM"]
[]
[null,"FLEXIBLE PPS Ø 80 MM"]
[]
[100015325,"KIT N° 1 RACCORDEMENT CHEMINÉE FLEXIBLE PPS Ø 80 MM","DY895",200,3661238380110,395,395,380,3.4,"CM"]
[100015327,"TUBE FLEXIBLE LG=12,5M","DY897",300,3661238380134,1200,1220,250,8,"CM"]
[100015326,"TUBE FLEXIBLE LG=50M","DY896",1050,3661238380127,1600,1660,410,26,"CM"]
[84887618,"ETOILE DE CENTRAGE POUR FLEXIBLE Ø 80 MM (2 PIÈCES)","DY618",30,3661238012912,300,300,70,0.2,"CM"]
[100015328,"PIÈCE DE COUPLAGE FLEXIBLE Ø 80 MM","DY898",60,3661238380141,150,150,150,0.3,"CM"]
[100015331,"OUTIL D'AIDE À L'INSERTION Ø 80 MM","DY901",150,3661238380172,300,210,185,1.4,"CM"]
[100015330,"PIÈCE D'INSPECTION POUR TUBE FLEXIBLE","DY900",109,3661238380165,295,140,140,0.5,"CM"]
[100015329,"TERMINAL AVEC SOLIN FLEX. Ø 80 MM","DY899",150,3661238380158,385,385,250,1.7,"CM"]
[100015880,"ADAPTATEUR PPS FLEX Ø 80 MM","DY904",35,3661238417632,195,195,145,0.1,"CH"]
[]
["OPTIONS SOLNEO SGC 24 SOL"]
["REFERENCE","DESIGNATION","COLIS","PRIX","Code EAN","DIMENSIONS EMBALLAGE",null,null,"POIDS","GROUPE"]
[null,null,null,"EUR","","L","l","H","KG","ARTICLE"]
[null,null,null,null,""]
[null,"PPS Ø 80 MM",null,null,""]
[]
[100008298,"ADAPTATEUR PPS D110-80","DY873",40.200000000000003,3661238101913,195,195,145,0.2,"CM"]
[100015325,"KIT N° 1 RACCORDEMENT CHEMINÉE FLEXIBLE PPS Ø 80 MM","DY895",200,3661238380110,395,395,380,3.4,"CM"]
[84887718,"KIT N° 2  KIT DE RACCORDEMENT CHAUDIÈRE PPS Ø 80 MM","DY718",121.2,3661238011939,505,290,260,2.2000000000000002,"CM"]
[84887708,"ADAPTATEUR PPS Ø 60/100 SUR 80/125 MM","DY708",49,3661238012028,255,145,150,0.3,"CM"]
[84887717,"KIT N° 1 KIT DE RACCORDEMENT CHEMINÉE PPS Ø 80 MM","DY717",133.4,3661238011946,395,405,390,2.9,"CM"]
[84887546,"PIÈCE DE VISITE Ø 80 MM DROITE","DY146",48.5,3661238013506,300,145,150,0.3,"CM"]
[84887613,"RALLONGE PPS Ø 80 MM   LG= 250 MM (2 PIÈCES)","DY613",32.700000000000003,3661238012967,250,170,175,0.4,"CM"]
[84887614,"RALLONGE PPS Ø 80 MM   LG= 500 MM (2 PIÈCES)","DY614",30.4,3661238012950,500,160,150,0.7,"CM"]
[84887615,"RALLONGE PPS Ø 80 MM   LG= 1000 MM (2 PIÈCES)","DY615",46.2,3661238012943,1000,160,145,1.3,"CM"]
[84887550,"RALLONGE PPS Ø 80 MM   LG= 2000 MM  (2 PIÈCES)","DY150",66.7,3661238013469,1960,150,150,2.5,"CM"]
[84887552,"COUDE PPS À 90°","DY152",14.6,3661238013445,255,145,150,0.2,"CM"]
[84887554,"COUDE PPS À 45° (2 PIECES)","DY154",26.7,3661238013421,200,200,150,0.3,"CM"]
[84887563,"TÉ PPS  AVEC COUVERCLE D'INSPECTION","DY163",48.5,3661238013353,290,220,170,0.4,"CM"]
[84887551,"ETOILE DE CENTRAGE Ø 80 MM (2 PIECES)","DY151",13.4,3661238013452,300,300,40,0.1,"CM"]
[84887585,"TERMINAL AVEC SOLIN DIAMÉTRE 80","DY185",124.9,3661238013148,390,380,280,1.5,"CM"]
[100008301,"COUDE DE REVISION PPS 87° Ø 80 MM (GRIS)","DY877",34.299999999999997,3661238102026,190,195,145,0.2,"CM"]
[]
[null,"PPS 80/125 MM"]
[]
[100002732,"TERMINAL VERTICAL PPS Ø 80/125 MM NOIR","DY843",130,3661238006621,1210,270,240,4.2,"CM"]
[100002733,"TERMINAL VERTICAL PPS Ø 80/125 MM ROUGE","DY844",130,3661238006614,1210,265,240,4.2,"CM"]
[84887716,"KIT N° 3 RACCORDEMENT CHAUDIÈRE  PPS Ø 80/125 MM","DY716",121.2,3661238011953,500,290,260,2.4,"CM"]
[84887524,"PIÈCE D'INSPECTION DROITE ALU/PPS Ø 80/125 MM","DY124",92.1,3661238013704,300,145,150,0.6,"CM"]
[100008311,"COUDE DE REVISION ALU/PPS Ø 80/125 MM","DY875",98.2,3661238101920,195,195,145,0.7,"CM"]
[100003271,"KIT DE RACCORDEMENT CHAUDIÈRE PERPENDICULAIRE","DY849",190.8,3661238005600,595,395,410,3.5,"CM"]
[100003272,"KIT DE RACCORDEMENT CHAUDIÈRE SOUS CONDUIT","DY850",143.4,3661238005594,500,290,260,1.4,"CM"]
[84887525,"TÉ D'INSPECTION ALU/PPS Ø 80/125 MM","DY125",109.3,3661238013698,315,235,150,0.8,"CM"]
[84887526,"RALLONGE CONCENTRIQUE ALU/PPS 80/125 LG= 250 MM","DY126",34,3661238013681,255,145,150,0.5,"CM"]
[84887527,"RALLONGE CONCENTRIQUE ALU/PPS 80/125 LG= 500 MM","DY127",41.3,3661238013674,520,140,140,0.9,"CM"]
[84887528,"RALLONGE CONCENTRIQUE ALU/PPS 80/125 LG=1000 MM","DY128",58.1,3661238013667,1010,135,140,1.7,"CM"]
[84887529,"RALLONGE CONCENTRIQUE ALU/PPS 80/125 LG=1950 MM","DY129",103.1,3661238013650,1960,150,150,3.5,"CM"]
[84887530,"MANC. COMP. D80/125","DY130",60.5,3661238013643,300,140,145,0.6,"CM"]
[84887531,"COUDE A 87° ALU/PPS  Ø 80/125 MM","DY131",47,3661238013636,200,200,150,0.7,"CM"]
[84887532,"COUDE CONCENTRIQUE 45° ALU/PPS Ø 80/125 MM (2 PIÈCES)","DY132",66.7,3661238013629,315,235,150,1,"CM"]
[]
[null,"DIVERS FUMISTERIE"]
[]
[84887411,"SORTIE HORIZONTALE TOIT PENTE DE 30° A 45° ( uniquement pour tuiles mécaniques)","DY11",151.5,3661238013940,1020,700,370,3.6,"CM"]
[84837729,"SORTIE DE TOIT EN PENTE DE 40° A 60° ( uniquement pour tuiles mécaniques)","CX49",151.5,3661238014367,920,700,320,3.5,"CM"]
[84837731,"EMBASE D'ETANCHEITE POUR TOIT PLAT","CX51",36.5,3661238014343,400,400,155,0.6,"CM"]
[84837121,"TUILE A DOUILLE 5 A 25° NOIRE","CX121",94.4,3661238014428,510,250,145,3,"CM"]
[84837732,"TUILE A DOUILLE 25 A 45° NOIRE","CX52",65.900000000000006,3661238014336,520,250,145,3,"CM"]
[84837734,"TUILE A DOUILLE 35 A 55° NOIRE","CX63",82.3,3661238014312,510,265,180,3.2,"CM"]
[84837120,"TUILE A DOUILLE 5 A 25° ROUGE","CX120",94.4,3661238014435,515,245,145,3,"CM"]
[84837783,"TUILE A DOUILLE 25 A 45° ROUGE","CX83",65.900000000000006,3661238014213,515,250,150,3,"CM"]
[84837784,"TUILE A DOUILLE 35 A 55° ROUGE","CX84",82.3,3661238014206,520,265,180,3,"CM"]
[84837741,"PLATINE DE FINITION INTERIEURE","CX72",15.6,3661238014251,245,210,3,0.7,"CM"]
[100005002,"GRILLE DE PROTECTION INOX Ø 80/125 MM","DY865",148,3661238001886,275,270,270,2.6,"CM"]
[84887435,"GRILLE D'AERATION EXTERIEURE 175 CM²","DY35",17.7,3661238013889,300,250,30,0.3,"CM"]
[84887436,"GRILLE D'AERATION INTERIEURE 175 CM²","DY36",20.7,3661238013872,250,295,2,0.3,"CM"]
[84837779,"COLLIER DE FIXATION Ø 125 MM PATTE LONGUE","CX79",14.6,3661238014237,230,160,200,0.4,"CM"]
[84837118,"COLLIER DE FIXATION Ø 125 MM PATTE COURTE","CX118",9.6999999999999993,3661238014459,225,185,20,0.2,"CM"]
[84887451,"COLLIER D'ETANCHEITE POUR MONTAGE EXTERIEUR","DY51",20,3661238013841,150,130,60,0.2,"CM"]
[]
["ECODENS DTG 1300-24 Eco / V130-3"]
["REFERENCE","DESIGNATION","COLIS","PRIX","Code EAN","DIMENSIONS EMBALLAGE",null,null,"POIDS","GROUPE"]
[null,null,null,"EUR","","L","l","H","KG","ARTICLE"]
[null,null,null,null,""]
["CHAUDIERES POUR RACCORDEMENT VENTOUSE",null,null,null,""]
[null,null,null,null,""]
[100015293,"DTG 1300-24 Eco / V130-3 HOR",null,2817,3661238379862,null,null,null,170.8,"CH"]
[100015294,"DTG 1300-24 Eco / V130-3 VER",null,2898,3661238379879,null,null,null,172.5,"CH"]
[]
[]
["LISTE DES COLIS"]
[]
[100015291,"DTG 1300-24 Eco / V130-3","HE41",2719,3661238379848,740,740,1680,168,"CH"]
[]
[100008296,"TERMINAL HORIZONTAL PPS Ø 60/100 MM LG=800 MM","DY871",98,3661238168022,1200,200,200,2.8,"CM"]
[]
[84887708,"ADAPTATEUR PPS Ø 60/100 SUR 80/125 MM","DY708",49,3661238012028,255,145,150,0.3,"CM"]
[100002732,"TERMINAL VERTICAL PPS Ø 80/125 MM NOIR","DY843",130,3661238006621,1210,270,240,4.2,"CM"]
[]
[]
["ACCESSOIRES (non fournis avec la chaudières)"]
[]
[100006435,"KIT DE RACCORDEMENT CENTRAL","HE8",244.1,3661238100930,560,370,230,6,"CH"]
[100006436,"KIT DE RACCORDEMENT DROITE/GAUCHE","HE9",244.1,3661238100923,505,335,155,5,"CH"]
[]
["OPTIONS"]
[]
[85317023,"STATION DE NEUTRALISATION","HC33",331.1,3661238091634,410,420,340,5.5,"CM"]
[85317024,"SUPPORT MURAL POUR STATION DE NEUTRALISATION","HC34",92.6,3661238091627,340,255,190,1.8,"CM"]
[85317025,"RECHARGE 2 KG POUR NEUTRALISATION","HC35",118,3661238091610,510,315,190,3.7,"CM"]
[]
[88017859,"THERMOSTAT D'AMBIANCE NON PROGRAMMABLE","AD140",42.9,3661238048805,80,80,40,0.1,"CM"]
[88017855,"THERMOSTAT D'AMBIANCE PROGRAMMABLE (FILAIRE)","AD137",137.80000000000001,3661238048836,130,90,55,0.2,"CM"]
[88017018,"THERMOSTAT D'AMBIANCE PROGRAMMABLE (SANS FILS)","AD200",242.7,3661238049178,175,150,90,0.4,"CM"]
[85757745,"COMMANDE A DISTANCE COMMUNICANTE EASYMATIC (FILAIRE)","FM50",256,3661238022720,175,105,80,0.3,"CM"]
[88017019,"COMMANDE A DISTANCE COMMUNICANTE EASYRADIO (SANS FILS)","AD201",360,3661238049161,200,155,125,0.6,"CM"]
[85757741,"SONDE EXTERIEURE","FM46",34.5,3661238022751,200,150,40,0.1,"CM"]
[88017020,"PLATINE + SONDE POUR VANNE MELANGEUSE 3 VOIES","AD202",152.6,3661238049154,260,160,120,0.5,"CM"]
[100003301,"KIT RAC PLANCHER CHAUFFANT DIRECT   ","HA249",31,3661238005570,210,140,20,0.1,"CM"]
[100000920,"MODULE HYDRAULIQUE COMPACT 2 CIRCUITS","EA104",899.3,3661238010116,490,440,270,10.5,"CM"]
[]
["OPTIONS ECODENS DTG 1300 Eco V"]
["REFERENCE","DESIGNATION","COLIS","PRIX","Code EAN","DIMENSIONS EMBALLAGE",null,null,"POIDS","GROUPE"]
[null,null,null,"EUR","","L","l","H","KG","ARTICLE"]
[null,null,null,null,""]
["FUMISTERIE",null,null,null,""]
[]
[null,"PPS Ø 60 MM"]
[]
[84887585,"TERMINAL AVEC SOLIN DIAMÉTRE 80","DY185",124.9,3661238013148,390,380,280,1.5,"CM"]
[84887690,"RALLONGE D60 L500 2X ","DY690",34.200000000000003,3661238012196,505,135,140,0.5,"CM"]
[84887691,"RALLONGE D60L1000 2X ","DY691",42.3,3661238012189,1025,135,140,1,"CM"]
[84887692,"RALLONGE D60 L1950 2X","DY692",66.2,3661238012172,1960,150,150,1.9,"CM"]
[84887693,"COUDE D60 87°  ","DY693",18.2,3661238012165,155,160,160,0.2,"CM"]
[84887694,"COUDE D60 45° (2X)","DY694",44.5,3661238012158,155,155,160,0.2,"CM"]
[84887697,"COUDE D60 87°+ SUPP","DY697",39.9,3661238012127,505,160,150,0.8,"CM"]
[84887698,"PIECE DE VISITE D 60 DROITE","DY698",53.7,3661238012110,295,145,150,0.2,"CM"]
[84887741,"TE DE VISITE D60","DY741",60.5,3661238011724,250,145,145,0.2,"CM"]
[84887700,"KIT N°1  D60","DY700",191.5,3661238012103,395,400,385,2.7,"CM"]
[84887701,"KIT DE RACCORDEMENT CHEMINÉE PPS 60/80 MM","DY701",229.6,3661238012097,395,400,385,2.8,"CM"]
[84887702,"KIT DE RACCORDEMENT CHAUDIERE","DY702",153.80000000000001,3661238012080,500,290,260,1.9,"CM"]
[84887673,"ETOILE DE CENTRAGE Ø 60 MM (2 PIECES)","DY673",12.1,3661238012363,300,300,40,0.1,"CM"]
[]
[null,"ALU Ø 80 MM"]
[]
[84887585,"TERMINAL AVEC SOLIN DIAMÉTRE 80","DY185",124.9,3661238013148,390,380,280,1.5,"CM"]
[84887600,"TUBE D'INSPECTION Ø 80 MM","DY600",42.5,3661238013094,300,145,150,0.5,"CM"]
[84887738,"TE DE VISITE Ø 80 MM","DY738",61.6,3661238011755,285,215,165,0.7,"CM"]
[84887604,"RALLONGE 250 MM (2 PIECES)","DY604",29.1,3661238013056,255,170,175,0.7,"CM"]
[84887605,"RALLONGE 500 MM (2 PIECES)","DY605",38.799999999999997,3661238013049,520,175,170,1.3,"CM"]
[84887606,"RALLONGE 1000 MM (2 PIECES)","DY606",60.7,3661238013032,1020,175,175,2.5,"CM"]
[84887607,"RALLONGE 1950 MM  (2 PIECES)","DY607",103.1,3661238013025,1985,170,175,5,"CM"]
[84887551,"ETOILE DE CENTRAGE Ø 80 MM (2 PIECES)","DY151",13.4,3661238013452,300,300,40,0.1,"CM"]
[84887608,"COUDE A 90° 87°","DY608",18.2,3661238013018,155,160,160,0.3,"CM"]
[84887609,"COUDE A 45°  (2 PIECES)","DY609",32.700000000000003,3661238013001,200,200,150,0.5,"CM"]
[84887711,"KIT N°1 RACCORDEMENT CHEMINEE Ø 80 MM","DY711",157.69999999999999,3661238011991,595,400,410,3.7,"CM"]
[100002361,"PIÈCE D'ADAPTATION BIFLUX 2X80","DY819",37.5,3661238007338,340,240,30,0.1,"CM"]
[84887438,"PRISE D'AIR EXTERIEURE LG=500 MM","DY38",83.8,3661238013858,690,245,145,1.2,"CM"]
[84887723,"ADAPTATEUR BI-FLUX Ø60/100 SUR 2x80","DY723",71.900000000000006,3661238011892,285,210,165,0.9,"CM"]
[]
[]
["OPTIONS ECODENS DTG 1300 Eco V"]
["REFERENCE","DESIGNATION","COLIS","PRIX","Code EAN","DIMENSIONS EMBALLAGE",null,null,"POIDS","GROUPE"]
[null,null,null,"EUR","","L","l","H","KG","ARTICLE"]
[]
[null,"PPS/ALU 60/100 MM"]
[]
[100008297,"TERMINAL HORIZONTAL Ø 60/100 MM","DY872",232,3661238168015,955,175,320,3,"CM"]
[84887681,"RALLONGE CONCENTRIQUE LG=500 MM","DY681",34.299999999999997,3661238012288,510,135,140,0.7,"CM"]
[84887682,"RALLONGE CONCENTRIQUE LG=1000 MM","DY682",46.2,3661238012271,1010,130,135,1.4,"CM"]
[84887683,"RALLONGE CONCENTRIQUE LG=1950 MM","DY683",87.6,3661238012264,1960,150,150,2.8,"CM"]
[84887684,"COUDE D60/100 87°","DY684",36.700000000000003,3661238012257,200,200,150,0.5,"CM"]
[84887685,"2 COUDES CONCENTRIQUES A 45°","DY685",69.8,3661238012240,250,185,150,0.7,"CM"]
[84887686,"2 COUDES CONCENTRIQUES A 30°","DY686",136,3661238012233,250,190,155,0.6,"CM"]
[84887687,"2 COUDES CONCENTRIQUES A 15°","DY687",136,3661238012226,255,195,150,0.6,"CM"]
[84887688,"MANCHON DE COMPENSATION DE 50 A 250 MM","DY688",59.2,3661238012219,515,135,140,0.5,"CM"]
[84887689,"PIECE DE VISITE D60/100 DROITE","DY689",112.5,3661238012202,255,185,150,0.6,"CM"]
[84887737,"TE DE VISITE 60/100","DY737",112.5,3661238011762,255,185,145,0.6,"CM"]
[84887702,"KIT DE RACCORDEMENT CHAUDIERE","DY702",153.80000000000001,3661238012080,500,290,260,1.9,"CM"]
[]
[null,"FLEXIBLE PPS Ø 80 MM"]
[]
[100015325,"KIT N° 1 RACCORDEMENT CHEMINÉE FLEXIBLE PPS Ø 80 MM","DY895",200,3661238380110,395,395,380,3.4,"CM"]
[100015327,"TUBE FLEXIBLE LG=12,5M","DY897",300,3661238380134,1200,1220,250,8,"CM"]
[100015326,"TUBE FLEXIBLE LG=50M","DY896",1050,3661238380127,1600,1660,410,26,"CM"]
[84887618,"ETOILE DE CENTRAGE POUR FLEXIBLE Ø 80 MM (2 PIÈCES)","DY618",30,3661238012912,300,300,70,0.2,"CM"]
[100015328,"PIÈCE DE COUPLAGE FLEXIBLE Ø 80 MM","DY898",60,3661238380141,150,150,150,0.3,"CM"]
[100015331,"OUTIL D'AIDE À L'INSERTION Ø 80 MM","DY901",150,3661238380172,300,210,185,1.4,"CM"]
[100015330,"PIÈCE D'INSPECTION POUR TUBE FLEXIBLE","DY900",109,3661238380165,295,140,140,0.5,"CM"]
[100015329,"TERMINAL AVEC SOLIN FLEX. Ø 80 MM","DY899",150,3661238380158,385,385,250,1.7,"CM"]
[100015880,"ADAPTATEUR PPS FLEX Ø 80 MM","DY904",35,3661238417632,195,195,145,0.1,"CH"]
[]
[null,"PPS Ø 80 MM"]
[]
[100008298,"ADAPTATEUR PPS D110-80","DY873",40.200000000000003,3661238101913,195,195,145,0.2,"CM"]
[100015325,"KIT N° 1 RACCORDEMENT CHEMINÉE FLEXIBLE PPS Ø 80 MM","DY895",200,3661238380110,395,395,380,3.4,"CM"]
[84887718,"KIT N° 2  KIT DE RACCORDEMENT CHAUDIÈRE PPS Ø 80 MM","DY718",121.2,3661238011939,505,290,260,2.2000000000000002,"CM"]
[84887708,"ADAPTATEUR PPS Ø 60/100 SUR 80/125 MM","DY708",49,3661238012028,255,145,150,0.3,"CM"]
[84887717,"KIT N° 1 KIT DE RACCORDEMENT CHEMINÉE PPS Ø 80 MM","DY717",133.4,3661238011946,395,405,390,2.9,"CM"]
[84887546,"PIÈCE DE VISITE Ø 80 MM DROITE","DY146",48.5,3661238013506,300,145,150,0.3,"CM"]
[84887613,"RALLONGE PPS Ø 80 MM   LG= 250 MM (2 PIÈCES)","DY613",32.700000000000003,3661238012967,250,170,175,0.4,"CM"]
[84887614,"RALLONGE PPS Ø 80 MM   LG= 500 MM (2 PIÈCES)","DY614",30.4,3661238012950,500,160,150,0.7,"CM"]
[84887615,"RALLONGE PPS Ø 80 MM   LG= 1000 MM (2 PIÈCES)","DY615",46.2,3661238012943,1000,160,145,1.3,"CM"]
[84887550,"RALLONGE PPS Ø 80 MM   LG= 2000 MM  (2 PIÈCES)","DY150",66.7,3661238013469,1960,150,150,2.5,"CM"]
[84887552,"COUDE PPS À 90°","DY152",14.6,3661238013445,255,145,150,0.2,"CM"]
[84887554,"COUDE PPS À 45° (2 PIECES)","DY154",26.7,3661238013421,200,200,150,0.3,"CM"]
[84887563,"TÉ PPS  AVEC COUVERCLE D'INSPECTION","DY163",48.5,3661238013353,290,220,170,0.4,"CM"]
[84887551,"ETOILE DE CENTRAGE Ø 80 MM (2 PIECES)","DY151",13.4,3661238013452,300,300,40,0.1,"CM"]
[84887585,"TERMINAL AVEC SOLIN DIAMÉTRE 80","DY185",124.9,3661238013148,390,380,280,1.5,"CM"]
[100008301,"COUDE DE REVISION PPS 87° Ø 80 MM (GRIS)","DY877",34.299999999999997,3661238102026,190,195,145,0.2,"CM"]
[]
[null,"PPS 80/125 MM"]
[]
[100002732,"TERMINAL VERTICAL PPS Ø 80/125 MM NOIR","DY843",130,3661238006621,1210,270,240,4.2,"CM"]
[100002733,"TERMINAL VERTICAL PPS Ø 80/125 MM ROUGE","DY844",130,3661238006614,1210,265,240,4.2,"CM"]
[84887716,"KIT N° 3 RACCORDEMENT CHAUDIÈRE  PPS Ø 80/125 MM","DY716",121.2,3661238011953,500,290,260,2.4,"CM"]
[84887524,"PIÈCE D'INSPECTION DROITE ALU/PPS Ø 80/125 MM","DY124",92.1,3661238013704,300,145,150,0.6,"CM"]
[100008311,"COUDE DE REVISION ALU/PPS Ø 80/125 MM","DY875",98.2,3661238101920,195,195,145,0.7,"CM"]
[100003271,"KIT DE RACCORDEMENT CHAUDIÈRE PERPENDICULAIRE","DY849",190.8,3661238005600,595,395,410,3.5,"CM"]
[100003272,"KIT DE RACCORDEMENT CHAUDIÈRE SOUS CONDUIT","DY850",143.4,3661238005594,500,290,260,1.4,"CM"]
[84887525,"TÉ D'INSPECTION ALU/PPS Ø 80/125 MM","DY125",109.3,3661238013698,315,235,150,0.8,"CM"]
[84887526,"RALLONGE CONCENTRIQUE ALU/PPS 80/125 LG= 250 MM","DY126",34,3661238013681,255,145,150,0.5,"CM"]
[84887527,"RALLONGE CONCENTRIQUE ALU/PPS 80/125 LG= 500 MM","DY127",41.3,3661238013674,520,140,140,0.9,"CM"]
[84887528,"RALLONGE CONCENTRIQUE ALU/PPS 80/125 LG=1000 MM","DY128",58.1,3661238013667,1010,135,140,1.7,"CM"]
[84887529,"RALLONGE CONCENTRIQUE ALU/PPS 80/125 LG=1950 MM","DY129",103.1,3661238013650,1960,150,150,3.5,"CM"]
[84887530,"MANC. COMP. D80/125","DY130",60.5,3661238013643,300,140,145,0.6,"CM"]
[84887531,"COUDE A 87° ALU/PPS  Ø 80/125 MM","DY131",47,3661238013636,200,200,150,0.7,"CM"]
[84887532,"COUDE CONCENTRIQUE 45° ALU/PPS Ø 80/125 MM (2 PIÈCES)","DY132",66.7,3661238013629,315,235,150,1,"CM"]
[]
[null,"DIVERS FUMISTERIE"]
[]
[84887411,"SORTIE HORIZONTALE TOIT PENTE DE 30° A 45° ( uniquement pour tuiles mécaniques)","DY11",151.5,3661238013940,1020,700,370,3.6,"CM"]
[84837729,"SORTIE DE TOIT EN PENTE DE 40° A 60° ( uniquement pour tuiles mécaniques)","CX49",151.5,3661238014367,920,700,320,3.5,"CM"]
[84837731,"EMBASE D'ETANCHEITE POUR TOIT PLAT","CX51",36.5,3661238014343,400,400,155,0.6,"CM"]
[84837121,"TUILE A DOUILLE 5 A 25° NOIRE","CX121",94.4,3661238014428,510,250,145,3,"CM"]
[84837732,"TUILE A DOUILLE 25 A 45° NOIRE","CX52",65.900000000000006,3661238014336,520,250,145,3,"CM"]
[84837734,"TUILE A DOUILLE 35 A 55° NOIRE","CX63",82.3,3661238014312,510,265,180,3.2,"CM"]
[84837120,"TUILE A DOUILLE 5 A 25° ROUGE","CX120",94.4,3661238014435,515,245,145,3,"CM"]
[84837783,"TUILE A DOUILLE 25 A 45° ROUGE","CX83",65.900000000000006,3661238014213,515,250,150,3,"CM"]
[84837784,"TUILE A DOUILLE 35 A 55° ROUGE","CX84",82.3,3661238014206,520,265,180,3,"CM"]
[84837741,"PLATINE DE FINITION INTERIEURE","CX72",15.6,3661238014251,245,210,3,0.7,"CM"]
[100005002,"GRILLE DE PROTECTION INOX Ø 80/125 MM","DY865",148,3661238001886,275,270,270,2.6,"CM"]
[84887435,"GRILLE D'AERATION EXTERIEURE 175 CM²","DY35",17.7,3661238013889,300,250,30,0.3,"CM"]
[84887436,"GRILLE D'AERATION INTERIEURE 175 CM²","DY36",20.7,3661238013872,250,295,2,0.3,"CM"]
[84837779,"COLLIER DE FIXATION Ø 125 MM PATTE LONGUE","CX79",14.6,3661238014237,230,160,200,0.4,"CM"]
[84837118,"COLLIER DE FIXATION Ø 125 MM PATTE COURTE","CX118",9.6999999999999993,3661238014459,225,185,20,0.2,"CM"]
[84887451,"COLLIER D'ETANCHEITE POUR MONTAGE EXTERIEUR","DY51",20,3661238013841,150,130,60,0.2,"CM"]
[]
["INNOVENS MCA 15 - 25 - 25/28 - 35"]
["REFERENCE","DESIGNATION","COLIS","PRIX","Code EAN","DIMENSIONS EMBALLAGE",null,null,"POIDS","GROUPE"]
[null,null,null,"EUR","","L","l","H","KG","ARTICLE"]
[]
[100014111,"MCA 15 VH  ",null,3160,3661238374027,null,null,null,43.4,"CM"]
[100014112,"MCA 15 VV ",null,3183,3661238374034,null,null,null,45.2,"CM"]
[100014113,"MCA 25 VH",null,3345,3661238374041,null,null,null,43.4,"CM"]
[100014114,"MCA 25 VV",null,3368,3661238374058,null,null,null,45.2,"CM"]
[100014116,"MCA 25/28 MI VH",null,3424,3661238374065,null,null,null,43.4,"CM"]
[100014117,"MCA 25/28 MI VV",null,3447,3661238374072,null,null,null,45.2,"CM"]
[100014118,"MCA 25/28 BIC VH",null,4395,3661238415348,null,null,null,87.8,"CM"]
[100014119,"MCA 25/28 BIC VV",null,4418,3661238415355,null,null,null,89.6,"CM"]
[100014120,"MCA 35 VH  ",null,3529,3661238377578,null,null,null,47,"CM"]
[100014121,"MCA 35 VV ",null,3552,3661238377585,null,null,null,48.8,"CM"]
[]
[]
[100014122,"MCA 15 VH BS 60 ",null,4118,3661238374089,null,null,null,94.3,"CM"]
[100014123,"MCA 15 VV BS 60",null,4141,3661238374096,null,null,null,96.1,"CM"]
[100014124,"MCA 15 VH  BS 130",null,4134,3661238374102,null,null,null,111.7,"CM"]
[100014125,"MCA 15 VV BS 130",null,4157,3661238374119,null,null,null,113.5,"CM"]
[100014126,"MCA 25 VH BS 60",null,4303,3661238374126,null,null,null,94.3,"CM"]
[100014127,"MCA 25 VV BS 60",null,4326,3661238374133,null,null,null,96.1,"CM"]
[100014128,"MCA 25 VH BS 130",null,4319,3661238374140,null,null,null,111.7,"CM"]
[100014129,"MCA 25 VV BS 130",null,4342,3661238374157,null,null,null,113.5,"CM"]
[100014130,"MCA 35 VH BS 60 ",null,4487,3661238377592,null,null,null,97.9,"CM"]
[100014131,"MCA 35 VV BS 60",null,4510,3661238377608,null,null,null,99.7,"CM"]
[100014132,"MCA 35 VH BS 130",null,4503,3661238377738,null,null,null,115.3,"CM"]
[100014133,"MCA 35 VV BS 130",null,4526,3661238377745,null,null,null,117.1,"CM"]
[]
[]
[]
[null,"LISTE DES COLIS"]
[]
[100013602,"MCA 15","HR3",3006,3661238368934,930,530,470,40,"CM"]
[100013603,"MCA 25","HR4",3191,3661238368941,930,530,470,40,"CM"]
[100013600,"MCA 25/28 MI","HR1",3270,3661238368910,930,530,470,40,"CM"]
[100013605,"MCA 25/28 BIC","HR6",4241,3661238377516,930,530,470,84.4,"CM"]
[100013604,"MCA 35","HR5",3375,3661238377448,930,530,470,43.6,"CM"]
[]
[100013755,"BS 60","EE54",847,3661238365889,515,515,905,50,"CM"]
[100013746,"KIT DE LIAISON BS 60","EA138",111,3661238365803,575,505,140,0.9,"CM"]
[89539162,"BALLON SR 130","EE22",874,3661238047617,700,700,980,67.5,"CM"]
[100013532,"KIT DE LIAISON SR130/MCA ","EA137",100,3661238364462,575,505,140,0.8,"CM"]
[]
[100013756,"TERMINAL HORIZONTAL Ø 60/100 MM avec coude de visite","HR48",154,3661238370883,1200,200,200,3.4,"CM"]
[]
["S100465","ADAPTATEUR AIR/FUMEES D80/125","HR38",47,3661238369917,190,190,130,1,"CM"]
[100002732,"TERMINAL VERTICAL PPS Ø 80/125 MM NOIR","DY843",130,3661238006621,1210,270,240,4.2,"CM"]
[]
[null,"OPTIONS CHAUDIERE"]
[]
[100005825,"ADAPTATEUR BI-FLUX   2x80","DY868",53.3,3661238162204,310,160,140,0.4,"CM"]
["S100465","ADAPTATEUR AIR/FUMEES D80/125","HR38",47,3661238369917,190,190,130,1,"CM"]
["S100675","CADRE REHAUSSEUR","HR39",174.7,3661238368217,840,455,175,6,"CM"]
["S100935","KIT TUBULURE POUR CADRE REHAUSSEUR FR","HR40",74.099999999999994,3661238368224,400,320,90,1.3,"CM"]
["S100676","CACHE TUBULURE","HR42",48.7,3661238369924,460,350,175,3,"CM"]
["S101239","CADRE REHAUSSEUR POUR MCA BIC","HR50",201.2,3661238377523,null,null,null,10,"CM"]
["S101205","CACHE TUBULURE MCA BIC","HR52",63.5,3661238377547,null,null,null,1.4,"CM"]
["S101232","THERMOSTAT FUMEE MCA BIC","HR53",58.2,3661238377554,null,null,null,0.1,"CM"]
["S100310","THERMOSTAT FUMEE","HR43",58.2,3661238369931,180,130,30,0.1,"CM"]
["S100761","OUTIL NETTOYAGE ECHANGEUR A PLAQUES","HR44",95.3,3661238368255,170,170,40,1,"CM"]
["S100931","OUTIL DE NETTOYAGE CORPS DE CHAUDIERE","HR45",74.099999999999994,3661238369948,325,320,160,2,"CM"]
[85317023,"STATION DE NEUTRALISATION","HC33",331.1,3661238091634,410,420,340,5.5,"CM"]
[85317024,"SUPPORT MURAL POUR STATION DE NEUTRALISATION","HC34",92.6,3661238091627,340,255,190,1.8,"CM"]
[85317025,"RECHARGE 2 KG POUR NEUTRALISATION","HC35",118,3661238091610,510,315,190,3.7,"CM"]
[]
[100000920,"MODULE HYDRAULIQUE COMPACT 2 CIRCUITS","EA104",899.3,3661238010116,490,440,270,10.5,"CM"]
[89997014,"COLLECTEUR ISOLE POUR 2 MODULES HYDRAULIQUES","EA59",265.2,3661238044654,635,195,170,6.1,"CH"]
[89997015,"COLLECTEUR ISOLE POUR 3 MODULES HYDRAULIQUES","EA60",454.3,3661238044647,880,220,205,9,"CH"]
[89997020,"MODULE HYDRAULIQUE POUR 1 CIRCUIT DIRECT POMPE ELECTRONIQUE","EA65",483.4,3661238044616,405,270,240,6.8,"CH"]
[89997022,"MOD. HYDR. AVEC CIRCUL. ELECTRO. POUR 1 CIRCUIT AVEC VANNE MELANGEUSE","EA67",726.5,3661238044609,405,270,240,8.1999999999999993,"CH"]
[100013530,"MODULE HYDRAULIQUE POUR 1 CIRCUIT AVEC POMPE HAUTE PERFORMANCE (CLASSE A)","EA135",640,3661238364448,390,260,215,6.9,"CH"]
[100013531,"MODULE HYDRAULIQUE POUR CIRCUIT VANNE AVEC POMPE HAUTE PERFORMANCE (CLASSE A)","EA136",820,3661238364455,390,260,215,8.4,"CH"]
[89997029,"JEU DE 2 CONSOLES MURALES POUR MODULES HYDRAULIQUES","EA74",52.4,3661238044586,340,125,80,1.1000000000000001,"CH"]
[89557009,"KIT DE RACCORDS G EN R (1\" ET 3/4\") ","BH84",23.4,3661238047563,200,140,45,0.3,"CM"]
[85317018,"BOUTEILLE CASSE PRESSION HW PLUS 70","HC28",382.5,3661238091658,585,290,270,6.6,"CM"]
[]
[null,"OPTIONS REGULATION"]
[]
[100013304,"OPTION V3V DIEMATIC iSystem","AD249",133.5,3661238363519,260,170,130,0.4,"CM"]
[100013305,"SONDE SYSTEME","AD250",39.200000000000003,3661238363588,150,210,25,0.1,"CM"]
[100013306,"SONDE EXTERIEURE RADIO DIEMATIC iSystem","AD251",65.7,3661238363595,150,210,40,0.2,"CM"]
[100013307,"MODULE CHAUDIERE RADIO DIEMATIC iSystem","AD252",104.9,3661238363601,260,160,130,0.3,"CM"]
[100013308,"MODULE COMMANDE A DISTANCE INTERACTIVE RADIO CDR D.iSystem","AD253",201.2,3661238364219,175,122,60,0.3,"CM"]
[100013309,"COMMANDE A DISTANCE INTERACTIVE CDI D.iSystem","AD254",150.30000000000001,3661238364226,175,122,60,0.3,"CM"]
[88017851,"CABLE DE LIAISON BUS LG 12 M","AD134",92.7,3661238048850,350,260,30,0.4,"CM"]
[88017878,"MODULE DE TELESURVEILLANCE VOCAL","AD152",595.9,3661238048751,210,190,105,1.1000000000000001,"CM"]
[88017017,"SONDE DEPART V3V","AD199",69.3,3661238049185,150,200,40,0.2,"CH"]
[85757747,"COMMANDE A DISTANCE SIMPLIFIEE AVEC SONDE D'AMBIANCE","FM52",88,3661238022706,110,85,40,0.1,"CM"]
[100000030,"COLIS OPTION SONDE ECS","AD212",43.5,3661238011168,200,150,30,0.2,"CM"]
[]
["OPTIONS INNOVENS MCA"]
["REFERENCE","DESIGNATION","COLIS","PRIX","Code EAN","DIMENSIONS EMBALLAGE",null,null,"POIDS","GROUPE"]
[null,null,null,"EUR","","L","l","H","KG","ARTICLE"]
[]
["FUMISTERIE"]
[]
[null,"ALU Ø 80 MM"]
[]
[84887585,"TERMINAL AVEC SOLIN DIAMÉTRE 80","DY185",124.9,3661238013148,390,380,280,1.5,"CM"]
[84887600,"TUBE D'INSPECTION Ø 80 MM","DY600",42.5,3661238013094,300,145,150,0.5,"CM"]
[84887738,"TE DE VISITE Ø 80 MM","DY738",61.6,3661238011755,285,215,165,0.7,"CM"]
[84887604,"RALLONGE 250 MM (2 PIECES)","DY604",29.1,3661238013056,255,170,175,0.7,"CM"]
[84887605,"RALLONGE 500 MM (2 PIECES)","DY605",38.799999999999997,3661238013049,520,175,170,1.3,"CM"]
[84887606,"RALLONGE 1000 MM (2 PIECES)","DY606",60.7,3661238013032,1020,175,175,2.5,"CM"]
[84887607,"RALLONGE 1950 MM  (2 PIECES)","DY607",103.1,3661238013025,1985,170,175,5,"CM"]
[84887551,"ETOILE DE CENTRAGE Ø 80 MM (2 PIECES)","DY151",13.4,3661238013452,300,300,40,0.1,"CM"]
[84887608,"COUDE A 90° 87°","DY608",18.2,3661238013018,155,160,160,0.3,"CM"]
[84887609,"COUDE A 45°  (2 PIECES)","DY609",32.700000000000003,3661238013001,200,200,150,0.5,"CM"]
[84887711,"KIT N°1 RACCORDEMENT CHEMINEE Ø 80 MM","DY711",157.69999999999999,3661238011991,595,400,410,3.7,"CM"]
[100002361,"PIÈCE D'ADAPTATION BIFLUX 2X80","DY819",37.5,3661238007338,340,240,30,0.1,"CM"]
[84887438,"PRISE D'AIR EXTERIEURE LG=500 MM","DY38",83.8,3661238013858,690,245,145,1.2,"CM"]
[]
[null,"PPS/ALU 60/100 MM"]
[]
[84887681,"RALLONGE CONCENTRIQUE LG=500 MM","DY681",34.299999999999997,3661238012288,510,135,140,0.7,"CM"]
[84887682,"RALLONGE CONCENTRIQUE LG=1000 MM","DY682",46.2,3661238012271,1010,130,135,1.4,"CM"]
[84887683,"RALLONGE CONCENTRIQUE LG=1950 MM","DY683",87.6,3661238012264,1960,150,150,2.8,"CM"]
[84887684,"COUDE D60/100 87°","DY684",36.700000000000003,3661238012257,200,200,150,0.5,"CM"]
[84887685,"2 COUDES CONCENTRIQUES A 45°","DY685",69.8,3661238012240,250,185,150,0.7,"CM"]
[84887686,"2 COUDES CONCENTRIQUES A 30°","DY686",136,3661238012233,250,190,155,0.6,"CM"]
[84887687,"2 COUDES CONCENTRIQUES A 15°","DY687",136,3661238012226,255,195,150,0.6,"CM"]
[84887688,"MANCHON DE COMPENSATION DE 50 A 250 MM","DY688",59.2,3661238012219,515,135,140,0.5,"CM"]
[84887689,"PIECE DE VISITE D60/100 DROITE","DY689",112.5,3661238012202,255,185,150,0.6,"CM"]
[84887737,"TE DE VISITE 60/100","DY737",112.5,3661238011762,255,185,145,0.6,"CM"]
[84887702,"KIT DE RACCORDEMENT CHAUDIERE","DY702",153.80000000000001,3661238012080,500,290,260,1.9,"CM"]
[]
[null,"FLEXIBLE PPS Ø 80 MM"]
[]
[100015325,"KIT N° 1 RACCORDEMENT CHEMINÉE FLEXIBLE PPS Ø 80 MM","DY895",200,3661238380110,395,395,380,3.4,"CM"]
[100015327,"TUBE FLEXIBLE LG=12,5M","DY897",300,3661238380134,1200,1220,250,8,"CM"]
[100015326,"TUBE FLEXIBLE LG=50M","DY896",1050,3661238380127,1600,1660,410,26,"CM"]
[84887618,"ETOILE DE CENTRAGE POUR FLEXIBLE Ø 80 MM (2 PIÈCES)","DY618",30,3661238012912,300,300,70,0.2,"CM"]
[100015328,"PIÈCE DE COUPLAGE FLEXIBLE Ø 80 MM","DY898",60,3661238380141,150,150,150,0.3,"CM"]
[100015331,"OUTIL D'AIDE À L'INSERTION Ø 80 MM","DY901",150,3661238380172,300,210,185,1.4,"CM"]
[100015330,"PIÈCE D'INSPECTION POUR TUBE FLEXIBLE","DY900",109,3661238380165,295,140,140,0.5,"CM"]
[100015329,"TERMINAL AVEC SOLIN FLEX. Ø 80 MM","DY899",150,3661238380158,385,385,250,1.7,"CM"]
[100015880,"ADAPTATEUR PPS FLEX Ø 80 MM","DY904",35,3661238417632,195,195,145,0.1,"CH"]
[]
[null,"PPS Ø 80 MM"]
[]
[100008298,"ADAPTATEUR PPS D110-80","DY873",40.200000000000003,3661238101913,195,195,145,0.2,"CM"]
[100015325,"KIT N° 1 RACCORDEMENT CHEMINÉE FLEXIBLE PPS Ø 80 MM","DY895",200,3661238380110,395,395,380,3.4,"CM"]
[84887718,"KIT N° 2  KIT DE RACCORDEMENT CHAUDIÈRE PPS Ø 80 MM","DY718",121.2,3661238011939,505,290,260,2.2000000000000002,"CM"]
[84887708,"ADAPTATEUR PPS Ø 60/100 SUR 80/125 MM","DY708",49,3661238012028,255,145,150,0.3,"CM"]
[84887717,"KIT N° 1 KIT DE RACCORDEMENT CHEMINÉE PPS Ø 80 MM","DY717",133.4,3661238011946,395,405,390,2.9,"CM"]
[84887546,"PIÈCE DE VISITE Ø 80 MM DROITE","DY146",48.5,3661238013506,300,145,150,0.3,"CM"]
[84887613,"RALLONGE PPS Ø 80 MM   LG= 250 MM (2 PIÈCES)","DY613",32.700000000000003,3661238012967,250,170,175,0.4,"CM"]
[84887614,"RALLONGE PPS Ø 80 MM   LG= 500 MM (2 PIÈCES)","DY614",30.4,3661238012950,500,160,150,0.7,"CM"]
[84887615,"RALLONGE PPS Ø 80 MM   LG= 1000 MM (2 PIÈCES)","DY615",46.2,3661238012943,1000,160,145,1.3,"CM"]
[84887550,"RALLONGE PPS Ø 80 MM   LG= 2000 MM  (2 PIÈCES)","DY150",66.7,3661238013469,1960,150,150,2.5,"CM"]
[84887552,"COUDE PPS À 90°","DY152",14.6,3661238013445,255,145,150,0.2,"CM"]
[84887554,"COUDE PPS À 45° (2 PIECES)","DY154",26.7,3661238013421,200,200,150,0.3,"CM"]
[84887563,"TÉ PPS  AVEC COUVERCLE D'INSPECTION","DY163",48.5,3661238013353,290,220,170,0.4,"CM"]
[84887551,"ETOILE DE CENTRAGE Ø 80 MM (2 PIECES)","DY151",13.4,3661238013452,300,300,40,0.1,"CM"]
[84887585,"TERMINAL AVEC SOLIN DIAMÉTRE 80","DY185",124.9,3661238013148,390,380,280,1.5,"CM"]
[100008301,"COUDE DE REVISION PPS 87° Ø 80 MM (GRIS)","DY877",34.299999999999997,3661238102026,190,195,145,0.2,"CM"]
[]
[null,"PPS 80/125 MM"]
[]
[100014000,"KIT DE RACCORDEMENT 3CEP Ø 80/125MM","DY887",127.6,3661238368989,625,215,225,2.1,"CM"]
[100002732,"TERMINAL VERTICAL PPS Ø 80/125 MM NOIR","DY843",130,3661238006621,1210,270,240,4.2,"CM"]
[100002733,"TERMINAL VERTICAL PPS Ø 80/125 MM ROUGE","DY844",130,3661238006614,1210,265,240,4.2,"CM"]
[84887716,"KIT N° 3 RACCORDEMENT CHAUDIÈRE  PPS Ø 80/125 MM","DY716",121.2,3661238011953,500,290,260,2.4,"CM"]
[84887524,"PIÈCE D'INSPECTION DROITE ALU/PPS Ø 80/125 MM","DY124",92.1,3661238013704,300,145,150,0.6,"CM"]
[100008311,"COUDE DE REVISION ALU/PPS Ø 80/125 MM","DY875",98.2,3661238101920,195,195,145,0.7,"CM"]
[100003271,"KIT DE RACCORDEMENT CHAUDIÈRE PERPENDICULAIRE","DY849",190.8,3661238005600,595,395,410,3.5,"CM"]
[100003272,"KIT DE RACCORDEMENT CHAUDIÈRE SOUS CONDUIT","DY850",143.4,3661238005594,500,290,260,1.4,"CM"]
[84887525,"TÉ D'INSPECTION ALU/PPS Ø 80/125 MM","DY125",109.3,3661238013698,315,235,150,0.8,"CM"]
[84887526,"RALLONGE CONCENTRIQUE ALU/PPS 80/125 LG= 250 MM","DY126",34,3661238013681,255,145,150,0.5,"CM"]
[84887527,"RALLONGE CONCENTRIQUE ALU/PPS 80/125 LG= 500 MM","DY127",41.3,3661238013674,520,140,140,0.9,"CM"]
[84887528,"RALLONGE CONCENTRIQUE ALU/PPS 80/125 LG=1000 MM","DY128",58.1,3661238013667,1010,135,140,1.7,"CM"]
[84887529,"RALLONGE CONCENTRIQUE ALU/PPS 80/125 LG=1950 MM","DY129",103.1,3661238013650,1960,150,150,3.5,"CM"]
[84887530,"MANC. COMP. D80/125","DY130",60.5,3661238013643,300,140,145,0.6,"CM"]
[84887531,"COUDE A 87° ALU/PPS  Ø 80/125 MM","DY131",47,3661238013636,200,200,150,0.7,"CM"]
[84887532,"COUDE CONCENTRIQUE 45° ALU/PPS Ø 80/125 MM (2 PIÈCES)","DY132",66.7,3661238013629,315,235,150,1,"CM"]
[]
["OPTIONS INNOVENS MCA"]
["REFERENCE","DESIGNATION","COLIS","PRIX","Code EAN","DIMENSIONS EMBALLAGE",null,null,"POIDS","GROUPE"]
[null,null,null,"EUR","","L","l","H","KG","ARTICLE"]
[]
[null,"DIVERS FUMISTERIE"]
[]
[84887411,"SORTIE HORIZONTALE TOIT PENTE DE 30° A 45° ( uniquement pour tuiles mécaniques)","DY11",151.5,3661238013940,1020,700,370,3.6,"CM"]
[84837729,"SORTIE DE TOIT EN PENTE DE 40° A 60° ( uniquement pour tuiles mécaniques)","CX49",151.5,3661238014367,920,700,320,3.5,"CM"]
[84837731,"EMBASE D'ETANCHEITE POUR TOIT PLAT","CX51",36.5,3661238014343,400,400,155,0.6,"CM"]
[84837121,"TUILE A DOUILLE 5 A 25° NOIRE","CX121",94.4,3661238014428,510,250,145,3,"CM"]
[84837732,"TUILE A DOUILLE 25 A 45° NOIRE","CX52",65.900000000000006,3661238014336,520,250,145,3,"CM"]
[84837734,"TUILE A DOUILLE 35 A 55° NOIRE","CX63",82.3,3661238014312,510,265,180,3.2,"CM"]
[84837120,"TUILE A DOUILLE 5 A 25° ROUGE","CX120",94.4,3661238014435,515,245,145,3,"CM"]
[84837783,"TUILE A DOUILLE 25 A 45° ROUGE","CX83",65.900000000000006,3661238014213,515,250,150,3,"CM"]
[84837784,"TUILE A DOUILLE 35 A 55° ROUGE","CX84",82.3,3661238014206,520,265,180,3,"CM"]
[84837741,"PLATINE DE FINITION INTERIEURE","CX72",15.6,3661238014251,245,210,3,0.7,"CM"]
[100005002,"GRILLE DE PROTECTION INOX Ø 80/125 MM","DY865",148,3661238001886,275,270,270,2.6,"CM"]
[84887435,"GRILLE D'AERATION EXTERIEURE 175 CM²","DY35",17.7,3661238013889,300,250,30,0.3,"CM"]
[84887436,"GRILLE D'AERATION INTERIEURE 175 CM²","DY36",20.7,3661238013872,250,295,2,0.3,"CM"]
[84837779,"COLLIER DE FIXATION Ø 125 MM PATTE LONGUE","CX79",14.6,3661238014237,230,160,200,0.4,"CM"]
[84837118,"COLLIER DE FIXATION Ø 125 MM PATTE COURTE","CX118",9.6999999999999993,3661238014459,225,185,20,0.2,"CM"]
[84887451,"COLLIER D'ETANCHEITE POUR MONTAGE EXTERIEUR","DY51",20,3661238013841,150,130,60,0.2,"CM"]
[]
["VIVADENS MCR"]
["REFERENCE","DESIGNATION","COLIS","PRIX","Code EAN","DIMENSIONS EMBALLAGE",null,null,"POIDS","GROUPE"]
[null,null,null,"EUR","","L","l","H","KG","ARTICLE"]
[null,null,null,null,""]
[100011229,"MCR 24 VH 8",null,2247,3661238352780,null,null,null,41.8,"CM"]
[100011240,"MCR 24 VV 12",null,2328,3661238352797,null,null,null,43.5,"CM"]
[]
[100011241,"MCR 24/28 MI VH 8",null,2439,3661238352803,null,null,null,42.8,"CM"]
[100011242,"MCR 24/28 MI VV 12",null,2520,3661238352810,null,null,null,44.5,"CM"]
[]
[100011243,"MCR 30/35 MI VH 8",null,2959,3661238352827,null,null,null,44.3,"CM"]
[100011244,"MCR 30/35 MI VV12",null,3040,3661238352834,null,null,null,46,"CM"]
[]
[100011245,"MCR 34/39 MI VH 8",null,3120,3661238352841,null,null,null,41.3,"CM"]
[100011246,"MCR 34/39 MI VV 12",null,3201,3661238352858,null,null,null,43,"CM"]
[]
[100011220,"MCR 24/28 BIC VH 8",null,3290,3661238352728,null,null,null,62.8,"CM"]
[100011221,"MCR 24/28 BIC VV 12",null,3371,3661238352735,null,null,null,64.5,"CM"]
[]
[]
[null,"LISTE DES COLIS"]
[]
[100011225,"MCR 24","HG52",2149,3661238352742,870,460,350,39,"CM"]
[100011226,"MCR 24/28 MI","HG53",2341,3661238352759,870,455,350,40,"CM"]
[100011227,"MCR 30/35 MI","HG54",2861,3661238352766,460,880,360,41.5,"CM"]
[100011228,"MCR 34/39 MI","HG55",3022,3661238352773,460,880,360,38.5,"CM"]
[100011062,"MCR 24/28 BIC","HG47",3192,3661238350311,680,1140,640,60,"CM"]
[]
[100008296,"TERMINAL HORIZONTAL PPS Ø 60/100 MM LG=800 MM","DY871",98,3661238168022,1200,200,200,2.8,"CM"]
[]
[84887708,"ADAPTATEUR PPS Ø 60/100 SUR 80/125 MM","DY708",49,3661238012028,255,145,150,0.3,"CM"]
[100002732,"TERMINAL VERTICAL PPS Ø 80/125 MM NOIR","DY843",130,3661238006621,1210,270,240,4.2,"CM"]
[]
[null,"AVEC ECS PAR BALLON SEPARE"]
[]
[100011282,"MCR 24 VH 8 BS 80",null,3068,3661238358713,null,null,null,91.3,"CM"]
[100011283,"MCR 24 VV 12 BS 80",null,3149,3661238358720,null,null,null,93,"CM"]
[100011284,"MCR 24 VH 8 BS 130",null,3225,3661238358737,null,null,null,110.3,"CM"]
[100011285,"MCR 24 VV 12 BS 130",null,3306,3661238358744,null,null,null,112,"CM"]
[]
[null,"LISTE DES COLIS"]
[]
[100011225,"MCR 24","HG52",2149,3661238352742,870,460,350,39,"CM"]
[]
[100005562,"BALLON JUXTAPOSABLE  BMR 80  ROND","EE53",687,3661238092013,510,490,1040,48,"CM"]
[100011287,"KIT DE RACCORDEMENT POUR BMR 80","HG56",94,3661238338371,400,210,110,1.3,"CM"]
[89539162,"BALLON SR 130","EE22",874,3661238047617,700,700,980,67.5,"CM"]
[100011288,"KIT DE RACCORDEMENT POUR BALLON DE 130 L","HG57",64,3661238338388,400,210,110,0.8,"CM"]
[100005661,"SONDE BALLON 5M LONG NTC 12K","AD226",40,3661238109452,140,70,115,0.2,"CM"]
[]
[100008296,"TERMINAL HORIZONTAL PPS Ø 60/100 MM LG=800 MM","DY871",98,3661238168022,1200,200,200,2.8,"CM"]
[]
[84887708,"ADAPTATEUR PPS Ø 60/100 SUR 80/125 MM","DY708",49,3661238012028,255,145,150,0.3,"CM"]
[100002732,"TERMINAL VERTICAL PPS Ø 80/125 MM NOIR","DY843",130,3661238006621,1210,270,240,4.2,"CM"]
[]
["OPTIONS CHAUDIERES"]
[]
[100005628,"CADRE RÉHAUSSEUR ","HG19",152.19999999999999,3661238109513,715,425,145,5.0999999999999996,"CM"]
[100009391,"KIT TUBULURE DE RACCORDEMENT POUR CADRE REHAUSSEUR","HG43",82.2,3661238338302,365,270,30,0.7,"CM"]
[100005630,"CACHE TUYAUTERIE","HG21",48.7,3661238109490,420,230,55,0.8,"CM"]
[100005825,"ADAPTATEUR BI-FLUX   2x80","DY868",53.3,3661238162204,310,160,140,0.4,"CM"]
[100014000,"KIT DE RACCORDEMENT 3CEP Ø 80/125MM","DY887",127.6,3661238368989,625,215,225,2.1,"CM"]
[100011367,"KIT DE TRANSFORMATION 3CE PRESSION","DY884",32.9,3661238415362,null,null,null,0.1,"CM"]
[100011289,"DOSSERET DE MONTAGE CHAUFFAGE SEUL","HG58",304.3,3661238338319,720,430,140,5.5,"CM"]
[100011290,"DOSSERET DE MONTAGE CHAUDIÈRE MIXTE","HG59",267.8,3661238338326,null,null,null,6,"CM"]
[100005824,"BRÛLEUR PROPANE POUR 34/39 KW","HG31",103.5,3661238162211,305,160,140,0.4,"CM"]
[100009334,"KIT DE REMPLACEMENT MCX/MCR A VISSER ELM","HG36",67,3661238338333,410,210,120,1.4,"CM"]
[100009335,"KIT  REMPLAC A VISSER MCX/MCR SAUNIER DUVAL","HG37",67,3661238338340,410,210,120,1.3,"CM"]
[100009336,"KIT  REMPLAC A VISSER MCX/MCR C &M Nectra","HG38",67,3661238338357,410,210,120,1.5,"CM"]
[100009337,"KIT  REMPLAC A VISSER MCX/MCR C &M Celtic","HG39",67,3661238338364,410,210,120,1.2,"CM"]
[100014501,"REHAUSSE POUR DOSSERET DE MONTAGE 80 MM SAUNIER DUVAL, CHAFFOT. Celtic, ELM Leblanc","HG104",133.80000000000001,3661238378926,null,null,null,5,"CM"]
[100012812,"CACHE TUBULURE POUR KIT DE REMPLACEMENT A VISSER","HG94",59.3,3661238361416,420,420,200,2,"CM"]
[85317023,"STATION DE NEUTRALISATION","HC33",331.1,3661238091634,410,420,340,5.5,"CM"]
[85317024,"SUPPORT MURAL POUR STATION DE NEUTRALISATION","HC34",92.6,3661238091627,340,255,190,1.8,"CM"]
[85317025,"RECHARGE 2 KG POUR NEUTRALISATION","HC35",118,3661238091610,510,315,190,3.7,"CM"]
[100009893,"KIT DE CONVERSION PROPANE MCR","HG44",14.9,3661238339910,220,140,10,0.1,"CM"]
[100013115,"KIT DE REMPLACEMENT A VISSER MCX C&M Celtic","HG98",67,3661238362246,410,210,120,1.4,"CM"]
[100013114,"KIT DE REMPLACEMENT A VISSER MCX SAUNIER DUVAL","HG97",67,3661238363144,410,210,120,1.5,"CM"]
[100011888,"VENT. HORIZ. RECENTRE Ø 60/100","DY885",131.6,3661238374959,1170,190,195,2.9,"CM"]
[100013303,"VENT. HORIZ. RECENTRE REHAUSSE Ø 60/100","DY886",131.6,3661238368095,1015,190,190,1.9,"CM"]
[]
["OPTIONS SPECIFIQUES MCR BIC"]
[]
[117422,"CADRE RÉHAUSSEUR POUR MCR BIC","HG75",170.1,3661238350960,null,null,null,7,"CM"]
[117433,"CACHE TUYAUTERIE MCR BIC","HG76",58.8,3661238350977,null,null,null,1.3,"CM"]
[117167,"VASE D'EXPANSION SANITAIRE","HG77",82.2,3661238350953,310,210,130,1.5,"CM"]
[]
["OPTIONS ECS"]
[]
[100005562,"BALLON JUXTAPOSABLE  BMR 80  ROND","EE53",687,3661238092013,510,490,1040,48,"CM"]
[100011287,"KIT DE RACCORDEMENT POUR BMR 80","HG56",94,3661238338371,400,210,110,1.3,"CM"]
[89539162,"BALLON SR 130","EE22",874,3661238047617,700,700,980,67.5,"CM"]
[100011288,"KIT DE RACCORDEMENT POUR BALLON DE 130 L","HG57",64,3661238338388,400,210,110,0.8,"CM"]
[100005661,"SONDE BALLON 5M LONG NTC 12K","AD226",40,3661238109452,140,70,115,0.2,"CM"]
[]
["OPTIONS VIVADENS MCR"]
["REFERENCE","DESIGNATION","COLIS","PRIX","Code EAN","DIMENSIONS EMBALLAGE",null,null,"POIDS","GROUPE"]
[null,null,null,"EUR","","L","l","H","KG","ARTICLE"]
[null,null,null,null,""]
["REGULATIONS",null,null,null,""]
[null,null,null,null,""]
[88017859,"THERMOSTAT D'AMBIANCE NON PROGRAMMABLE","AD140",42.9,3661238048805,80,80,40,0.1,"CM"]
[88017855,"THERMOSTAT D'AMBIANCE PROGRAMMABLE (FILAIRE)","AD137",137.80000000000001,3661238048836,130,90,55,0.2,"CM"]
[88017018,"THERMOSTAT D'AMBIANCE PROGRAMMABLE (SANS FILS)","AD200",242.7,3661238049178,175,150,90,0.4,"CM"]
[100005660,"SONDE EXTERIEURE RH","AD225",42.6,3661238109469,140,70,115,0.1,"CM"]
["S101499","THERMOSTAT D'AMBIANCE MODULANT","AD265",174.9,3661238418042,148,100,52,0.4,"CM"]
["S101501","THERMOSTAT D'AMBIANCE MODULANT RADIO","AD266",288.10000000000002,3661238418028,151,103,111,0.8,"CM"]
["S100661","ALIMENTATION POUR THERMOSTAT MODULANT RADIO","AD270",20.6,3661238418318,305,220,95,0.2,"CM"]
[]
["FUMISTERIE"]
[]
[null,"ALU Ø 80 MM"]
[]
[84887585,"TERMINAL AVEC SOLIN DIAMÉTRE 80","DY185",124.9,3661238013148,390,380,280,1.5,"CM"]
[84887600,"TUBE D'INSPECTION Ø 80 MM","DY600",42.5,3661238013094,300,145,150,0.5,"CM"]
[84887738,"TE DE VISITE Ø 80 MM","DY738",61.6,3661238011755,285,215,165,0.7,"CM"]
[84887604,"RALLONGE 250 MM (2 PIECES)","DY604",29.1,3661238013056,255,170,175,0.7,"CM"]
[84887605,"RALLONGE 500 MM (2 PIECES)","DY605",38.799999999999997,3661238013049,520,175,170,1.3,"CM"]
[84887606,"RALLONGE 1000 MM (2 PIECES)","DY606",60.7,3661238013032,1020,175,175,2.5,"CM"]
[84887607,"RALLONGE 1950 MM  (2 PIECES)","DY607",103.1,3661238013025,1985,170,175,5,"CM"]
[84887551,"ETOILE DE CENTRAGE Ø 80 MM (2 PIECES)","DY151",13.4,3661238013452,300,300,40,0.1,"CM"]
[84887608,"COUDE A 90° 87°","DY608",18.2,3661238013018,155,160,160,0.3,"CM"]
[84887609,"COUDE A 45°  (2 PIECES)","DY609",32.700000000000003,3661238013001,200,200,150,0.5,"CM"]
[84887711,"KIT N°1 RACCORDEMENT CHEMINEE Ø 80 MM","DY711",157.69999999999999,3661238011991,595,400,410,3.7,"CM"]
[100002361,"PIÈCE D'ADAPTATION BIFLUX 2X80","DY819",37.5,3661238007338,340,240,30,0.1,"CM"]
[84887438,"PRISE D'AIR EXTERIEURE LG=500 MM","DY38",83.8,3661238013858,690,245,145,1.2,"CM"]
[84887723,"ADAPTATEUR BI-FLUX Ø60/100 SUR 2x80","DY723",71.900000000000006,3661238011892,285,210,165,0.9,"CM"]
[]
[null,"PPS/ALU 60/100 MM"]
[]
[100008297,"TERMINAL HORIZONTAL Ø 60/100 MM","DY872",232,3661238168015,955,175,320,3,"CM"]
[84887681,"RALLONGE CONCENTRIQUE LG=500 MM","DY681",34.299999999999997,3661238012288,510,135,140,0.7,"CM"]
[84887682,"RALLONGE CONCENTRIQUE LG=1000 MM","DY682",46.2,3661238012271,1010,130,135,1.4,"CM"]
[84887683,"RALLONGE CONCENTRIQUE LG=1950 MM","DY683",87.6,3661238012264,1960,150,150,2.8,"CM"]
[84887684,"COUDE D60/100 87°","DY684",36.700000000000003,3661238012257,200,200,150,0.5,"CM"]
[84887685,"2 COUDES CONCENTRIQUES A 45°","DY685",69.8,3661238012240,250,185,150,0.7,"CM"]
[84887686,"2 COUDES CONCENTRIQUES A 30°","DY686",136,3661238012233,250,190,155,0.6,"CM"]
[84887687,"2 COUDES CONCENTRIQUES A 15°","DY687",136,3661238012226,255,195,150,0.6,"CM"]
[84887688,"MANCHON DE COMPENSATION DE 50 A 250 MM","DY688",59.2,3661238012219,515,135,140,0.5,"CM"]
[84887689,"PIECE DE VISITE D60/100 DROITE","DY689",112.5,3661238012202,255,185,150,0.6,"CM"]
[84887737,"TE DE VISITE 60/100","DY737",112.5,3661238011762,255,185,145,0.6,"CM"]
[84887702,"KIT DE RACCORDEMENT CHAUDIERE","DY702",153.80000000000001,3661238012080,500,290,260,1.9,"CM"]
[]
[null,"FLEXIBLE PPS Ø 80 MM"]
[]
[100015325,"KIT N° 1 RACCORDEMENT CHEMINÉE FLEXIBLE PPS Ø 80 MM","DY895",200,3661238380110,395,395,380,3.4,"CM"]
[100015327,"TUBE FLEXIBLE LG=12,5M","DY897",300,3661238380134,1200,1220,250,8,"CM"]
[100015326,"TUBE FLEXIBLE LG=50M","DY896",1050,3661238380127,1600,1660,410,26,"CM"]
[84887618,"ETOILE DE CENTRAGE POUR FLEXIBLE Ø 80 MM (2 PIÈCES)","DY618",30,3661238012912,300,300,70,0.2,"CM"]
[100015328,"PIÈCE DE COUPLAGE FLEXIBLE Ø 80 MM","DY898",60,3661238380141,150,150,150,0.3,"CM"]
[100015331,"OUTIL D'AIDE À L'INSERTION Ø 80 MM","DY901",150,3661238380172,300,210,185,1.4,"CM"]
[100015330,"PIÈCE D'INSPECTION POUR TUBE FLEXIBLE","DY900",109,3661238380165,295,140,140,0.5,"CM"]
[100015329,"TERMINAL AVEC SOLIN FLEX. Ø 80 MM","DY899",150,3661238380158,385,385,250,1.7,"CM"]
[100015880,"ADAPTATEUR PPS FLEX Ø 80 MM","DY904",35,3661238417632,195,195,145,0.1,"CH"]
[]
[null,"PPS Ø 80 MM"]
[]
[100008298,"ADAPTATEUR PPS D110-80","DY873",40.200000000000003,3661238101913,195,195,145,0.2,"CM"]
[100015325,"KIT N° 1 RACCORDEMENT CHEMINÉE FLEXIBLE PPS Ø 80 MM","DY895",200,3661238380110,395,395,380,3.4,"CM"]
[84887718,"KIT N° 2  KIT DE RACCORDEMENT CHAUDIÈRE PPS Ø 80 MM","DY718",121.2,3661238011939,505,290,260,2.2000000000000002,"CM"]
[84887708,"ADAPTATEUR PPS Ø 60/100 SUR 80/125 MM","DY708",49,3661238012028,255,145,150,0.3,"CM"]
[84887717,"KIT N° 1 KIT DE RACCORDEMENT CHEMINÉE PPS Ø 80 MM","DY717",133.4,3661238011946,395,405,390,2.9,"CM"]
[84887546,"PIÈCE DE VISITE Ø 80 MM DROITE","DY146",48.5,3661238013506,300,145,150,0.3,"CM"]
[84887613,"RALLONGE PPS Ø 80 MM   LG= 250 MM (2 PIÈCES)","DY613",32.700000000000003,3661238012967,250,170,175,0.4,"CM"]
[84887614,"RALLONGE PPS Ø 80 MM   LG= 500 MM (2 PIÈCES)","DY614",30.4,3661238012950,500,160,150,0.7,"CM"]
[84887615,"RALLONGE PPS Ø 80 MM   LG= 1000 MM (2 PIÈCES)","DY615",46.2,3661238012943,1000,160,145,1.3,"CM"]
[84887550,"RALLONGE PPS Ø 80 MM   LG= 2000 MM  (2 PIÈCES)","DY150",66.7,3661238013469,1960,150,150,2.5,"CM"]
[84887552,"COUDE PPS À 90°","DY152",14.6,3661238013445,255,145,150,0.2,"CM"]
[84887554,"COUDE PPS À 45° (2 PIECES)","DY154",26.7,3661238013421,200,200,150,0.3,"CM"]
[84887563,"TÉ PPS  AVEC COUVERCLE D'INSPECTION","DY163",48.5,3661238013353,290,220,170,0.4,"CM"]
[84887551,"ETOILE DE CENTRAGE Ø 80 MM (2 PIECES)","DY151",13.4,3661238013452,300,300,40,0.1,"CM"]
[84887585,"TERMINAL AVEC SOLIN DIAMÉTRE 80","DY185",124.9,3661238013148,390,380,280,1.5,"CM"]
[100008301,"COUDE DE REVISION PPS 87° Ø 80 MM (GRIS)","DY877",34.299999999999997,3661238102026,190,195,145,0.2,"CM"]
[null,null,null,null,""]
["OPTIONS VIVADENS MCR"]
["REFERENCE","DESIGNATION","COLIS","PRIX","Code EAN","DIMENSIONS EMBALLAGE",null,null,"POIDS","GROUPE"]
[null,null,null,"EUR","","L","l","H","KG","ARTICLE"]
[]
[null,"PPS 80/125 MM"]
[]
[100014000,"KIT DE RACCORDEMENT 3CEP Ø 80/125MM","DY887",127.6,3661238368989,625,215,225,2.1,"CM"]
[100002732,"TERMINAL VERTICAL PPS Ø 80/125 MM NOIR","DY843",130,3661238006621,1210,270,240,4.2,"CM"]
[100002733,"TERMINAL VERTICAL PPS Ø 80/125 MM ROUGE","DY844",130,3661238006614,1210,265,240,4.2,"CM"]
[84887716,"KIT N° 3 RACCORDEMENT CHAUDIÈRE  PPS Ø 80/125 MM","DY716",121.2,3661238011953,500,290,260,2.4,"CM"]
[84887524,"PIÈCE D'INSPECTION DROITE ALU/PPS Ø 80/125 MM","DY124",92.1,3661238013704,300,145,150,0.6,"CM"]
[100008311,"COUDE DE REVISION ALU/PPS Ø 80/125 MM","DY875",98.2,3661238101920,195,195,145,0.7,"CM"]
[100003271,"KIT DE RACCORDEMENT CHAUDIÈRE PERPENDICULAIRE","DY849",190.8,3661238005600,595,395,410,3.5,"CM"]
[100003272,"KIT DE RACCORDEMENT CHAUDIÈRE SOUS CONDUIT","DY850",143.4,3661238005594,500,290,260,1.4,"CM"]
[84887525,"TÉ D'INSPECTION ALU/PPS Ø 80/125 MM","DY125",109.3,3661238013698,315,235,150,0.8,"CM"]
[84887526,"RALLONGE CONCENTRIQUE ALU/PPS 80/125 LG= 250 MM","DY126",34,3661238013681,255,145,150,0.5,"CM"]
[84887527,"RALLONGE CONCENTRIQUE ALU/PPS 80/125 LG= 500 MM","DY127",41.3,3661238013674,520,140,140,0.9,"CM"]
[84887528,"RALLONGE CONCENTRIQUE ALU/PPS 80/125 LG=1000 MM","DY128",58.1,3661238013667,1010,135,140,1.7,"CM"]
[84887529,"RALLONGE CONCENTRIQUE ALU/PPS 80/125 LG=1950 MM","DY129",103.1,3661238013650,1960,150,150,3.5,"CM"]
[84887530,"MANC. COMP. D80/125","DY130",60.5,3661238013643,300,140,145,0.6,"CM"]
[84887531,"COUDE A 87° ALU/PPS  Ø 80/125 MM","DY131",47,3661238013636,200,200,150,0.7,"CM"]
[84887532,"COUDE CONCENTRIQUE 45° ALU/PPS Ø 80/125 MM (2 PIÈCES)","DY132",66.7,3661238013629,315,235,150,1,"CM"]
[]
[null,"DIVERS FUMISTERIE"]
[]
[84887411,"SORTIE HORIZONTALE TOIT PENTE DE 30° A 45° ( uniquement pour tuiles mécaniques)","DY11",151.5,3661238013940,1020,700,370,3.6,"CM"]
[84837729,"SORTIE DE TOIT EN PENTE DE 40° A 60° ( uniquement pour tuiles mécaniques)","CX49",151.5,3661238014367,920,700,320,3.5,"CM"]
[84837731,"EMBASE D'ETANCHEITE POUR TOIT PLAT","CX51",36.5,3661238014343,400,400,155,0.6,"CM"]
[84837121,"TUILE A DOUILLE 5 A 25° NOIRE","CX121",94.4,3661238014428,510,250,145,3,"CM"]
[84837732,"TUILE A DOUILLE 25 A 45° NOIRE","CX52",65.900000000000006,3661238014336,520,250,145,3,"CM"]
[84837734,"TUILE A DOUILLE 35 A 55° NOIRE","CX63",82.3,3661238014312,510,265,180,3.2,"CM"]
[84837120,"TUILE A DOUILLE 5 A 25° ROUGE","CX120",94.4,3661238014435,515,245,145,3,"CM"]
[84837783,"TUILE A DOUILLE 25 A 45° ROUGE","CX83",65.900000000000006,3661238014213,515,250,150,3,"CM"]
[84837784,"TUILE A DOUILLE 35 A 55° ROUGE","CX84",82.3,3661238014206,520,265,180,3,"CM"]
[84837741,"PLATINE DE FINITION INTERIEURE","CX72",15.6,3661238014251,245,210,3,0.7,"CM"]
[100005002,"GRILLE DE PROTECTION INOX Ø 80/125 MM","DY865",148,3661238001886,275,270,270,2.6,"CM"]
[84887435,"GRILLE D'AERATION EXTERIEURE 175 CM²","DY35",17.7,3661238013889,300,250,30,0.3,"CM"]
[84887436,"GRILLE D'AERATION INTERIEURE 175 CM²","DY36",20.7,3661238013872,250,295,2,0.3,"CM"]
[84837779,"COLLIER DE FIXATION Ø 125 MM PATTE LONGUE","CX79",14.6,3661238014237,230,160,200,0.4,"CM"]
[84837118,"COLLIER DE FIXATION Ø 125 MM PATTE COURTE","CX118",9.6999999999999993,3661238014459,225,185,20,0.2,"CM"]
[84887451,"COLLIER D'ETANCHEITE POUR MONTAGE EXTERIEUR","DY51",20,3661238013841,150,130,60,0.2,"CM"]
[100011888,"VENT. HORIZ. RECENTRE Ø 60/100","DY885",131.6,3661238374959,1170,190,195,2.9,"CM"]
[]
[]
["ELITEC DTG 130 Eco.NOx "]
["REFERENCE","DESIGNATION","COLIS","PRIX","Code EAN","DIMENSIONS EMBALLAGE",null,null,"POIDS","GROUPE"]
[null,null,null,"EUR","","L","l","H","KG","ARTICLE"]
[null,null,null,null,""]
[85189101,"DTG 134 Eco.NOx B ",null,2264,3661238030725,null,null,null,120.5,"CH"]
[85189102,"DTG 135 Eco.NOx B ",null,2501,3661238030718,null,null,null,140.5,"CH"]
[85189103,"DTG 136 Eco.NOx B",null,2652,3661238030701,null,null,null,154.5,"CH"]
[85189104,"DTG 137 Eco.NOx B ",null,3055,3661238030695,null,null,null,177.5,"CH"]
[85189105,"DTG 138 Eco.NOx B",null,3210,3661238030688,null,null,null,194.5,"CH"]
[85189106,"DTG 139 Eco.NOx B ",null,3701,3661238030671,null,null,null,214.5,"CH"]
[]
[85189401,"DTG 134 Eco.NOx D ",null,2886,3661238029385,null,null,null,121,"CH"]
[85189402,"DTG 135 Eco.NOx D ",null,3123,3661238029378,null,null,null,141,"CH"]
[85189403,"DTG 136 Eco.NOx D",null,3274,3661238029361,null,null,null,155,"CH"]
[85189404,"DTG 137 Eco.NOx D ",null,3677,3661238029354,null,null,null,178,"CH"]
[85189405,"DTG 138 Eco.NOx D",null,3832,3661238029347,null,null,null,195,"CH"]
[85189406,"DTG 139 Eco.NOx D ",null,4323,3661238029330,null,null,null,215,"CH"]
[]
["LISTE DES COLIS"]
[]
[85189004,"DTG 134 Eco.Nox ","GL2",1704,3661238030961,620,910,1040,118,"CH"]
[85189005,"DTG 135 Eco.Nox ","GL3",1941,3661238030954,695,910,1040,138,"CH"]
[85189006,"DTG 136 Eco.Nox","GL4",2092,3661238030947,695,910,1040,152,"CH"]
[85189007,"DTG 137 Eco.Nox ","GL5",2495,3661238030930,840,910,1040,175,"CH"]
[85189008,"DTG 138 Eco.Nox","GL6",2650,3661238030923,840,910,1040,192,"CH"]
[85189009,"DTG 139 Eco.Nox ","GL7",3141,3661238030916,920,910,1040,212,"CH"]
[]
[85187000,"TABLEAU B","GL25",560,3661238031036,475,300,280,2.5,"CH"]
[85187002,"TABLEAU D","GL27",1182,3661238031012,475,300,280,3,"CH"]
[null,null,null,null,""]
["ELITEC DTG 1300 Eco.NOx / V "]
["REFERENCE","DESIGNATION","COLIS","PRIX","Code EAN","DIMENSIONS EMBALLAGE",null,null,"POIDS","GROUPE"]
[null,null,null,"EUR","","L","l","H","KG","ARTICLE"]
[null,null,null,null,""]
[85189111,"DTG 1305 Eco.NOx B / V 110 ",null,3833,3661238030626,null,null,null,237.5,"CH"]
[85189112,"DTG 1306 Eco.NOx B / V 130 ",null,3983,3661238030619,null,null,null,259.5,"CH"]
[]
[85189411,"DTG 1305 Eco.NOx D / V 110 ",null,4455,3661238029286,null,null,null,238,"CH"]
[85189412,"DTG 1306 Eco.NOx D / V 130 ",null,4605,3661238029279,null,null,null,260,"CH"]
[]
["LISTE DES COLIS"]
[]
[85189025,"DTG 1305 Eco.NOx / V 110 ","GL11",3273,3661238030862,1060,780,1650,235,"CH"]
[85189026,"DTG 1306 Eco.NOx / V 130 ","GL12",3423,3661238030855,1060,780,1650,257,"CH"]
[]
[85187000,"TABLEAU B","GL25",560,3661238031036,475,300,280,2.5,"CH"]
[85187002,"TABLEAU D","GL27",1182,3661238031012,475,300,280,3,"CH"]
[null,null,null,null,""]
["ELITEC DTG 1300 Eco.NOx / B"]
["REFERENCE","DESIGNATION","COLIS","PRIX","Code EAN","DIMENSIONS EMBALLAGE",null,null,"POIDS","GROUPE"]
[null,null,null,"EUR","","L","l","H","KG","ARTICLE"]
[null,null,null,null,""]
[85189116,"DTG 1304 Eco.NOx B / B 150 ",null,3969,3661238030589,null,null,null,229.3,"CH"]
[85189117,"DTG 1305 Eco.NOx B / B 150 ",null,4206,3661238030572,null,null,null,249.3,"CH"]
[85189118,"DTG 1306 Eco.NOx B / B 150",null,4357,3661238030565,null,null,null,263.3,"CH"]
[85189119,"DTG 1307 Eco.NOx B / B 150 ",null,4760,3661238030558,null,null,null,286.3,"CH"]
[85189120,"DTG 1308 Eco.NOx B / B 150",null,4915,3661238030541,null,null,null,303.3,"CH"]
[85189121,"DTG 1309 Eco.NOx B / B 150",null,5406,3661238030534,null,null,null,323.3,"CH"]
[]
[85189416,"DTG 1304 Eco.NOx D / B 150 ",null,4591,3661238029248,null,null,null,229.8,"CH"]
[85189417,"DTG 1305 Eco.NOx D / B 150 ",null,4828,3661238029231,null,null,null,249.8,"CH"]
[85189418,"DTG 1306 Eco.NOx D / B 150",null,4979,3661238029224,null,null,null,263.8,"CH"]
[85189419,"DTG 1307 Eco.NOx D / B 150 ",null,5382,3661238029217,null,null,null,286.8,"CH"]
[85189420,"DTG 1308 Eco.NOx D / B 150",null,5537,3661238029200,null,null,null,303.8,"CH"]
[85189421,"DTG 1309 Eco.NOx D / B 150",null,6028,3661238029194,null,null,null,323.8,"CH"]
[]
["LISTE DES COLIS"]
[]
[85189004,"DTG 134 Eco.NOx ","GL2",1704,3661238030961,620,910,1040,118,"CH"]
[85189005,"DTG 135 Eco.NOx ","GL3",1941,3661238030954,695,910,1040,138,"CH"]
[85189006,"DTG 136 Eco.NOx","GL4",2092,3661238030947,695,910,1040,152,"CH"]
[85189007,"DTG 137 Eco.NOx ","GL5",2495,3661238030930,840,910,1040,175,"CH"]
[85189008,"DTG 138 Eco.NOx","GL6",2650,3661238030923,840,910,1040,192,"CH"]
[85189009,"DTG 139 Eco.NOx ","GL7",3141,3661238030916,920,910,1040,212,"CH"]
[]
[85187000,"TABLEAU B","GL25",560,3661238031036,475,300,280,2.5,"CH"]
[85187002,"TABLEAU D","GL27",1182,3661238031012,475,300,280,3,"CH"]
[]
[89529085,"PREPARATEUR BH 150","GL29",1324,3661238047785,695,910,1040,102,"CH"]
[89997049,"KIT DE LIAISON DTG 130-BH 150","EA92",381,3661238044463,600,500,140,6.8,"CH"]
[null,null,null,null,""]
["ELITEC DTG 1300 Eco.NOx / H"]
["REFERENCE","DESIGNATION","COLIS","PRIX","Code EAN","DIMENSIONS EMBALLAGE",null,null,"POIDS","GROUPE"]
[null,null,null,"EUR","","L","l","H","KG","ARTICLE"]
[null,null,null,null,""]
[85189133,"DTG 1305 Eco.NOx B / H 150 ",null,4256,3661238030497,null,null,null,251.1,"CH"]
[85189134,"DTG 1306 Eco.NOx B / H 150",null,4407,3661238030480,null,null,null,265.10000000000002,"CH"]
[]
[85189433,"DTG 1305 Eco.NOx D / H 150 ",null,4878,3661238029156,null,null,null,251.6,"CH"]
[85189434,"DTG 1306 Eco.NOx D / H 150",null,5029,3661238029149,null,null,null,265.60000000000002,"CH"]
[]
["LISTE DES COLIS"]
[]
[85189005,"DTG 135 Eco.NOx ","GL3",1941,3661238030954,695,910,1040,138,"CH"]
[85189006,"DTG 136 Eco.NOx","GL4",2092,3661238030947,695,910,1040,152,"CH"]
[]
[85187000,"TABLEAU B","GL25",560,3661238031036,475,300,280,2.5,"CH"]
[85187002,"TABLEAU D","GL27",1182,3661238031012,475,300,280,3,"CH"]
[]
[89529085,"PREPARATEUR BH 150","GL29",1324,3661238047785,695,910,1040,102,"CH"]
[89527720,"COLIS RENFORT","EA82",50,3661238047839,615,170,120,1.8,"CH"]
[89997049,"KIT DE LIAISON DTG 130-BH 150","EA92",381,3661238044463,600,500,140,6.8,"CH"]
[null,null,null,null,""]
["OPTIONS ELITEC"]
["REFERENCE","DESIGNATION","COLIS","PRIX","Code EAN","DIMENSIONS EMBALLAGE",null,null,"POIDS","GROUPE"]
[null,null,null,"EUR","","L","l","H","KG","ARTICLE"]
[null,null,null,null,""]
["OPTIONS TABLEAU B",null,null,null,""]
[null,null,null,null,""]
[88017859,"THERMOSTAT D'AMBIANCE NON PROGRAMMABLE","AD140",42.9,3661238048805,80,80,40,0.1,"CM"]
[88017855,"THERMOSTAT D'AMBIANCE PROGRAMMABLE (FILAIRE)","AD137",137.80000000000001,3661238048836,130,90,55,0.2,"CM"]
[88017018,"THERMOSTAT D'AMBIANCE PROGRAMMABLE (SANS FILS)","AD200",242.7,3661238049178,175,150,90,0.4,"CM"]
[]
["OPTIONS TABLEAU DIEMATIC 3"]
[]
[85757742,"SONDE DE TEMPERATURE FUMEES  ","FM47",59.8,3661238022744,210,160,40,0.2,"CH"]
[85757743,"PLATINE + SONDE POUR 1 CIRCUIT AVEC VANNE MELANGEUSE","FM48",152.6,3661238022737,260,170,120,0.4,"CM"]
[85757746,"COMMANDE A DISTANCE INTERACTIVE CDI 2 ","FM51",176.1,3661238022713,180,110,85,0.3,"CM"]
[100004636,"COMMANDE A DISTANCE RADIO CDR 2","FM161",310.39999999999998,3661238002456,200,150,130,0.6,"CM"]
[100004637,"MODULE CDR 2 SUPPLEMENTAIRE","FM162",205.5,3661238002449,280,200,40,0.2,"CM"]
[100010960,"SONDE EXTERIEURE RADIO DIEMATIC 3","AD241",67.8,3661238338128,150,210,30,0.2,"CH"]
[100010961,"MODULE CHAUDIERE RADIO DIEMATIC 3","AD242",105.1,3661238338135,260,160,120,0.3,"CH"]
[85757747,"COMMANDE A DISTANCE SIMPLIFIEE AVEC SONDE D'AMBIANCE","FM52",88,3661238022706,110,85,40,0.1,"CM"]
[88017887,"SONDES POUR BALLON TAMPON","AD160",83.6,3661238048720,210,150,40,0.2,"CM"]
[88017851,"CABLE DE LIAISON BUS LG 12 M","AD134",92.7,3661238048850,350,260,30,0.4,"CM"]
[88017878,"MODULE DE TELESURVEILLANCE VOCAL","AD152",595.9,3661238048751,210,190,105,1.1000000000000001,"CM"]
[]
["OPTIONS ECS"]
[]
[100000030,"COLIS OPTION SONDE ECS","AD212",43.5,3661238011168,200,150,30,0.2,"CM"]
[100007837,"KIT LIAISON DTG130-DTG130 ECONOX PLUS / B 150-200-300","EA119",507.9,3661238113336,600,500,135,7,"CH"]
[100000492,"KIT ANODE MAGNESIUM","EA103",55.3,3661238011069,560,90,85,0.9,"CH"]
[89557009,"KIT DE RACCORDS G EN R (1\" ET 3/4\") ","BH84",23.4,3661238047563,200,140,45,0.3,"CM"]
[]
["OPTIONS MODULES HYDRAULIQUES"]
[]
[null,"MODULES HYDRAULIQUES DTG 1300/B - DTG 1300/H ET DTG 1300/V"]
[]
[89997000,"JEU DE CROIX DE RACCORDEMENT","EA45",48.5,3661238044753,175,135,90,1.2,"CH"]
[]
[89997046,"TUBULURES DE LIAISON CHAUDIERE/MODULE POUR RACCORDEMENT A GAUCHE","EA89",103.2,3661238044487,635,340,120,2.5,"CH"]
[89997047,"TUBULURES DE LIAISON CHAUDIERE/MODULE POUR RACCORDEMENT A DROITE","EA90",135.1,3661238044470,740,430,145,6,"CH"]
[89997009,"KIT DE SECURITE","EA54",111.2,3661238044692,390,230,135,1.6,"CH"]
[]
[89997014,"COLLECTEUR ISOLE POUR 2 MODULES HYDRAULIQUES","EA59",265.2,3661238044654,635,195,170,6.1,"CH"]
[89997015,"COLLECTEUR ISOLE POUR 3 MODULES HYDRAULIQUES","EA60",454.3,3661238044647,880,220,205,9,"CH"]
[]
[89997016,"MODULE HYDRAULIQUE POUR 1 CIRCUIT DIRECT POMPE 3 VITESSES","EA61",409.4,3661238044630,405,270,240,6.6,"CH"]
[89997018,"MODULE HYDRAULIQUE POUR 1 CIRCUIT DIRECT AVEC VANNE POMPE 3 VITESSES","EA63",652.20000000000005,3661238044623,405,270,240,8.1999999999999993,"CH"]
[]
[89997020,"MODULE HYDRAULIQUE POUR 1 CIRCUIT DIRECT POMPE ELECTRONIQUE","EA65",483.4,3661238044616,405,270,240,6.8,"CH"]
[89997022,"MOD. HYDR. AVEC CIRCUL. ELECTRO. POUR 1 CIRCUIT AVEC VANNE MELANGEUSE","EA67",726.5,3661238044609,405,270,240,8.1999999999999993,"CH"]
[]
[100013530,"MODULE HYDRAULIQUE POUR 1 CIRCUIT AVEC POMPE HAUTE PERFORMANCE (CLASSE A)","EA135",640,3661238364448,390,260,215,6.9,"CH"]
[100013531,"MODULE HYDRAULIQUE POUR CIRCUIT VANNE AVEC POMPE HAUTE PERFORMANCE (CLASSE A)","EA136",820,3661238364455,390,260,215,8.4,"CH"]
[]
[89997029,"JEU DE 2 CONSOLES MURALES POUR MODULES HYDRAULIQUES","EA74",52.4,3661238044586,340,125,80,1.1000000000000001,"CH"]
[]
[null,"OPTION DE MODULE HYDRAULIQUE CIRCUIT V3V"]
[]
[89997044,"KIT DE TRANSFORMATION VANNE MOTORISEE EN VANNE MANUELLE","EA79",34.200000000000003,3661238044500,155,105,100,0.2,"CH"]
[null,null,null,null,""]
["AUTRES OPTIONS",null,null,null,""]
[null,null,null,null,""]
[83757735,"PRESSOSTAT DE MANQUE D'EAU","CG49",134.9,3661238015449,260,160,120,0.7,"CH"]
[]
[85187004,"KIT DE CONVERSION AU GAZ NATUREL L (version Eco.Nox)","GL31",35.200000000000003,3661238030992,270,200,20,0.2,"CH"]
[85187005,"KIT DE CONVERSION AU PROPANE (version Eco.NOx)","GL32",49.9,3661238030985,250,200,15,0.2,"CH"]
[]
["CITADINE 2.24 / 2.24 FF / 2.24 VMC"]
["REFERENCE","DESIGNATION","COLIS","PRIX","Code EAN","DIMENSIONS EMBALLAGE",null,null,"POIDS","GROUPE"]
[null,null,null,"EUR","","L","l","H","KG","ARTICLE"]
[]
["CHAUDIERES POUR RACCORDEMENT CHEMINEE "]
[]
[100008780,"CITADINE  2.24 GN",null,1734,3661238168497,null,null,null,45,"CM"]
[100008781,"CITADINE 2.24 BP",null,1734,3661238168480,null,null,null,47.5,"CM"]
[]
["CHAUDIERES POUR RACCORDEMENT VENTOUSE"]
[]
[100008782,"CITADINE 2.24 FF GN VH 8",null,2168,3661238168473,null,null,null,57.5,"CM"]
[100008783,"CITADINE 2.24 FF BP VH 8",null,2168,3661238168466,null,null,null,57.5,"CM"]
[100008784,"CITADINE 2.24 FF GN VH15",null,2210,3661238168459,null,null,null,59.6,"CM"]
[100008785,"CITADINE 2.24 FF BP VH15",null,2210,3661238168442,null,null,null,59.6,"CM"]
[100008786,"CITADINE 2.24 FF GN VV12",null,2308,3661238168435,null,null,null,60.9,"CM"]
[100008787,"CITADINE 2.24 FF BP VV12",null,2308,3661238168428,null,null,null,60.9,"CM"]
[]
["CHAUDIERES POUR RACCORDEMENT A UNE VMC-GAZ"]
[]
[100008788,"CITADINE 2.24 VMC GN",null,1763,3661238168411,null,null,null,48,"CM"]
[]
["LISTE DES COLIS"]
[]
[100007997,"CITADINE 2.24 GN","HA72",1547,3661238168572,1000,535,550,39.5,"CM"]
[100007998,"CITADINE 2.24 BP","HA73",1547,3661238168565,1000,535,550,42,"CM"]
[]
[100007999,"CITADINE 2.24 FF GN  ","HA74",1884,3661238168558,1000,535,550,49.5,"CM"]
[100008000,"CITADINE 2.24 FF BP  ","HA75",1884,3661238168541,1000,535,550,49.5,"CM"]
[]
[100008001,"CITADINE 2.24 VMC GN","HA76",1576,3661238168534,1000,535,550,42.5,"CM"]
[]
[100008300,"DOSSERET 2.24","HA79",187,3661238168503,870,385,115,5.5,"CM"]
[]
[84887744,"TERMINAL HORIZONTAL Ø 60/100 MM LG = 800 MM","DY744",97,3661238011700,1000,160,145,2.5,"CM"]
[84887745,"TERMINAL HORIZONTAL Ø 60/100 MM LG = 1500 MM","DY745",139,3661238011694,1950,150,150,4.5999999999999996,"CM"]
[]
[86667210,"ADAPTATEUR RECUPERATEUR CONDENSATS  Ø 80/125 MM","HA210",93,3661238044135,285,215,170,0.9,"CM"]
[84887735,"VENTOUSE VERTICALE Ø 80/125 MM NOIRE","DY735",144,3661238011786,1350,255,290,5,"CM"]
[]
["CITADINE 2.28 FF"]
["REFERENCE","DESIGNATION","COLIS","PRIX","Code EAN","DIMENSIONS EMBALLAGE",null,null,"POIDS","GROUPE"]
[null,null,null,"EUR","","L","l","H","KG","ARTICLE"]
[]
[100008789,"CITADINE 2.28 FF GN VH 8",null,2381,3661238168404,null,null,null,58,"CM"]
[100008790,"CITADINE 2.28 FF BP VH 8",null,2381,3661238168398,null,null,null,58,"CM"]
[100008791,"CITADINE 2.28 FF GN VH 15",null,2423,3661238168381,null,null,null,60.1,"CM"]
[100008792,"CITADINE 2.28 FF BP VH 15",null,2423,3661238168374,null,null,null,60.1,"CM"]
[100008793,"CITADINE 2.28 FF GN VV 12",null,2521,3661238168367,null,null,null,61.4,"CM"]
[100008796,"CITADINE 2.28 FF BP VV 12",null,2521,3661238168350,null,null,null,61.4,"CM"]
[]
[null,"LISTE DES COLIS "]
[]
[100008002,"CITADINE 2.28   FF  GN","HA77",2097,3661238168527,1000,535,550,50,"CM"]
[100008003,"CITADINE 2.28   FF  BP","HA78",2097,3661238168510,1000,535,550,50,"CM"]
[100008300,"DOSSERET 2.24","HA79",187,3661238168503,870,385,115,5.5,"CM"]
[]
[84887744,"TERMINAL HORIZONTAL Ø 60/100 MM LG = 800 MM","DY744",97,3661238011700,1000,160,145,2.5,"CM"]
[84887745,"TERMINAL HORIZONTAL Ø 60/100 MM LG = 1500 MM","DY745",139,3661238011694,1950,150,150,4.5999999999999996,"CM"]
[]
[86667210,"ADAPTATEUR RECUPERATEUR CONDENSATS  Ø 80/125 MM","HA210",93,3661238044135,285,215,170,0.9,"CM"]
[84887735,"VENTOUSE VERTICALE Ø 80/125 MM NOIRE","DY735",144,3661238011786,1350,255,290,5,"CM"]
[]
["OPTIONS CITADINE 2.24 et 2.28 FF"]
["REFERENCE","DESIGNATION","COLIS","PRIX","Code EAN","DIMENSIONS EMBALLAGE",null,null,"POIDS","GROUPE"]
[null,null,null,"EUR","","L","l","H","KG","ARTICLE"]
[]
[100009413,"KIT REMPLACEMENT CHAUDIERE A VISSER ELM PAR CITADINE","HA251",68.099999999999994,3661238168343,410,210,120,1.1000000000000001,"CM"]
[100009414,"KIT REMPLACEMENT CHAUDIERE A VISSER SAUNIER DUVAL PAR CITADINE","HA252",68.099999999999994,3661238168336,410,210,120,1,"CM"]
[100009415,"KIT REMPLACEMENT CHAUDIERE A VISSER C&M NECTRA PAR CITADINE","HA253",68.099999999999994,3661238168329,410,210,120,1.2,"CM"]
[100009416,"KIT REMPLACEMENT CHAUDIERE A VISSER C&M CELTIC PAR CITADINE","HA254",68.099999999999994,3661238168312,410,210,120,0.7,"CM"]
[]
[86667237,"KIT REMPLACEMENT CHAUDIERE A SOUDER VAILLANT PAR CITADINE","HA237",35.799999999999997,3661238044012,410,210,120,0.8,"CM"]
[86667234,"KIT REMPLACEMENT A SOUDER CHAUDIERE ELM PAR CITADINE","HA234",35.799999999999997,3661238044043,410,210,120,1,"CM"]
[86667235,"KIT REMPLACEMENT A SOUDER CHAUDIERE SAUNIER DUVAL PAR CITADINE","HA235",35.799999999999997,3661238044036,410,210,120,1,"CM"]
[86667236,"KIT REMPLACEMENT A SOUDER CHAUDIERE C&M CELTIC PAR CITADINE","HA236",35.799999999999997,3661238044029,410,210,120,1,"CM"]
[]
[86667208,"VASE EXPANSION 12 LITRES","HA208",77.900000000000006,3661238044142,550,440,240,8,"CM"]
[100000920,"MODULE HYDRAULIQUE COMPACT 2 CIRCUITS","EA104",899.3,3661238010116,490,440,270,10.5,"CM"]
[100000921,"TUBULURE DE RACCORDEMENT MODULE/CITY 1.24-II, 2.24-II, 2.28FF","EA105",105.9,3661238010109,460,160,80,1.6,"CM"]
[86667233,"ADAPTATEUR/RECUPERATEUR DE CONDENSATS BI-FLUX PAR CONDUIT SEPARE","HA233",101.3,3661238044050,280,165,160,0.8,"CM"]
[]
[null,"REGULATIONS"]
[]
[88017020,"PLATINE + SONDE POUR VANNE MELANGEUSE 3 VOIES","AD202",152.6,3661238049154,260,160,120,0.5,"CM"]
[85757741,"SONDE EXTERIEURE","FM46",34.5,3661238022751,200,150,40,0.1,"CM"]
[88017859,"THERMOSTAT D'AMBIANCE NON PROGRAMMABLE","AD140",42.9,3661238048805,80,80,40,0.1,"CM"]
[88017855,"THERMOSTAT D'AMBIANCE PROGRAMMABLE (FILAIRE)","AD137",137.80000000000001,3661238048836,130,90,55,0.2,"CM"]
[85757745,"COMMANDE A DISTANCE COMMUNICANTE EASYMATIC (FILAIRE)","FM50",256,3661238022720,175,105,80,0.3,"CM"]
[88017018,"THERMOSTAT D'AMBIANCE PROGRAMMABLE (SANS FILS)","AD200",242.7,3661238049178,175,150,90,0.4,"CM"]
[88017019,"COMMANDE A DISTANCE COMMUNICANTE EASYRADIO (SANS FILS)","AD201",360,3661238049161,200,155,125,0.6,"CM"]
[]
[null,"ACCESSOIRE POUR INSTALLATION 3CE"]
[]
[84887786,"ADAPTATEUR POUR CONDUIT 3CE (C42)","DY786",87.9,3661238011311,500,155,145,1.3,"CM"]
[]
[null,"VENTOUSE HORIZONTALE Ø 60/100 MM"]
[]
[84887746,"RALLONGE CONCENTRIQUE LG=250 MM","DY746",28,3661238011687,260,145,150,0.5,"CM"]
[84887652,"RALLONGE CONCENTRIQUE LG=500 MM","DY652",36.5,3661238012578,515,135,140,1,"CM"]
[84887653,"RALLONGE CONCENTRIQUE LG=1000 MM","DY653",48.5,3661238012561,1020,135,140,1.9,"CM"]
[84887654,"RALLONGE CONCENTRIQUE LG=1950 MM","DY654",91.1,3661238012554,1960,150,150,3.7,"CM"]
[84887655,"COUDE CONCENTRIQUE A 87°","DY655",37.6,3661238012547,200,200,150,0.7,"CM"]
[84887656,"2 COUDES CONCENTRIQUES A 45°","DY656",71.7,3661238012530,255,185,150,0.8,"CM"]
[84887747,"RECUPERATEUR DE CONDENSATS Ø 60/100 MM","DY747",81.7,3661238011670,310,235,145,0.7,"CM"]
[84837729,"SORTIE DE TOIT EN PENTE DE 40° A 60° ( uniquement pour tuiles mécaniques)","CX49",151.5,3661238014367,920,700,320,3.5,"CM"]
[84887411,"SORTIE HORIZONTALE TOIT PENTE DE 30° A 45° ( uniquement pour tuiles mécaniques)","DY11",151.5,3661238013940,1020,700,370,3.6,"CM"]
[84887566,"PANIER DE PROTECTION INOX","DY166",70.3,3661238013339,220,210,200,1.4,"CM"]
[]
[null,"VENTOUSE HORIZONTALE Ø 80/125 MM"]
[]
[84837119,"TERMINAL HORIZONTAL LG=730 MM","CX119",84.9,3661238014442,1025,170,170,3,"CM"]
[100005002,"GRILLE DE PROTECTION INOX Ø 80/125 MM","DY865",148,3661238001886,275,270,270,2.6,"CM"]
[]
[null,"VENTOUSE VERTICALE Ø 80/125 MM"]
[]
[84837121,"TUILE A DOUILLE 5 A 25° NOIRE","CX121",94.4,3661238014428,510,250,145,3,"CM"]
[84837732,"TUILE A DOUILLE 25 A 45° NOIRE","CX52",65.900000000000006,3661238014336,520,250,145,3,"CM"]
[84837734,"TUILE A DOUILLE 35 A 55° NOIRE","CX63",82.3,3661238014312,510,265,180,3.2,"CM"]
[84837120,"TUILE A DOUILLE 5 A 25° ROUGE","CX120",94.4,3661238014435,515,245,145,3,"CM"]
[84837783,"TUILE A DOUILLE 25 A 45° ROUGE","CX83",65.900000000000006,3661238014213,515,250,150,3,"CM"]
[84837784,"TUILE A DOUILLE 35 A 55° ROUGE","CX84",82.3,3661238014206,520,265,180,3,"CM"]
[84887736,"VENTOUSE VERTICALE Ø 80/125 MM ROUGE","DY736",144,3661238011779,1350,255,290,5,"CM"]
[84837731,"EMBASE D'ETANCHEITE POUR TOIT PLAT","CX51",36.5,3661238014343,400,400,155,0.6,"CM"]
[84837735,"RALLONGE CONCENTRIQUE LG 250MM","CX64",37.6,3661238014305,255,145,150,0.6,"CM"]
[84837736,"RALLONGE CONCENTRIQUE LG 500 MM","CX65",44.9,3661238014299,510,135,140,1.2,"CM"]
[84837737,"RALLONGE CONCENTRIQUE LG 1000 MM","CX66",63.1,3661238014282,1020,130,140,2.2999999999999998,"CM"]
[84837793,"RALLONGE CONCENTRIQUE LG 2000 MM","CX93",121.2,3661238014169,1960,150,150,4.5999999999999996,"CM"]
[84837738,"MANCHON DE COMPENSATION DE 50 A 250 MM","CX67",48.5,3661238014275,515,135,140,1,"CM"]
[84837739,"2 COUDES CONCENTRIQUES A 45°","CX68",95.7,3661238014268,315,235,150,1.2,"CM"]
[84837743,"COUDE CONCENTRIQUE A 87° ","CX76",61.7,3661238014244,200,200,145,0.8,"CM"]
[84837779,"COLLIER DE FIXATION Ø 125 MM PATTE LONGUE","CX79",14.6,3661238014237,230,160,200,0.4,"CM"]
[84837118,"COLLIER DE FIXATION Ø 125 MM PATTE COURTE","CX118",9.6999999999999993,3661238014459,225,185,20,0.2,"CM"]
[84837741,"PLATINE DE FINITION INTERIEURE","CX72",15.6,3661238014251,245,210,3,0.7,"CM"]
[86667210,"ADAPTATEUR RECUPERATEUR CONDENSATS  Ø 80/125 MM","HA210",93,3661238044135,285,215,170,0.9,"CM"]
[84887451,"COLLIER D'ETANCHEITE POUR MONTAGE EXTERIEUR","DY51",20,3661238013841,150,130,60,0.2,"CM"]
[84887460,"KIT D'INSTALLATION POUR MONTAGE EXTERIEUR","DY60",331.1,3661238013810,590,400,410,5.2,"CM"]
[]
["CITY 24 BIC / 24 FF BIC"]
["REFERENCE","DESIGNATION","COLIS","PRIX","Code EAN","DIMENSIONS EMBALLAGE",null,null,"POIDS","GROUPE"]
[null,null,null,"EUR","","L","l","H","KG","ARTICLE"]
[null,null,null,null,""]
["CHAUDIERES MURALES CITY COMPACT",null,null,null,""]
[null,null,null,null,""]
[100000751,"CITY 24-II BIC GN ",null,2602,3661238010949,null,null,null,96.1,"CM"]
[100000752,"CITY 24-II BIC P",null,2602,3661238010932,null,null,null,103.6,"CM"]
[]
[100000753,"CITY 24-II FF BIC GN VH 8",null,2975,3661238010925,null,null,null,113.6,"CM"]
[100000754,"CITY 24-II FF BIC P    VH 8",null,2975,3661238010918,null,null,null,113.6,"CM"]
[]
[100000755,"CITY 24-II FF BIC GN VH 15",null,3017,3661238010901,null,null,null,115.7,"CM"]
[100000756,"CITY 24-II FF BIC P    VH 15",null,3017,3661238010895,null,null,null,115.7,"CM"]
[]
[100000757,"CITY 24-II FF BIC GN VV 12",null,3121,3661238010888,null,null,null,117.1,"CM"]
[100000758,"CITY 24-II FF BIC P    VV 12",null,3121,3661238010871,null,null,null,117.1,"CM"]
[]
["LISTE DES COLIS"]
[]
[100000654,"CITY 24-II BIC GN","HA58",2273,3661238011007,630,1040,720,86,"CM"]
[100000655,"CITY 24-II BIC P","HA59",2273,3661238010994,630,1040,720,93.5,"CM"]
[]
[100000656,"CITY 24-II FF BIC GN","HA60",2549,3661238010987,630,1040,720,101,"CM"]
[100000657,"CITY 24-II FF BIC P","HA61",2549,3661238010970,630,1040,720,101,"CM"]
[]
[86667042,"DOSSERET STANDARD","HA42",329,3661238044395,890,595,150,10.1,"CM"]
[]
[84887744,"TERMINAL HORIZONTAL Ø 60/100 MM LG = 800 MM","DY744",97,3661238011700,1000,160,145,2.5,"CM"]
[84887745,"TERMINAL HORIZONTAL Ø 60/100 MM LG = 1500 MM","DY745",139,3661238011694,1950,150,150,4.5999999999999996,"CM"]
[]
[84887735,"VENTOUSE VERTICALE Ø 80/125 MM NOIRE","DY735",144,3661238011786,1350,255,290,5,"CM"]
[86667230,"ADAPTATEUR RECUPERATEUR CONDENSATS  Ø 80/125 MM","HA230",99,3661238044074,285,220,170,1,"CM"]
[]
["OPTIONS CITY BIC"]
[]
[84887787,"REHAUSSE POUR VENTOUSE HORIZONTALE A GAUCHE","DY787",23.9,3661238011304,150,155,160,0.3,"CM"]
[84887788,"RECUPERATEUR DE CONDENSATS DIAM. 60/100 MM","DY788",91.7,3661238011298,315,230,145,0.9,"CM"]
[86667043,"DOSSERET REHAUSSE","HA43",382.3,3661238044388,890,595,180,11.5,"CM"]
[86667231,"ADAPTATEUR/RECUPERATEUR DE CONDENSATS BI-FLUX PAR CONDUIT SEPARE","HA231",101.4,3661238044067,275,170,165,0.9,"CM"]
[100000920,"MODULE HYDRAULIQUE COMPACT 2 CIRCUITS","EA104",899.3,3661238010116,490,440,270,10.5,"CM"]
[100000924,"TUBULURE RACCORDEMENT MOD.HYFR./CITY BIC","EA106",99.2,3661238010093,470,310,110,2.1,"CM"]
[null,null,null,null,""]
["CITY 1.24-II"]
["REFERENCE","DESIGNATION","COLIS","PRIX","Code EAN","DIMENSIONS EMBALLAGE",null,null,"POIDS","GROUPE"]
[null,null,null,"EUR","","L","l","H","KG","ARTICLE"]
[null,null,null,null,""]
["CHAUDIERES POUR RACCORDEMENT CHEMINEE ",null,null,null,""]
[null,null,null,null,""]
[100000759,"CITY 1.24-II GN",null,1641,3661238010864,null,null,null,45.8,"CM"]
[100000800,"CITY 1.24-II BP",null,1641,3661238010796,null,null,null,45.8,"CM"]
[]
[null,"AVEC ECS PAR BALLON INTEGRE"]
[]
[100000801,"CITY 1.24-II GN BI-50",null,2765,3661238010789,null,null,null,92.9,"CM"]
[100000802,"CITY 1.24-II BP BI-50",null,2765,3661238010772,null,null,null,92.9,"CM"]
[100000803,"CITY 1.24-II GN BI-80",null,2871,3661238010765,null,null,null,102.1,"CM"]
[100000804,"CITY 1.24-II BP BI-80",null,2871,3661238010758,null,null,null,102.1,"CM"]
[]
[null,"AVEC ECS PAR BALLON SEPARE"]
[]
[100000805,"CITY 1.24-II GN BS-50",null,2863,3661238010741,null,null,null,99.3,"CM"]
[100000806,"CITY 1.24-II BP BS-50",null,2863,3661238010734,null,null,null,99.3,"CM"]
[100000807,"CITY 1.24-II GN BS-80",null,2969,3661238010727,null,null,null,108.5,"CM"]
[100000808,"CITY 1.24-II BP BS-80",null,2969,3661238010710,null,null,null,108.5,"CM"]
[100000811,"CITY 1.24-II GN BS150",null,2638,3661238010680,null,null,null,119.3,"CM"]
[100000812,"CITY 1.24-II BP BS150",null,2638,3661238010673,null,null,null,119.3,"CM"]
[100000809,"CITY 1.24-II GN BS 130",null,2574,3661238010703,null,null,null,113.9,"CM"]
[100000810,"CITY 1.24-II BP BS 130",null,2574,3661238010697,null,null,null,113.9,"CM"]
[null,null,null,null,""]
[null,null,null,null,""]
["CITY 1.24-II FF"]
["REFERENCE","DESIGNATION","COLIS","PRIX","Code EAN","DIMENSIONS EMBALLAGE",null,null,"POIDS","GROUPE"]
[null,null,null,"EUR","","L","l","H","KG","ARTICLE"]
[null,null,null,null,""]
["CHAUDIERES POUR RACCORDEMENT VENTOUSE",null,null,null,""]
[null,null,null,null,""]
[100000816,"CITY 1.24-II FF GN  VH 8",null,2084,3661238010642,null,null,null,55.8,"CM"]
[100000817,"CITY 1.24-II FF BP  VH 8",null,2084,3661238010635,null,null,null,55.3,"CM"]
[100000818,"CITY 1.24-II FF GN VH15",null,2126,3661238010628,null,null,null,57.9,"CM"]
[100000819,"CITY 1.24-II FF BP VH15",null,2126,3661238010611,null,null,null,57.4,"CM"]
[100000820,"CITY 1.24-II FF GN VV12",null,2224,3661238010604,null,null,null,59.2,"CM"]
[100000821,"CITY 1.24-II FF BP VV12",null,2224,3661238010598,null,null,null,58.7,"CM"]
[]
[null,"AVEC ECS PAR BALLON INTEGRE"]
[]
[100000822,"CITY 1.24-II FF GN BI-50 VH 8",null,3208,3661238010581,null,null,null,102.9,"CM"]
[100000823,"CITY 1.24-II FF BP BI-50 VH 8",null,3208,3661238010574,null,null,null,102.4,"CM"]
[100000824,"CITY 1.24-II FF GN BI-80 VH 8",null,3314,3661238010567,null,null,null,112.1,"CM"]
[100000825,"CITY 1.24-II FF BP BI-80 VH 8",null,3314,3661238010550,null,null,null,111.6,"CM"]
[]
[100000826,"CITY 1.24-II FF GN BI-50 VH15",null,3250,3661238010543,null,null,null,105,"CM"]
[100000827,"CITY 1.24-II FF BP BI-50 VH15",null,3250,3661238010536,null,null,null,104.5,"CM"]
[100000828,"CITY 1.24-II FF GN BI-80 VH15",null,3356,3661238010529,null,null,null,114.2,"CM"]
[100000829,"CITY 1.24-II FF BP BI-80 VH15",null,3356,3661238010512,null,null,null,113.7,"CM"]
[]
[100000830,"CITY 1.24-II FF GN BI-50 VV12",null,3348,3661238010505,null,null,null,106.3,"CM"]
[100000831,"CITY 1.24-II FF BP BI-50 VV12",null,3348,3661238010499,null,null,null,105.8,"CM"]
[100000832,"CITY 1.24-II FF GN BI-80 VV12",null,3454,3661238010482,null,null,null,115.5,"CM"]
[100000833,"CITY 1.24-II FF BP BI-80 VV12",null,3454,3661238010475,null,null,null,115,"CM"]
[]
[null,"AVEC ECS PAR BALLON SEPARE"]
[]
[100000834,"CITY 1.24-II FF GN BS-50 VH 8",null,3306,3661238010468,null,null,null,109.3,"CM"]
[100000835,"CITY 1.24-II FF BP BS-50 VH 8",null,3306,3661238010451,null,null,null,108.8,"CM"]
[100000836,"CITY 1.24-II FF GN BS-80 VH 8",null,3412,3661238010444,null,null,null,118.5,"CM"]
[100000837,"CITY 1.24-II FF BP BS-80 VH 8",null,3412,3661238010437,null,null,null,118,"CM"]
[100000840,"CITY 1.24-II FF GN BS 150 VH 8",null,3081,3661238010406,null,null,null,129.30000000000001,"CM"]
[100000841,"CITY 1.24-II FF BP BS 150 VH 8",null,3081,3661238010390,null,null,null,128.80000000000001,"CM"]
[100000838,"CITY 1.24-II FF GN BS 130 VH 8",null,3017,3661238010420,null,null,null,123.9,"CM"]
[100000839,"CITY 1.24-II FF BP BS 130 VH 8",null,3017,3661238010413,null,null,null,123.4,"CM"]
[]
[100000842,"CITY 1.24-II FF GN BS-50 VH15",null,3348,3661238010383,null,null,null,111.4,"CM"]
[100000843,"CITY 1.24-II FF BP BS-50 VH15",null,3348,3661238010376,null,null,null,110.9,"CM"]
[100000844,"CITY 1.24-II FF GN BS-80 VH15",null,3454,3661238010369,null,null,null,120.6,"CM"]
[100000845,"CITY 1.24-II FF BP BS-80 VH15",null,3454,3661238010352,null,null,null,120.1,"CM"]
[100000848,"CITY 1.24-II FF GN BS 150 VH15",null,3123,3661238010321,null,null,null,131.4,"CM"]
[100000849,"CITY 1.24-II FF BP BS 150 VH15",null,3123,3661238010314,null,null,null,130.9,"CM"]
[100000846,"CITY 1.24-II FF GN BS 130 VH 15",null,3059,3661238010345,null,null,null,126,"CM"]
[100000847,"CITY 1.24-II FF BP BS 130 VH 15",null,3059,3661238010338,null,null,null,125.5,"CM"]
[]
[100000850,"CITY 1.24-II FF GN BS-50 VV12",null,3446,3661238010307,null,null,null,112.7,"CM"]
[100000851,"CITY 1.24-II FF BP BS-50 VV12",null,3446,3661238010291,null,null,null,112.2,"CM"]
[100000852,"CITY 1.24-II FF GN BS-80 VV12",null,3552,3661238010284,null,null,null,121.9,"CM"]
[100000853,"CITY 1.24-II FF BP BS-80 VV12",null,3552,3661238010277,null,null,null,121.4,"CM"]
[100000856,"CITY 1.24-II FF GN BS 150 VV12",null,3221,3661238010246,null,null,null,132.69999999999999,"CM"]
[100000857,"CITY 1.24-II FF BP BS 150 VV12",null,3221,3661238010239,null,null,null,132.19999999999999,"CM"]
[100000854,"CITY 1.24-II FF GN BS 130 VV12",null,3157,3661238010260,null,null,null,127.3,"CM"]
[100000855,"CITY 1.24-II FF BP BS 130 VV12",null,3157,3661238010253,null,null,null,126.8,"CM"]
[null,null,null,null,""]
[null,null,null,null,""]
["CITY 1.24-II VMC"]
["REFERENCE","DESIGNATION","COLIS","PRIX","Code EAN","DIMENSIONS EMBALLAGE",null,null,"POIDS","GROUPE"]
[null,null,null,"EUR","","L","l","H","KG","ARTICLE"]
[null,null,null,null,""]
["CHAUDIERES POUR RACCORDEMENT A UNE VMC-GAZ",null,null,null,""]
[null,null,null,null,""]
[100002179,"CITY 1.24-II VMC GN",null,1641,3661238007994,null,null,null,45.8,"CM"]
[]
[null,"AVEC ECS PAR BALLON INTEGRE"]
[]
[100002169,"CITY 1.24-II VMC GN BI-50",null,2765,3661238008069,null,null,null,92.9,"CM"]
[100002170,"CITY 1.24-II VMC GN BI-80",null,2871,3661238008052,null,null,null,102.1,"CM"]
[]
[null,"AVEC ECS PAR BALLON SEPARE"]
[]
[100002171,"CITY 1.24-II VMC GN BS-50",null,2863,3661238008045,null,null,null,99.3,"CM"]
[100002172,"CITY 1.24-II VMC GN BS-80",null,2969,3661238008038,null,null,null,108.5,"CM"]
[100002173,"CITY 1.24-II VMC GN BS 130",null,2574,3661238008021,null,null,null,113.9,"CM"]
[100002174,"CITY 1.24-II VMC GN BS 150",null,2638,3661238008014,null,null,null,119.3,"CM"]
[null,null,null,null,""]
[]
["LISTE DES COLIS CITY 1.24-II"]
["REFERENCE","DESIGNATION","COLIS","PRIX","Code EAN","DIMENSIONS EMBALLAGE",null,null,"POIDS","GROUPE"]
[null,null,null,"EUR","","L","l","H","KG","ARTICLE"]
[null,null,null,null,""]
["LISTE DES COLIS",null,null,null,""]
[null,null,null,null,""]
[100000650,"CITY 1.24-II GN ","HA54",1449,3661238011045,1000,535,550,40,"CM"]
[100000651,"CITY 1.24-II BP ","HA55",1449,3661238011038,1000,535,550,40,"CM"]
[]
[100000652,"CITY 1.24-II FF GN","HA56",1795,3661238011021,1000,535,550,47.5,"CM"]
[100000653,"CITY 1.24-II FF BP","HA57",1795,3661238011014,1000,535,550,47,"CM"]
[]
[100002149,"CITY 1.24-II VMC GN","HA64",1449,3661238008144,1000,535,550,40,"CM"]
[]
[86667009,"DOSSERET 1 SERVICE  HA9","HA9",192,3661238022317,870,385,115,5.8,"CM"]
[86667011,"DOSSERET 1 SERVICE 80  HA11","HA11",236,3661238022294,880,385,140,8.5,"CM"]
[]
[89539132,"BALLON NU BMF 50/2  EE24","EE24",864,3661238047686,420,495,975,40.5,"CM"]
[89539144,"BALLON NU BMF80/2  EE25","EE25",926,3661238047648,510,495,975,47,"CM"]
[]
[89537004,"HABILLAGE + TUBUL. BALLON 50/80L  EE08","EE08",358,3661238047778,920,820,120,13,"CM"]
[]
[89539161,"BALLON BMS 150 L","EE20",997,3661238047624,700,705,1110,73.5,"CM"]
[]
[89537013,"HABILLAGE +TUBULURE BALLON 50/80 BI EE23","EE23",260,3661238047754,900,470,125,6.6,"CM"]
[]
[89539162,"BALLON SR 130","EE22",874,3661238047617,700,700,980,67.5,"CM"]
[89537015,"KIT LIAISON CITY/SR 130","EE26",59,3661238047730,65,460,65,0.6,"CM"]
[]
[84887744,"TERMINAL HORIZONTAL Ø 60/100 MM LG = 800 MM","DY744",97,3661238011700,1000,160,145,2.5,"CM"]
[84887745,"TERMINAL HORIZONTAL Ø 60/100 MM LG = 1500 MM","DY745",139,3661238011694,1950,150,150,4.5999999999999996,"CM"]
[]
[86667210,"ADAPTATEUR RECUPERATEUR CONDENSATS  Ø 80/125 MM","HA210",93,3661238044135,285,215,170,0.9,"CM"]
[84887735,"VENTOUSE VERTICALE Ø 80/125 MM NOIRE","DY735",144,3661238011786,1350,255,290,5,"CM"]
[null,null,null,null,""]
["CITY 3.24-II FF"]
["REFERENCE","DESIGNATION","COLIS","PRIX","Code EAN","DIMENSIONS EMBALLAGE",null,null,"POIDS","GROUPE"]
[null,null,null,"EUR","","L","l","H","KG","ARTICLE"]
[null,null,null,null,""]
["CHAUDIERES POUR RACCORDEMENT VENTOUSE",null,null,null,""]
[null,null,null,null,""]
[86669402,"CITY 3.24-II EM FF GN VH 8",null,3315,3661238043831,null,null,null,68.2,"CM"]
[86669403,"CITY 3.24-II EM FF GN VH15",null,3357,3661238043824,null,null,null,70.3,"CM"]
[86669404,"CITY 3.24-II EM FF GN VV12",null,3455,3661238043817,null,null,null,71.599999999999994,"CM"]
[]
[86669430,"CITY 3.24-II ER FF GN VH 8",null,3419,3661238043558,null,null,null,68.5,"CM"]
[86669431,"CITY 3.24-II ER FF GN VH15",null,3461,3661238043541,null,null,null,70.599999999999994,"CM"]
[86669432,"CITY 3.24-II ER FF GN VV12",null,3559,3661238043534,null,null,null,71.900000000000006,"CM"]
[]
[null,"AVEC ECS PAR BALLON INTEGRE"]
[]
[86669405,"CITY 3.24-II EM FF GN BI-50 VH 8",null,4439,3661238043800,null,null,null,115.3,"CM"]
[86669406,"CITY 3.24-II EM FF GN BI-80 VH 8",null,4545,3661238043794,null,null,null,124.5,"CM"]
[86669433,"CITY 3.24-II ER FF GN BI-50 VH 8",null,4543,3661238043527,null,null,null,115.6,"CM"]
[86669434,"CITY 3.24-II ER FF GN BI-80 VH 8",null,4649,3661238043510,null,null,null,124.8,"CM"]
[]
[86669407,"CITY 3.24-II EM FF GN BI-50 VH 15",null,4481,3661238043787,null,null,null,117.4,"CM"]
[86669408,"CITY 3.24-II EM FF GN BI-80 VH 15",null,4587,3661238043770,null,null,null,126.6,"CM"]
[86669435,"CITY 3.24-II ER FF GN BI-50 VH 15",null,4585,3661238043503,null,null,null,117.7,"CM"]
[86669436,"CITY 3.24-II ER FF GN BI-80 VH 15",null,4691,3661238043497,null,null,null,126.9,"CM"]
[]
[86669409,"CITY 3.24-II EM FF GN BI-50 VV12",null,4579,3661238043763,null,null,null,118.7,"CM"]
[86669410,"CITY 3.24-II EM FF GN BI-80 VV12",null,4685,3661238043756,null,null,null,127.9,"CM"]
[86669437,"CITY 3.24-II ER FF GN BI-50 VV12",null,4683,3661238043480,null,null,null,119,"CM"]
[86669438,"CITY 3.24-II ER FF GN BI-80 VV12",null,4789,3661238043473,null,null,null,128.19999999999999,"CM"]
[]
[null,"AVEC ECS PAR BALLON SEPARE"]
[]
[86669411,"CITY 3.24-II EM FF GN BS-50 VH 8",null,4537,3661238043749,null,null,null,121.7,"CM"]
[86669412,"CITY 3.24-II EM FF GN BS-80 VH 8",null,4643,3661238043732,null,null,null,130.9,"CM"]
[86669414,"CITY 3.24-II EM FF GN BS 150 VH 8",null,4312,3661238043718,null,null,null,141.69999999999999,"CM"]
[86669413,"CITY 3.24-II EM FF GN BS 130 VH 8",null,4248,3661238043725,null,null,null,136.30000000000001,"CM"]
[86669439,"CITY 3.24-II ER FF GN BS-50 VH 8",null,4641,3661238043466,null,null,null,122,"CM"]
[86669440,"CITY 3.24-II ER FF GN BS-80 VH 8",null,4747,3661238043459,null,null,null,131.19999999999999,"CM"]
[86669442,"CITY 3.24-II ER FF GN BS 150 VH 8",null,4416,3661238043435,null,null,null,142,"CM"]
[86669441,"CITY 3.24-II ER FF GN BS 130 VH 8",null,4352,3661238043442,null,null,null,136.6,"CM"]
[]
[86669415,"CITY 3.24-II EM FF GN BS-50 VH15",null,4579,3661238043701,null,null,null,123.8,"CM"]
[86669416,"CITY 3.24-II EM FF GN BS-80 VH15",null,4685,3661238043695,null,null,null,133,"CM"]
[86669418,"CITY 3.24-II EM FF GN BS 150 VH15",null,4354,3661238043671,null,null,null,143.80000000000001,"CM"]
[86669417,"CITY 3.24-II EM FF GN BS 130 VH 15",null,4290,3661238043688,null,null,null,138.4,"CM"]
[86669443,"CITY 3.24-II ER FF GN BS-50 VH15",null,4683,3661238043428,null,null,null,124.1,"CM"]
[86669444,"CITY 3.24-II ER FF GN BS-80 VH15",null,4789,3661238043411,null,null,null,133.30000000000001,"CM"]
[86669446,"CITY 3.24-II ER FF GN BS 150 VH15",null,4458,3661238043398,null,null,null,144.1,"CM"]
[86669445,"CITY 3.24-II ER FF GN BS 130 VH 15",null,4394,3661238043404,null,null,null,138.69999999999999,"CM"]
[]
[86669419,"CITY 3.24-II EM FF GN BS-50 VV12",null,4677,3661238043664,null,null,null,125.1,"CM"]
[86669420,"CITY 3.24-II EM FF GN BS-80 VV12",null,4783,3661238043657,null,null,null,134.30000000000001,"CM"]
[86669422,"CITY 3.24-II EM FF GN BS 150 VV12",null,4452,3661238043633,null,null,null,145.1,"CM"]
[86669421,"CITY 3.24-II EM FF GN BS 130 VV12",null,4388,3661238043640,null,null,null,139.69999999999999,"CM"]
[86669447,"CITY 3.24-II ER FF GN BS-50 VV12",null,4781,3661238043381,null,null,null,125.4,"CM"]
[86669448,"CITY 3.24-II ER FF GN BS-80 VV12",null,4887,3661238043374,null,null,null,134.6,"CM"]
[86669450,"CITY 3.24-II ER FF GN BS 150 VV12",null,4556,3661238043350,null,null,null,145.4,"CM"]
[86669449,"CITY 3.24-II ER FF GN BS 130 VV12",null,4492,3661238043367,null,null,null,140,"CM"]
[]
["LISTE DES COLIS"]
[]
[86667136,"CITY 3.24-II FF GN","HA136",2761,3661238044159,1000,535,550,59,"CM"]
[]
[86667009,"DOSSERET 1 SERVICE  HA9","HA9",192,3661238022317,870,385,115,5.8,"CM"]
[86667011,"DOSSERET 1 SERVICE 80  HA11","HA11",236,3661238022294,880,385,140,8.5,"CM"]
[]
[89539132,"BALLON NU BMF 50/2  EE24","EE24",864,3661238047686,420,495,975,40.5,"CM"]
[89539144,"BALLON NU BMF80/2  EE25","EE25",926,3661238047648,510,495,975,47,"CM"]
[]
[89537004,"HABILLAGE + TUBUL. BALLON 50/80L  EE08","EE08",358,3661238047778,920,820,120,13,"CM"]
[]
[89539161,"BALLON BMS 150 L","EE20",997,3661238047624,700,705,1110,73.5,"CM"]
[]
[89539162,"BALLON SR 130","EE22",874,3661238047617,700,700,980,67.5,"CM"]
[89537015,"KIT LIAISON CITY/SR 130","EE26",59,3661238047730,65,460,65,0.6,"CM"]
[]
[89537013,"HABILLAGE +TUBULURE BALLON 50/80 BI EE23","EE23",260,3661238047754,900,470,125,6.6,"CM"]
[]
[84887744,"TERMINAL HORIZONTAL Ø 60/100 MM LG = 800 MM","DY744",97,3661238011700,1000,160,145,2.5,"CM"]
[84887745,"TERMINAL HORIZONTAL Ø 60/100 MM LG = 1500 MM","DY745",139,3661238011694,1950,150,150,4.5999999999999996,"CM"]
[]
[86667210,"ADAPTATEUR RECUPERATEUR CONDENSATS  Ø 80/125 MM","HA210",93,3661238044135,285,215,170,0.9,"CM"]
[84887735,"VENTOUSE VERTICALE Ø 80/125 MM NOIRE","DY735",144,3661238011786,1350,255,290,5,"CM"]
[]
[86667028,"PLATINE RACCORDEMENT","HA28",9,3661238022256,410,210,115,0.6,"CM"]
[85757745,"COMMANDE A DISTANCE COMMUNICANTE EASYMATIC (FILAIRE)","FM50",256,3661238022720,175,105,80,0.3,"CM"]
[88017019,"COMMANDE A DISTANCE COMMUNICANTE EASYRADIO (SANS FILS)","AD201",360,3661238049161,200,155,125,0.6,"CM"]
["OPTIONS CITY"]
["REFERENCE","DESIGNATION","COLIS","PRIX","Code EAN","DIMENSIONS EMBALLAGE",null,null,"POIDS","GROUPE"]
[null,null,null,"EUR","","L","l","H","KG","ARTICLE"]
[null,null,null,null,""]
[null,"ACCESSOIRES 1.24-II",null,null,""]
[null,null,null,null,""]
[86667208,"VASE EXPANSION 12 LITRES","HA208",77.900000000000006,3661238044142,550,440,240,8,"CM"]
[86667214,"KIT REMPLACEMENT CHAUDIERE ELM PAR CITY","HA214",35.799999999999997,3661238044128,410,210,120,1,"CM"]
[86667215,"KIT REMPLACEMENT CHAUDIERE SAUNIER PAR CITY","HA215",35.799999999999997,3661238044111,410,210,120,1.1000000000000001,"CM"]
[86667216,"KIT REMPLACEMENT CHAUDIERE CHAFFOTEAUX ET MAURY PAR CITY","HA216",35.799999999999997,3661238044104,410,210,120,1.1000000000000001,"CM"]
[86667217,"KIT REMPLACEMENT CHAUDIERE VAILLANT PAR CITY","HA217",35.799999999999997,3661238044098,410,210,120,0.9,"CM"]
[100000920,"MODULE HYDRAULIQUE COMPACT 2 CIRCUITS","EA104",899.3,3661238010116,490,440,270,10.5,"CM"]
[100000921,"TUBULURE DE RACCORDEMENT MODULE/CITY 1.24-II, 2.24-II, 2.28FF","EA105",105.9,3661238010109,460,160,80,1.6,"CM"]
[88017856,"SONDE LG= 5M POUR ECS","AD138",21.4,3661238048829,200,150,20,0.2,"CM"]
[86667233,"ADAPTATEUR/RECUPERATEUR DE CONDENSATS BI-FLUX PAR CONDUIT SEPARE","HA233",101.3,3661238044050,280,165,160,0.8,"CM"]
[]
[null,"ACCESSOIRE 3.24-II"]
[]
[86667027,"ROBINETS D'ARRETS AVEC VIDANGE","HA27",67,3661238022263,210,145,40,1,"CM"]
[86667233,"ADAPTATEUR/RECUPERATEUR DE CONDENSATS BI-FLUX PAR CONDUIT SEPARE","HA233",101.3,3661238044050,280,165,160,0.8,"CM"]
[]
[null,"REGULATIONS"]
[]
[88017020,"PLATINE + SONDE POUR VANNE MELANGEUSE 3 VOIES","AD202",152.6,3661238049154,260,160,120,0.5,"CM"]
[85757741,"SONDE EXTERIEURE","FM46",34.5,3661238022751,200,150,40,0.1,"CM"]
[88017859,"THERMOSTAT D'AMBIANCE NON PROGRAMMABLE","AD140",42.9,3661238048805,80,80,40,0.1,"CM"]
[88017855,"THERMOSTAT D'AMBIANCE PROGRAMMABLE (FILAIRE)","AD137",137.80000000000001,3661238048836,130,90,55,0.2,"CM"]
[85757745,"COMMANDE A DISTANCE COMMUNICANTE EASYMATIC (FILAIRE)","FM50",256,3661238022720,175,105,80,0.3,"CM"]
[88017018,"THERMOSTAT D'AMBIANCE PROGRAMMABLE (SANS FILS)","AD200",242.7,3661238049178,175,150,90,0.4,"CM"]
[88017019,"COMMANDE A DISTANCE COMMUNICANTE EASYRADIO (SANS FILS)","AD201",360,3661238049161,200,155,125,0.6,"CM"]
[]
[null,"ACCESSOIRE POUR INSTALLATION 3CE"]
[]
[84887786,"ADAPTATEUR POUR CONDUIT 3CE (C42)","DY786",87.9,3661238011311,500,155,145,1.3,"CM"]
[]
[null,"VENTOUSE HORIZONTALE DIAM. 60/100 MM"]
[]
[84887746,"RALLONGE CONCENTRIQUE LG=250 MM","DY746",28,3661238011687,260,145,150,0.5,"CM"]
[84887652,"RALLONGE CONCENTRIQUE LG=500 MM","DY652",36.5,3661238012578,515,135,140,1,"CM"]
[84887653,"RALLONGE CONCENTRIQUE LG=1000 MM","DY653",48.5,3661238012561,1020,135,140,1.9,"CM"]
[84887654,"RALLONGE CONCENTRIQUE LG=1950 MM","DY654",91.1,3661238012554,1960,150,150,3.7,"CM"]
[84887655,"COUDE CONCENTRIQUE A 87°","DY655",37.6,3661238012547,200,200,150,0.7,"CM"]
[84887656,"2 COUDES CONCENTRIQUES A 45°","DY656",71.7,3661238012530,255,185,150,0.8,"CM"]
[84887747,"RECUPERATEUR DE CONDENSATS Ø 60/100 MM","DY747",81.7,3661238011670,310,235,145,0.7,"CM"]
[84837729,"SORTIE DE TOIT EN PENTE DE 40° A 60° ( uniquement pour tuiles mécaniques)","CX49",151.5,3661238014367,920,700,320,3.5,"CM"]
[84887411,"SORTIE HORIZONTALE TOIT PENTE DE 30° A 45° ( uniquement pour tuiles mécaniques)","DY11",151.5,3661238013940,1020,700,370,3.6,"CM"]
[84887566,"PANIER DE PROTECTION INOX","DY166",70.3,3661238013339,220,210,200,1.4,"CM"]
[]
[null,"VENTOUSE HORIZONTALE DIAM. 80/125 MM"]
[]
[84837119,"TERMINAL HORIZONTAL LG=730 MM","CX119",84.9,3661238014442,1025,170,170,3,"CM"]
[100005002,"GRILLE DE PROTECTION INOX Ø 80/125 MM","DY865",148,3661238001886,275,270,270,2.6,"CM"]
[]
[null,"VENTOUSE VERTICALE DIAM. 80/125 MM"]
[]
[84837121,"TUILE A DOUILLE 5 A 25° NOIRE","CX121",94.4,3661238014428,510,250,145,3,"CM"]
[84837732,"TUILE A DOUILLE 25 A 45° NOIRE","CX52",65.900000000000006,3661238014336,520,250,145,3,"CM"]
[84837734,"TUILE A DOUILLE 35 A 55° NOIRE","CX63",82.3,3661238014312,510,265,180,3.2,"CM"]
[84837120,"TUILE A DOUILLE 5 A 25° ROUGE","CX120",94.4,3661238014435,515,245,145,3,"CM"]
[84837783,"TUILE A DOUILLE 25 A 45° ROUGE","CX83",65.900000000000006,3661238014213,515,250,150,3,"CM"]
[84837784,"TUILE A DOUILLE 35 A 55° ROUGE","CX84",82.3,3661238014206,520,265,180,3,"CM"]
[84887736,"VENTOUSE VERTICALE Ø 80/125 MM ROUGE","DY736",144,3661238011779,1350,255,290,5,"CM"]
[84837731,"EMBASE D'ETANCHEITE POUR TOIT PLAT","CX51",36.5,3661238014343,400,400,155,0.6,"CM"]
[84837735,"RALLONGE CONCENTRIQUE LG 250MM","CX64",37.6,3661238014305,255,145,150,0.6,"CM"]
[84837736,"RALLONGE CONCENTRIQUE LG 500 MM","CX65",44.9,3661238014299,510,135,140,1.2,"CM"]
[84837737,"RALLONGE CONCENTRIQUE LG 1000 MM","CX66",63.1,3661238014282,1020,130,140,2.2999999999999998,"CM"]
[84837793,"RALLONGE CONCENTRIQUE LG 2000 MM","CX93",121.2,3661238014169,1960,150,150,4.5999999999999996,"CM"]
[84837738,"MANCHON DE COMPENSATION DE 50 A 250 MM","CX67",48.5,3661238014275,515,135,140,1,"CM"]
[84837739,"2 COUDES CONCENTRIQUES A 45°","CX68",95.7,3661238014268,315,235,150,1.2,"CM"]
[84837743,"COUDE CONCENTRIQUE A 87° ","CX76",61.7,3661238014244,200,200,145,0.8,"CM"]
[84837779,"COLLIER DE FIXATION Ø 125 MM PATTE LONGUE","CX79",14.6,3661238014237,230,160,200,0.4,"CM"]
[84837118,"COLLIER DE FIXATION Ø 125 MM PATTE COURTE","CX118",9.6999999999999993,3661238014459,225,185,20,0.2,"CM"]
[84837741,"PLATINE DE FINITION INTERIEURE","CX72",15.6,3661238014251,245,210,3,0.7,"CM"]
[86667210,"ADAPTATEUR RECUPERATEUR CONDENSATS  Ø 80/125 MM","HA210",93,3661238044135,285,215,170,0.9,"CM"]
[84887451,"COLLIER D'ETANCHEITE POUR MONTAGE EXTERIEUR","DY51",20,3661238013841,150,130,60,0.2,"CM"]
[84887460,"KIT D'INSTALLATION POUR MONTAGE EXTERIEUR","DY60",331.1,3661238013810,590,400,410,5.2,"CM"]
[null,null,null,null,""]
["GTU C 120"]
["REFERENCE","DESIGNATION","COLIS","PRIX","Code EAN","DIMENSIONS EMBALLAGE",null,null,"POIDS","GROUPE"]
[null,null,null,"EUR","","L","l","H","KG","ARTICLE"]
[null,null,null,null,""]
[100003954,"GTU C 123 B",null,4388,3661238005136,null,null,null,205.3,"CH"]
[100003955,"GTU C 124 B",null,4575,3661238005129,null,null,null,246.3,"CH"]
[100003956,"GTU C 125 B",null,4763,3661238005112,null,null,null,257.3,"CH"]
[]
[100003963,"GTU C 123 D",null,5010,3661238005044,null,null,null,206,"CH"]
[100003964,"GTU C 124 D",null,5197,3661238005037,null,null,null,247,"CH"]
[100003965,"GTU C 125 D",null,5385,3661238005020,null,null,null,258,"CH"]
[]
[null,"LISTE DES COLIS"]
[]
[100003951,"ENSEMBLE GTU C 123","FM144",3828,3661238005167,1450,730,1030,202,"CH"]
[100003952,"ENSEMBLE GTU C 124","FM145",4015,3661238005150,1450,730,1030,243,"CH"]
[100003953,"ENSEMBLE GTU C 125","FM146",4203,3661238005143,1450,740,1030,254,"CH"]
[]
[100001620,"TABLEAU B/TA","FM126",560,3661238009950,520,470,200,3.3,"CH"]
[100001623,"TABLEAU D / TA","FM129",1182,3661238009929,520,470,200,4,"CH"]
[null,null,null,null,""]
["GTU C 1200 / L"]
["REFERENCE","DESIGNATION","COLIS","PRIX","Code EAN","DIMENSIONS EMBALLAGE",null,null,"POIDS","GROUPE"]
[null,null,null,"EUR","","L","l","H","KG","ARTICLE"]
[null,null,null,null,""]
[100004160,"GTU C 1203 B/L160",null,6237,3661238004795,null,null,null,308.8,"CH"]
[100004161,"GTU C 1204 B/L160",null,6424,3661238004788,null,null,null,349.8,"CH"]
[100004162,"GTU C 1205 B/L250",null,6924,3661238004771,null,null,null,388.8,"CH"]
[]
[100004169,"GTU C 1203 D/L160",null,6859,3661238004702,null,null,null,309.5,"CH"]
[100004170,"GTU C 1204 D/L160",null,7046,3661238004696,null,null,null,350.5,"CH"]
[100004171,"GTU C 1205 D/L250",null,7546,3661238004689,null,null,null,389.5,"CH"]
[]
[null,"LISTE DES COLIS"]
[]
[100003951,"ENSEMBLE GTU C 123","FM144",3828,3661238005167,1450,730,1030,202,"CH"]
[100003952,"ENSEMBLE GTU C 124","FM145",4015,3661238005150,1450,730,1030,243,"CH"]
[100003953,"ENSEMBLE GTU C 125","FM146",4203,3661238005143,1450,740,1030,254,"CH"]
[]
[100001580," PREPARATEUR L160 / TA","BH103",1469,3661238009981,680,680,1110,97.5,"CH"]
[100001581," PREPARATEUR L250 / TA","BH104",1781,3661238009974,680,680,1480,125.5,"CH"]
[100004041,"COLIS TUBULURES","BH108",380,3661238004986,575,500,135,6,"CH"]
[]
[100001620,"TABLEAU B/TA","FM126",560,3661238009950,520,470,200,3.3,"CH"]
[100001623,"TABLEAU D / TA","FM129",1182,3661238009929,520,470,200,4,"CH"]
[null,null,null,null,""]
["GTU C 1200 / V"]
["REFERENCE","DESIGNATION","COLIS","PRIX","Code EAN","DIMENSIONS EMBALLAGE",null,null,"POIDS","GROUPE"]
[null,null,null,"EUR","","L","l","H","KG","ARTICLE"]
[null,null,null,null,""]
[100004117,"GTU C 1203 B / V130",null,5815,3661238004894,null,null,null,343.3,"CH"]
[100004118,"GTU C 1204 B / V130",null,6003,3661238004887,null,null,null,370.3,"CH"]
[]
[100004133,"GTU C 1203 D / V130",null,6437,3661238004832,null,null,null,344,"CH"]
[100004134,"GTU C 1204 D / V130",null,6625,3661238004825,null,null,null,371,"CH"]
[]
[null,"LISTE DES COLIS"]
[]
[100004048,"CORPS 3 ELTS","FT61",3301,3661238004979,1450,720,1030,188,"CH"]
[100004049,"CORPS 4 ELTS","FT62",3455,3661238004962,1450,720,1030,212,"CH"]
[]
[100004135,"JAQUETTE GTU C 1203 V","FM147",819,3661238004818,745,1480,770,77,"CH"]
[100004136,"JAQUETTE GTU C 1204 V","FM148",853,3661238004801,745,1480,770,80,"CH"]
[]
[100001612,"PREPARATEUR LI130 / TA","BH107",1135,3661238009967,680,680,930,75,"CH"]
[]
[100001620,"TABLEAU B/TA","FM126",560,3661238009950,520,470,200,3.3,"CH"]
[100001623,"TABLEAU D / TA","FM129",1182,3661238009929,520,470,200,4,"CH"]
[null,null,null,null,""]
["GTU C 120 FF"]
["REFERENCE","DESIGNATION","COLIS","PRIX","Code EAN","DIMENSIONS EMBALLAGE",null,null,"POIDS","GROUPE"]
[null,null,null,"EUR","","L","l","H","KG","ARTICLE"]
[null,null,null,null,""]
[100007355,"GTU C 123 B FF HOR",null,4473,3661238159389,null,null,null,217.4,"CH"]
[100007412,"GTU C 123 B FF VER",null,4565,3661238158924,null,null,null,220.2,"CH"]
[100007356,"GTU C 124 B FF HOR",null,4660,3661238159372,null,null,null,248.4,"CH"]
[100007413,"GTU C 124 B FF VER",null,4752,3661238158917,null,null,null,251.2,"CH"]
[100007357,"GTU C 125 B FF HOR",null,4848,3661238159365,null,null,null,271.39999999999998,"CH"]
[100007414,"GTU C 125 B FF VER",null,4940,3661238158900,null,null,null,274.2,"CH"]
[]
[100007374,"GTU C 123 D FF HOR",null,5095,3661238159228,null,null,null,218.1,"CH"]
[100007421,"GTU C 123 D FF VER",null,5187,3661238158863,null,null,null,220.9,"CH"]
[100007375,"GTU C 124 D FF HOR",null,5282,3661238159211,null,null,null,249.1,"CH"]
[100007423,"GTU C 124 D FF VER",null,5374,3661238158856,null,null,null,251.9,"CH"]
[100007376,"GTU C 125 D FF HOR",null,5470,3661238159204,null,null,null,272.10000000000002,"CH"]
[100007425,"GTU C 125 D FF VER",null,5562,3661238158849,null,null,null,274.89999999999998,"CH"]
[]
[null,"LISTE DES COLIS"]
[]
[100007565,"ENSEMBLEGTU C 123 FF","FM175",3828,3661238092273,1450,730,1030,212,"CH"]
[100007566,"ENSEMBLEGTU C 124 FF","FM176",4015,3661238092266,1450,730,1030,243,"CH"]
[100007567,"ENSEMBLEGTU C 125 FF","FM177",4203,3661238092259,1450,740,1030,266,"CH"]
[]
[100001620,"TABLEAU B/TA","FM126",560,3661238009950,520,470,200,3.3,"CH"]
[100001623,"TABLEAU D / TA","FM129",1182,3661238009929,520,470,200,4,"CH"]
[]
[100007638,"TERMINAL HORIZONTAL  Ø 80/125","FM183",85,3661238157972,1025,170,170,2.1,"CH"]
[]
[100002732,"TERMINAL VERTICAL PPS Ø 80/125 MM NOIR","DY843",130,3661238006621,1210,270,240,4.2,"CM"]
[84887531,"COUDE A 87° ALU/PPS  Ø 80/125 MM","DY131",47,3661238013636,200,200,150,0.7,"CM"]
[null,null,null,null,""]
["GTU C 1200 FF / L"]
["REFERENCE","DESIGNATION","COLIS","PRIX","Code EAN","DIMENSIONS EMBALLAGE",null,null,"POIDS","GROUPE"]
[null,null,null,"EUR","","L","l","H","KG","ARTICLE"]
[null,null,null,null,""]
[100007451,"GTU C 1203 B FF HOR /L160",null,6322,3661238158832,null,null,null,320.89999999999998,"CH"]
[100007519,"GTU C 1203 B FF VER /L160",null,6414,3661238158740,null,null,null,323.7,"CH"]
[100007452,"GTU C 1204 B FF HOR /L160",null,6509,3661238158825,null,null,null,351.9,"CH"]
[100007520,"GTU C 1204 B FF VER /L160",null,6601,3661238158733,null,null,null,354.7,"CH"]
[100007454,"GTU C 1205 B FF HOR /L250",null,7009,3661238158818,null,null,null,402.9,"CH"]
[100007521,"GTU C 1205 B FF VER /L250",null,7101,3661238158726,null,null,null,405.7,"CH"]
[]
[100007476,"GTU C 1203 D FF HOR /L160",null,6944,3661238158771,null,null,null,321.60000000000002,"CH"]
[100007528,"GTU C 1203 D FF VER /L160",null,7036,3661238158689,null,null,null,324.39999999999998,"CH"]
[100007477,"GTU C 1204 D FF HOR /L160",null,7131,3661238158764,null,null,null,352.6,"CH"]
[100007529,"GTU C 1204 D FF VER /L160",null,7223,3661238158672,null,null,null,355.4,"CH"]
[100007478,"GTU C 1205 D FF HOR /L250",null,7631,3661238158757,null,null,null,403.6,"CH"]
[100007530,"GTU C 1205 D FF VER /L250",null,7723,3661238158665,null,null,null,406.4,"CH"]
[]
[null,"LISTE DES COLIS"]
[]
[100007565,"ENSEMBLE GTU C 123 FF","FM175",3828,3661238092273,1450,730,1030,212,"CH"]
[100007566,"ENSEMBLE GTU C 124 FF","FM176",4015,3661238092266,1450,730,1030,243,"CH"]
[100007567,"ENSEMBLE GTU C 125 FF","FM177",4203,3661238092259,1450,740,1030,266,"CH"]
[]
[100001580," PREPARATEUR L160 / TA","BH103",1469,3661238009981,680,680,1110,97.5,"CH"]
[100001581," PREPARATEUR L250 / TA","BH104",1781,3661238009974,680,680,1480,125.5,"CH"]
[100004041,"COLIS TUBULURES","BH108",380,3661238004986,575,500,135,6,"CH"]
[]
[100001620,"TABLEAU B/TA","FM126",560,3661238009950,520,470,200,3.3,"CH"]
[100001623,"TABLEAU D / TA","FM129",1182,3661238009929,520,470,200,4,"CH"]
[]
[100007638,"TERMINAL HORIZONTAL  Ø 80/125","FM183",85,3661238157972,1025,170,170,2.1,"CH"]
[]
[100002732,"TERMINAL VERTICAL PPS Ø 80/125 MM NOIR","DY843",130,3661238006621,1210,270,240,4.2,"CM"]
[84887531,"COUDE A 87° ALU/PPS  Ø 80/125 MM","DY131",47,3661238013636,200,200,150,0.7,"CM"]
[null,null,null,null,""]
["GTU C 1200 FF / V"]
["REFERENCE","DESIGNATION","COLIS","PRIX","Code EAN","DIMENSIONS EMBALLAGE",null,null,"POIDS","GROUPE"]
[null,null,null,"EUR","","L","l","H","KG","ARTICLE"]
[null,null,null,null,""]
[100007539,"GTU C 1203 B FF HOR / V130",null,5900,3661238158658,null,null,null,334.4,"CH"]
[100007547,"GTU C 1203 B FF VER / V130",null,5992,3661238158597,null,null,null,337.2,"CH"]
[100007540,"GTU C 1204 B FF HOR / V130",null,6088,3661238158641,null,null,null,362.4,"CH"]
[100007548,"GTU C 1204 B FF VER / V130",null,6180,3661238158580,null,null,null,365.2,"CH"]
[]
[100007545,"GTU C 1203 D FF HOR / V130",null,6522,3661238158610,null,null,null,335.1,"CH"]
[100007563,"GTU C 1203 D FF VER / V130",null,6614,3661238158450,null,null,null,337.9,"CH"]
[100007546,"GTU C 1204 D FF HOR / V130",null,6710,3661238158603,null,null,null,363.1,"CH"]
[100007564,"GTU C 1204 D FF VER / V130",null,6802,3661238158443,null,null,null,365.9,"CH"]
[]
[null,"LISTE DES COLIS"]
[]
[100007581,"CORPS + BRULEUR FF 3 ELTS","FM179",3301,3661238092242,1450,720,1030,177,"CH"]
[100007582,"CORPS + BRULEUR FF 4 ELTS","FM180",3455,3661238092235,1450,720,1030,202,"CH"]
[]
[100007583,"JAQUETTE GTU C 1203 FF /V","FM181",819,3661238092228,745,1480,770,77,"CH"]
[100007584,"JAQUETTE GTU C 1204 FF /V","FM182",853,3661238092211,745,1480,770,80,"CH"]
[]
[100001612,"PREPARATEUR LI130 / TA","BH107",1135,3661238009967,680,680,930,75,"CH"]
[]
[100001620,"TABLEAU B/TA","FM126",560,3661238009950,520,470,200,3.3,"CH"]
[100001623,"TABLEAU D / TA","FM129",1182,3661238009929,520,470,200,4,"CH"]
[]
[100007638,"TERMINAL HORIZONTAL  Ø 80/125","FM183",85,3661238157972,1025,170,170,2.1,"CH"]
[]
[100002732,"TERMINAL VERTICAL PPS Ø 80/125 MM NOIR","DY843",130,3661238006621,1210,270,240,4.2,"CM"]
[84887531,"COUDE A 87° ALU/PPS  Ø 80/125 MM","DY131",47,3661238013636,200,200,150,0.7,"CM"]
[null,null,null,null,""]
["OPTIONS GTU C 120"]
["REFERENCE","DESIGNATION","COLIS","PRIX","Code EAN","DIMENSIONS EMBALLAGE",null,null,"POIDS","GROUPE"]
[null,null,null,"EUR","","L","l","H","KG","ARTICLE"]
[null,null,null,null,""]
["OPTIONS CHAUDIERE",null,null,null,""]
[null,null,null,null,""]
[100004290,"STATION DE NEUTRALISATION","FM155",219.4,3661238004238,490,320,185,7.8,"CH"]
[100004291,"RECHARGE STATION DE NEUTRALISATION","FM156",111.6,3661238004221,405,265,165,6.1,"CH"]
[100004292,"SUPPORT STATION DE NEUTRALISATION","FM157",112.2,3661238004214,395,330,120,2,"CH"]
[100004293,"POMPE DE RELEVAGE DES CONDENSATS","FM158",292.10000000000002,3661238004207,230,115,110,1.9,"CH"]
[100005760,"THERMOSTAT DE SECURITE DES FUMEES","FM163",176,3661238001824,165,160,100,0.6,"CH"]
[]
["OPTIONS POUR TABLEAU B"]
[]
[88017859,"THERMOSTAT D'AMBIANCE NON PROGRAMMABLE","AD140",42.9,3661238048805,80,80,40,0.1,"CM"]
[88017855,"THERMOSTAT D'AMBIANCE PROGRAMMABLE (FILAIRE)","AD137",137.80000000000001,3661238048836,130,90,55,0.2,"CM"]
[88017018,"THERMOSTAT D'AMBIANCE PROGRAMMABLE (SANS FILS)","AD200",242.7,3661238049178,175,150,90,0.4,"CM"]
[]
["OPTIONS POUR TABLEAU D"]
[]
[85757743,"PLATINE + SONDE POUR 1 CIRCUIT AVEC VANNE MELANGEUSE","FM48",152.6,3661238022737,260,170,120,0.4,"CM"]
[85757746,"COMMANDE A DISTANCE INTERACTIVE CDI 2 ","FM51",176.1,3661238022713,180,110,85,0.3,"CM"]
[100004636,"COMMANDE A DISTANCE RADIO CDR 2","FM161",310.39999999999998,3661238002456,200,150,130,0.6,"CM"]
[100004637,"MODULE CDR 2 SUPPLEMENTAIRE","FM162",205.5,3661238002449,280,200,40,0.2,"CM"]
[100010960,"SONDE EXTERIEURE RADIO DIEMATIC 3","AD241",67.8,3661238338128,150,210,30,0.2,"CH"]
[100010961,"MODULE CHAUDIERE RADIO DIEMATIC 3","AD242",105.1,3661238338135,260,160,120,0.3,"CH"]
[85757747,"COMMANDE A DISTANCE SIMPLIFIEE AVEC SONDE D'AMBIANCE","FM52",88,3661238022706,110,85,40,0.1,"CM"]
[88017851,"CABLE DE LIAISON BUS LG 12 M","AD134",92.7,3661238048850,350,260,30,0.4,"CM"]
[88017887,"SONDES POUR BALLON TAMPON","AD160",83.6,3661238048720,210,150,40,0.2,"CM"]
[88017878,"MODULE DE TELESURVEILLANCE VOCAL","AD152",595.9,3661238048751,210,190,105,1.1000000000000001,"CM"]
[]
["OPTIONS ECS"]
[]
[100000492,"KIT ANODE MAGNESIUM","EA103",55.3,3661238011069,560,90,85,0.9,"CH"]
[89557003,"KIT ENSEMBLE CHAUFFANT 2400 W ","BH76",561.9,3661238047587,870,690,235,8.8000000000000007,"CH"]
[89557009,"KIT DE RACCORDS G EN R (1\" ET 3/4\") ","BH84",23.4,3661238047563,200,140,45,0.3,"CM"]
[100000030,"COLIS OPTION SONDE ECS","AD212",43.5,3661238011168,200,150,30,0.2,"CM"]
[100007834,"KIT LIAISON GT-GTU-GTU C 120-DTG 35 / B 150-200-300","EA116",445.9,3661238113350,600,500,135,6,"CH"]
[]
["MODULES HYDRAULIQUES"]
[]
[89997001,"JEU DE 2 CROIX DE RACCORDEMENT","EA46",48.5,3661238044746,175,140,90,1.3,"CH"]
[100004860,"TUBULURES DE LIAISON CHAUDIERE/MODULE POUR RACCORDEMENT A GAUCHE","EA98",103.2,3661238002111,630,310,120,2.6,"CH"]
[100004861,"TUBULURES DE LIAISON CHAUDIERE/MODULE POUR RACCORDEMENT A DROITE","EA99",135.1,3661238002104,625,345,120,4.0999999999999996,"CH"]
[89997009,"MODULE DE SECURITE ","EA54",111.2,3661238044692,390,230,135,1.6,"CH"]
[89997014,"COLLECTEUR ISOLE POUR 2 MODULES HYDRAULIQUES","EA59",265.2,3661238044654,635,195,170,6.1,"CH"]
[89997015,"COLLECTEUR ISOLE POUR 3 MODULES HYDRAULIQUES","EA60",454.3,3661238044647,880,220,205,9,"CH"]
[89997016,"MODULE HYDRAULIQUE POUR 1 CIRCUIT DIRECT POMPE 3 VITESSES","EA61",409.4,3661238044630,405,270,240,6.6,"CH"]
[89997018,"MODULE HYDRAULIQUE POUR 1 CIRCUIT DIRECT AVEC VANNE POMPE 3 VITESSES","EA63",652.20000000000005,3661238044623,405,270,240,8.1999999999999993,"CH"]
[89997020,"MODULE HYDRAULIQUE POUR 1 CIRCUIT DIRECT POMPE ELECTRONIQUE","EA65",483.4,3661238044616,405,270,240,6.8,"CH"]
[89997022,"MOD. HYDRAU. POUR 1 CIRCUIT DIRECT AVEC VANNE MELANG. POMPE ELECTRONIQUE","EA67",726.5,3661238044609,405,270,240,8.1999999999999993,"CH"]
[100013530,"MODULE HYDRAULIQUE POUR 1 CIRCUIT AVEC POMPE HAUTE PERFORMANCE (CLASSE A)","EA135",640,3661238364448,390,260,215,6.9,"CH"]
[100013531,"MODULE HYDRAULIQUE POUR CIRCUIT VANNE AVEC POMPE HAUTE PERFORMANCE (CLASSE A)","EA136",820,3661238364455,390,260,215,8.4,"CH"]
[89997029,"JEU DE 2 CONSOLES MURALES POUR MODULES HYDRAULIQUES","EA74",52.4,3661238044586,340,125,80,1.1000000000000001,"CH"]
[]
[null,"OPTION DE MODULE HYDRAULIQUE CIRCUIT V3V"]
[]
[89997044,"KIT DE TRANSFORMATION VANNE MOTORISEE EN VANNE MANUELLE","EA79",34.200000000000003,3661238044500,155,105,100,0.2,"CH"]
[null,null,null,null,""]
["FUMISTERIE GTU C 120"]
["REFERENCE","DESIGNATION","COLIS","PRIX","Code EAN","DIMENSIONS EMBALLAGE",null,null,"POIDS","GROUPE"]
[null,null,null,"EUR","","L","l","H","KG","ARTICLE"]
[null,null,null,null,""]
[null,"PPS Ø 80 MM"]
[]
[100008298,"ADAPTATEUR PPS D110-80","DY873",40.200000000000003,3661238101913,195,195,145,0.2,"CM"]
[100015325,"KIT N° 1 RACCORDEMENT CHEMINÉE FLEXIBLE PPS Ø 80 MM","DY895",200,3661238380110,395,395,380,3.4,"CM"]
[84887718,"KIT N° 2  KIT DE RACCORDEMENT CHAUDIÈRE PPS Ø 80 MM","DY718",121.2,3661238011939,505,290,260,2.2000000000000002,"CM"]
[84887708,"ADAPTATEUR PPS Ø 60/100 SUR 80/125 MM","DY708",49,3661238012028,255,145,150,0.3,"CM"]
[84887717,"KIT N° 1 KIT DE RACCORDEMENT CHEMINÉE PPS Ø 80 MM","DY717",133.4,3661238011946,395,405,390,2.9,"CM"]
[84887546,"PIÈCE DE VISITE Ø 80 MM DROITE","DY146",48.5,3661238013506,300,145,150,0.3,"CM"]
[84887757,"PLAQUE DE FINITION Ø80MM","DY757",34.299999999999997,3661238011595,310,230,150,0.3,"CH"]
[84887613,"RALLONGE PPS Ø 80 MM   LG= 250 MM (2 PIÈCES)","DY613",32.700000000000003,3661238012967,250,170,175,0.4,"CM"]
[84887614,"RALLONGE PPS Ø 80 MM   LG= 500 MM (2 PIÈCES)","DY614",30.4,3661238012950,500,160,150,0.7,"CM"]
[84887615,"RALLONGE PPS Ø 80 MM   LG= 1000 MM (2 PIÈCES)","DY615",46.2,3661238012943,1000,160,145,1.3,"CM"]
[84887550,"RALLONGE PPS Ø 80 MM   LG= 2000 MM  (2 PIÈCES)","DY150",66.7,3661238013469,1960,150,150,2.5,"CM"]
[84887552,"COUDE PPS À 90°","DY152",14.6,3661238013445,255,145,150,0.2,"CM"]
[84887554,"COUDE PPS À 45° (2 PIECES)","DY154",26.7,3661238013421,200,200,150,0.3,"CM"]
[84887563,"TÉ PPS  AVEC COUVERCLE D'INSPECTION","DY163",48.5,3661238013353,290,220,170,0.4,"CM"]
[84887551,"ETOILE DE CENTRAGE Ø 80 MM (2 PIECES)","DY151",13.4,3661238013452,300,300,40,0.1,"CM"]
[84887585,"TERMINAL AVEC SOLIN DIAMÉTRE 80","DY185",124.9,3661238013148,390,380,280,1.5,"CM"]
[100008301,"COUDE DE REVISION PPS 87° Ø 80 MM (GRIS)","DY877",34.299999999999997,3661238102026,190,195,145,0.2,"CM"]
[84887753,"TUYAU DE PROTECTION L500MM Ø 124MM","DY753",19.399999999999999,3661238011632,505,155,150,0.4,"CH"]
[100015318,"ADAPTATEUR PPS Ø 80M-110F","DY902",45,3661238379909,150,150,150,0.3,"CM"]
[100015319,"MANCHON PPS 80M-80F AVEC PRISE DE MESURE","DY903",40,3661238380219,205,205,225,0.1,"CM"]
[]
[null,"PPS 80/125 MM"]
[]
[100002732,"TERMINAL VERTICAL PPS Ø 80/125 MM NOIR","DY843",130,3661238006621,1210,270,240,4.2,"CM"]
[100002733,"TERMINAL VERTICAL PPS Ø 80/125 MM ROUGE","DY844",130,3661238006614,1210,265,240,4.2,"CM"]
[84887716,"KIT N° 3 RACCORDEMENT CHAUDIÈRE  PPS Ø 80/125 MM","DY716",121.2,3661238011953,500,290,260,2.4,"CM"]
[84887524,"PIÈCE D'INSPECTION DROITE ALU/PPS Ø 80/125 MM","DY124",92.1,3661238013704,300,145,150,0.6,"CM"]
[100008311,"COUDE DE REVISION ALU/PPS Ø 80/125 MM","DY875",98.2,3661238101920,195,195,145,0.7,"CM"]
[100003271,"KIT DE RACCORDEMENT CHAUDIÈRE PERPENDICULAIRE","DY849",190.8,3661238005600,595,395,410,3.5,"CM"]
[100003272,"KIT DE RACCORDEMENT CHAUDIÈRE SOUS CONDUIT","DY850",143.4,3661238005594,500,290,260,1.4,"CM"]
[84887525,"TÉ D'INSPECTION ALU/PPS Ø 80/125 MM","DY125",109.3,3661238013698,315,235,150,0.8,"CM"]
[84887526,"RALLONGE CONCENTRIQUE ALU/PPS 80/125 LG= 250 MM","DY126",34,3661238013681,255,145,150,0.5,"CM"]
[84887527,"RALLONGE CONCENTRIQUE ALU/PPS 80/125 LG= 500 MM","DY127",41.3,3661238013674,520,140,140,0.9,"CM"]
[84887528,"RALLONGE CONCENTRIQUE ALU/PPS 80/125 LG=1000 MM","DY128",58.1,3661238013667,1010,135,140,1.7,"CM"]
[84887529,"RALLONGE CONCENTRIQUE ALU/PPS 80/125 LG=1950 MM","DY129",103.1,3661238013650,1960,150,150,3.5,"CM"]
[84887758,"PLAQUE DE FINITION Ø125MM","DY758",53.3,3661238011588,310,235,145,0.5,"CM"]
[84887763,"TUYAU DE PROTECTION L500MM Ø141MM","DY763",21.9,3661238011533,500,160,150,1.1000000000000001,"CH"]
[84887530,"MANC. COMP. D80/125","DY130",60.5,3661238013643,300,140,145,0.6,"CM"]
[84887531,"COUDE A 87° ALU/PPS  Ø 80/125 MM","DY131",47,3661238013636,200,200,150,0.7,"CM"]
[84887532,"COUDE CONCENTRIQUE 45° ALU/PPS Ø 80/125 MM (2 PIÈCES)","DY132",66.7,3661238013629,315,235,150,1,"CM"]
[]
["FUMISTERIE GTU C 120"]
["REFERENCE","DESIGNATION","COLIS","PRIX","Code EAN","DIMENSIONS EMBALLAGE",null,null,"POIDS","GROUPE"]
[null,null,null,"EUR","","L","l","H","KG","ARTICLE"]
[]
[null,"FLEXIBLE PPS Ø 80 MM"]
[]
[100015325,"KIT N° 1 RACCORDEMENT CHEMINÉE FLEXIBLE PPS Ø 80 MM","DY895",200,3661238380110,395,395,380,3.4,"CM"]
[100015327,"TUBE FLEXIBLE LG=12,5M","DY897",300,3661238380134,1200,1220,250,8,"CM"]
[100015326,"TUBE FLEXIBLE LG=50M","DY896",1050,3661238380127,1600,1660,410,26,"CM"]
[84887618,"ETOILE DE CENTRAGE POUR FLEXIBLE Ø 80 MM (2 PIÈCES)","DY618",30,3661238012912,300,300,70,0.2,"CM"]
[100015328,"PIÈCE DE COUPLAGE FLEXIBLE Ø 80 MM","DY898",60,3661238380141,150,150,150,0.3,"CM"]
[100015331,"OUTIL D'AIDE À L'INSERTION Ø 80 MM","DY901",150,3661238380172,300,210,185,1.4,"CM"]
[100015330,"PIÈCE D'INSPECTION POUR TUBE FLEXIBLE","DY900",109,3661238380165,295,140,140,0.5,"CM"]
[100015329,"TERMINAL AVEC SOLIN FLEX. Ø 80 MM","DY899",150,3661238380158,385,385,250,1.7,"CM"]
[100015880,"ADAPTATEUR PPS FLEX Ø 80 MM","DY904",35,3661238417632,195,195,145,0.1,"CH"]
[]
[null,"DIVERS FUMISTERIE"]
[]
[84887411,"SORTIE HORIZONTALE TOIT PENTE DE 30° A 45° ( uniquement pour tuiles mécaniques)","DY11",151.5,3661238013940,1020,700,370,3.6,"CM"]
[84837729,"SORTIE DE TOIT EN PENTE DE 40° A 60° ( uniquement pour tuiles mécaniques)","CX49",151.5,3661238014367,920,700,320,3.5,"CM"]
[84837731,"EMBASE D'ETANCHEITE POUR TOIT PLAT","CX51",36.5,3661238014343,400,400,155,0.6,"CM"]
[84837121,"TUILE A DOUILLE 5 A 25° NOIRE","CX121",94.4,3661238014428,510,250,145,3,"CM"]
[84837732,"TUILE A DOUILLE 25 A 45° NOIRE","CX52",65.900000000000006,3661238014336,520,250,145,3,"CM"]
[84837734,"TUILE A DOUILLE 35 A 55° NOIRE","CX63",82.3,3661238014312,510,265,180,3.2,"CM"]
[84837120,"TUILE A DOUILLE 5 A 25° ROUGE","CX120",94.4,3661238014435,515,245,145,3,"CM"]
[84837783,"TUILE A DOUILLE 25 A 45° ROUGE","CX83",65.900000000000006,3661238014213,515,250,150,3,"CM"]
[84837784,"TUILE A DOUILLE 35 A 55° ROUGE","CX84",82.3,3661238014206,520,265,180,3,"CM"]
[84837741,"PLATINE DE FINITION INTERIEURE","CX72",15.6,3661238014251,245,210,3,0.7,"CM"]
[100005002,"GRILLE DE PROTECTION INOX Ø 80/125 MM","DY865",148,3661238001886,275,270,270,2.6,"CM"]
[84887435,"GRILLE D'AERATION EXTERIEURE 175 CM²","DY35",17.7,3661238013889,300,250,30,0.3,"CM"]
[84887436,"GRILLE D'AERATION INTERIEURE 175 CM²","DY36",20.7,3661238013872,250,295,2,0.3,"CM"]
[84837779,"COLLIER DE FIXATION Ø 125 MM PATTE LONGUE","CX79",14.6,3661238014237,230,160,200,0.4,"CM"]
[84837118,"COLLIER DE FIXATION Ø 125 MM PATTE COURTE","CX118",9.6999999999999993,3661238014459,225,185,20,0.2,"CM"]
[84887451,"COLLIER D'ETANCHEITE POUR MONTAGE EXTERIEUR","DY51",20,3661238013841,150,130,60,0.2,"CM"]
[]
[]
["WINGO SFC 25 / SFC 1025"]
["REFERENCE","DESIGNATION","COLIS","PRIX","Code EAN","DIMENSIONS EMBALLAGE",null,null,"POIDS","GROUPE"]
[null,null,null,"EUR","","L","l","H","KG","ARTICLE"]
[]
[]
[100014224,"SFC 25 ","MT3",4049,3661238372290,980,740,1300,160,"CH"]
[100014221,"SFC 1025","MT1",5023,3661238372276,980,740,1860,274,"CH"]
[]
[]
["WINGO SFC 25E / SFC 1025E"]
["REFERENCE","DESIGNATION","COLIS","PRIX","Code EAN","DIMENSIONS EMBALLAGE",null,null,"POIDS","GROUPE"]
[null,null,null,"EUR","","L","l","H","KG","ARTICLE"]
[]
[100014713,"SFC  25E",null,4408,3661238377240,null,null,null,170.5,"CH"]
[100014714,"SFC 1025E",null,5382,3661238377257,null,null,null,284.5,"CH"]
[]
[null,"LISTE DES COLIS"]
[]
[100014224,"SFC 25 ","MT3",4049,3661238372290,980,740,1300,160,"CH"]
[100014221,"SFC 1025","MT1",5023,3661238372276,980,740,1860,274,"CH"]
[]
[100014710,"KIT DE RACCORDEMENT HYDRAULIQUE SFC","MT10",359,3661238376748,null,null,null,10.5,"CH"]
[]
["WINGO SFC 25 FF / SFC 1025 FF"]
["REFERENCE","DESIGNATION","COLIS","PRIX","Code EAN","DIMENSIONS EMBALLAGE",null,null,"POIDS","GROUPE"]
[null,null,null,"EUR","","L","l","H","KG","ARTICLE"]
[]
[100014560,"SFC 25 FF HOR ",null,4288,3661238377264,null,null,null,162.1,"CH"]
[100014561,"SFC 25 FF VER ",null,4380,3661238377271,null,null,null,164.9,"CH"]
[]
[100014562,"SFC 1025 FF HOR",null,5261,3661238377288,null,null,null,288.10000000000002,"CH"]
[100014563,"SFC 1025 FF VER",null,5353,3661238377295,null,null,null,290.89999999999998,"CH"]
[]
[null,"LISTE DES COLIS"]
[]
[100014225,"SFC 25 FF ","MT4",4203,3661238372306,980,740,1300,160,"CH"]
[100014223,"SFC 1025 FF","MT2",5176,3661238372283,980,740,1860,286,"CH"]
[]
[100007638,"TERMINAL HORIZONTAL  Ø 80/125","FM183",85,3661238157972,1025,170,170,2.1,"CH"]
[]
[100002732,"TERMINAL VERTICAL PPS Ø 80/125 MM NOIR","DY843",130,3661238006621,1210,270,240,4.2,"CM"]
[84887531,"COUDE A 87° ALU/PPS  Ø 80/125 MM","DY131",47,3661238013636,200,200,150,0.7,"CM"]
[]
["WINGO SFC 25E FF / SFC 1025E FF"]
["REFERENCE","DESIGNATION","COLIS","PRIX","Code EAN","DIMENSIONS EMBALLAGE",null,null,"POIDS","GROUPE"]
[null,null,null,"EUR","","L","l","H","KG","ARTICLE"]
[]
[100014715,"SFC 25E FF HOR ",null,4647,3661238377301,null,null,null,172.6,"CH"]
[100014716,"SFC 25E FF VER ",null,4739,"3661238377417",null,null,null,175.4,"CH"]
[]
[100014717,"SFC 1025E FF HOR",null,5620,3661238377424,null,null,null,298.60000000000002,"CH"]
[100014718,"SFC 1025E FF VER",null,5712,3661238377431,null,null,null,301.39999999999998,"CH"]
[]
[null,"LISTE DES COLIS"]
[]
[100014225,"SFC 25 FF ","MT4",4203,3661238372306,980,740,1300,160,"CH"]
[100014223,"SFC 1025 FF","MT2",5176,3661238372283,980,740,1860,286,"CH"]
[]
[100014710,"KIT DE RACCORDEMENT HYDRAULIQUE SFC","MT10",359,3661238376748,null,null,null,10.5,"CH"]
[]
[100007638,"TERMINAL HORIZONTAL  Ø 80/125","FM183",85,3661238157972,1025,170,170,2.1,"CH"]
[]
[100002732,"TERMINAL VERTICAL PPS Ø 80/125 MM NOIR","DY843",130,3661238006621,1210,270,240,4.2,"CM"]
[84887531,"COUDE A 87° ALU/PPS  Ø 80/125 MM","DY131",47,3661238013636,200,200,150,0.7,"CM"]
[]
[]
["OPTIONS WINGO SFC"]
["REFERENCE","DESIGNATION","COLIS","PRIX","Code EAN","DIMENSIONS EMBALLAGE",null,null,"POIDS","GROUPE"]
[null,null,null,"EUR","","L","l","H","KG","ARTICLE"]
[]
["OPTIONS CHAUDIERE"]
[]
[100004290,"STATION DE NEUTRALISATION","FM155",219.4,3661238004238,490,320,185,7.8,"CH"]
[100004291,"RECHARGE STATION DE NEUTRALISATION","FM156",111.6,3661238004221,405,265,165,6.1,"CH"]
[100004292,"SUPPORT STATION DE NEUTRALISATION","FM157",112.2,3661238004214,395,330,120,2,"CH"]
[100004293,"POMPE DE RELEVAGE DES CONDENSATS","FM158",292.10000000000002,3661238004207,230,115,110,1.9,"CH"]
[100014564,"FILTRE TYGERLOOP","MT9",115.5,3661238375710,250,150,100,1,"CH"]
[]
["OPTIONS ECS",null,null,null,""]
[]
[100000492,"KIT ANODE MAGNESIUM","EA103",55.3,3661238011069,560,90,85,0.9,"CH"]
[89557003,"KIT ENSEMBLE CHAUFFANT 2400 W ","BH76",561.9,3661238047587,870,690,235,8.8000000000000007,"CH"]
[89557009,"KIT DE RACCORDS G EN R (1\" ET 3/4\") ","BH84",23.4,3661238047563,200,140,45,0.3,"CM"]
[100000030,"COLIS OPTION SONDE ECS","AD212",43.5,3661238011168,200,150,30,0.2,"CM"]
[100007834,"KIT LIAISON GT-GTU-GTU C 120-DTG 35 / B 150-200-300","EA116",445.9,3661238113350,600,500,135,6,"CH"]
[]
[]
["FUMISTERIE WINGO SFC "]
["REFERENCE","DESIGNATION","COLIS","PRIX","Code EAN","DIMENSIONS EMBALLAGE",null,null,"POIDS","GROUPE"]
[null,null,null,"EUR","","L","l","H","KG","ARTICLE"]
[]
[null,"PPS Ø 80 MM"]
[]
[100008298,"ADAPTATEUR PPS D110-80","DY873",40.200000000000003,3661238101913,195,195,145,0.2,"CM"]
[100015325,"KIT N° 1 RACCORDEMENT CHEMINÉE FLEXIBLE PPS Ø 80 MM","DY895",200,3661238380110,395,395,380,3.4,"CM"]
[84887718,"KIT N° 2  KIT DE RACCORDEMENT CHAUDIÈRE PPS Ø 80 MM","DY718",121.2,3661238011939,505,290,260,2.2000000000000002,"CM"]
[84887708,"ADAPTATEUR PPS Ø 60/100 SUR 80/125 MM","DY708",49,3661238012028,255,145,150,0.3,"CM"]
[84887717,"KIT N° 1 KIT DE RACCORDEMENT CHEMINÉE PPS Ø 80 MM","DY717",133.4,3661238011946,395,405,390,2.9,"CM"]
[84887546,"PIÈCE DE VISITE Ø 80 MM DROITE","DY146",48.5,3661238013506,300,145,150,0.3,"CM"]
[84887757,"PLAQUE DE FINITION Ø80MM","DY757",34.299999999999997,3661238011595,310,230,150,0.3,"CH"]
[84887613,"RALLONGE PPS Ø 80 MM   LG= 250 MM (2 PIÈCES)","DY613",32.700000000000003,3661238012967,250,170,175,0.4,"CM"]
[84887614,"RALLONGE PPS Ø 80 MM   LG= 500 MM (2 PIÈCES)","DY614",30.4,3661238012950,500,160,150,0.7,"CM"]
[84887615,"RALLONGE PPS Ø 80 MM   LG= 1000 MM (2 PIÈCES)","DY615",46.2,3661238012943,1000,160,145,1.3,"CM"]
[84887550,"RALLONGE PPS Ø 80 MM   LG= 2000 MM  (2 PIÈCES)","DY150",66.7,3661238013469,1960,150,150,2.5,"CM"]
[84887552,"COUDE PPS À 90°","DY152",14.6,3661238013445,255,145,150,0.2,"CM"]
[84887554,"COUDE PPS À 45° (2 PIECES)","DY154",26.7,3661238013421,200,200,150,0.3,"CM"]
[84887563,"TÉ PPS  AVEC COUVERCLE D'INSPECTION","DY163",48.5,3661238013353,290,220,170,0.4,"CM"]
[84887551,"ETOILE DE CENTRAGE Ø 80 MM (2 PIECES)","DY151",13.4,3661238013452,300,300,40,0.1,"CM"]
[84887585,"TERMINAL AVEC SOLIN DIAMÉTRE 80","DY185",124.9,3661238013148,390,380,280,1.5,"CM"]
[100008301,"COUDE DE REVISION PPS 87° Ø 80 MM (GRIS)","DY877",34.299999999999997,3661238102026,190,195,145,0.2,"CM"]
[84887753,"TUYAU DE PROTECTION L500MM Ø 124MM","DY753",19.399999999999999,3661238011632,505,155,150,0.4,"CH"]
[100015318,"ADAPTATEUR PPS Ø 80M-110F","DY902",45,3661238379909,150,150,150,0.3,"CM"]
[100015319,"MANCHON PPS 80M-80F AVEC PRISE DE MESURE","DY903",40,3661238380219,205,205,225,0.1,"CM"]
[]
[null,"PPS 80/125 MM"]
[]
[100002732,"TERMINAL VERTICAL PPS Ø 80/125 MM NOIR","DY843",130,3661238006621,1210,270,240,4.2,"CM"]
[100002733,"TERMINAL VERTICAL PPS Ø 80/125 MM ROUGE","DY844",130,3661238006614,1210,265,240,4.2,"CM"]
[84887716,"KIT N° 3 RACCORDEMENT CHAUDIÈRE  PPS Ø 80/125 MM","DY716",121.2,3661238011953,500,290,260,2.4,"CM"]
[84887524,"PIÈCE D'INSPECTION DROITE ALU/PPS Ø 80/125 MM","DY124",92.1,3661238013704,300,145,150,0.6,"CM"]
[100008311,"COUDE DE REVISION ALU/PPS Ø 80/125 MM","DY875",98.2,3661238101920,195,195,145,0.7,"CM"]
[100003271,"KIT DE RACCORDEMENT CHAUDIÈRE PERPENDICULAIRE","DY849",190.8,3661238005600,595,395,410,3.5,"CM"]
[100003272,"KIT DE RACCORDEMENT CHAUDIÈRE SOUS CONDUIT","DY850",143.4,3661238005594,500,290,260,1.4,"CM"]
[84887525,"TÉ D'INSPECTION ALU/PPS Ø 80/125 MM","DY125",109.3,3661238013698,315,235,150,0.8,"CM"]
[84887526,"RALLONGE CONCENTRIQUE ALU/PPS 80/125 LG= 250 MM","DY126",34,3661238013681,255,145,150,0.5,"CM"]
[84887527,"RALLONGE CONCENTRIQUE ALU/PPS 80/125 LG= 500 MM","DY127",41.3,3661238013674,520,140,140,0.9,"CM"]
[84887528,"RALLONGE CONCENTRIQUE ALU/PPS 80/125 LG=1000 MM","DY128",58.1,3661238013667,1010,135,140,1.7,"CM"]
[84887529,"RALLONGE CONCENTRIQUE ALU/PPS 80/125 LG=1950 MM","DY129",103.1,3661238013650,1960,150,150,3.5,"CM"]
[84887758,"PLAQUE DE FINITION Ø125MM","DY758",53.3,3661238011588,310,235,145,0.5,"CM"]
[84887763,"TUYAU DE PROTECTION L500MM Ø141MM","DY763",21.9,3661238011533,500,160,150,1.1000000000000001,"CH"]
[84887530,"MANC. COMP. D80/125","DY130",60.5,3661238013643,300,140,145,0.6,"CM"]
[84887531,"COUDE A 87° ALU/PPS  Ø 80/125 MM","DY131",47,3661238013636,200,200,150,0.7,"CM"]
[84887532,"COUDE CONCENTRIQUE 45° ALU/PPS Ø 80/125 MM (2 PIÈCES)","DY132",66.7,3661238013629,315,235,150,1,"CM"]
[]
[null,"FLEXIBLE PPS Ø 80 MM"]
[]
[100015325,"KIT N° 1 RACCORDEMENT CHEMINÉE FLEXIBLE PPS Ø 80 MM","DY895",200,3661238380110,395,395,380,3.4,"CM"]
[100015327,"TUBE FLEXIBLE LG=12,5M","DY897",300,3661238380134,1200,1220,250,8,"CM"]
[100015326,"TUBE FLEXIBLE LG=50M","DY896",1050,3661238380127,1600,1660,410,26,"CM"]
[84887618,"ETOILE DE CENTRAGE POUR FLEXIBLE Ø 80 MM (2 PIÈCES)","DY618",30,3661238012912,300,300,70,0.2,"CM"]
[100015328,"PIÈCE DE COUPLAGE FLEXIBLE Ø 80 MM","DY898",60,3661238380141,150,150,150,0.3,"CM"]
[100015331,"OUTIL D'AIDE À L'INSERTION Ø 80 MM","DY901",150,3661238380172,300,210,185,1.4,"CM"]
[100015330,"PIÈCE D'INSPECTION POUR TUBE FLEXIBLE","DY900",109,3661238380165,295,140,140,0.5,"CM"]
[100015329,"TERMINAL AVEC SOLIN FLEX. Ø 80 MM","DY899",150,3661238380158,385,385,250,1.7,"CM"]
[100015880,"ADAPTATEUR PPS FLEX Ø 80 MM","DY904",35,3661238417632,195,195,145,0.1,"CH"]
[]
["FUMISTERIE WINGO SFC "]
["REFERENCE","DESIGNATION","COLIS","PRIX","Code EAN","DIMENSIONS EMBALLAGE",null,null,"POIDS","GROUPE"]
[null,null,null,"EUR","","L","l","H","KG","ARTICLE"]
[]
[null,"DIVERS FUMISTERIE"]
[]
[84887411,"SORTIE HORIZONTALE TOIT PENTE DE 30° A 45° ( uniquement pour tuiles mécaniques)","DY11",151.5,3661238013940,1020,700,370,3.6,"CM"]
[84837729,"SORTIE DE TOIT EN PENTE DE 40° A 60° ( uniquement pour tuiles mécaniques)","CX49",151.5,3661238014367,920,700,320,3.5,"CM"]
[84837731,"EMBASE D'ETANCHEITE POUR TOIT PLAT","CX51",36.5,3661238014343,400,400,155,0.6,"CM"]
[84837121,"TUILE A DOUILLE 5 A 25° NOIRE","CX121",94.4,3661238014428,510,250,145,3,"CM"]
[84837732,"TUILE A DOUILLE 25 A 45° NOIRE","CX52",65.900000000000006,3661238014336,520,250,145,3,"CM"]
[84837734,"TUILE A DOUILLE 35 A 55° NOIRE","CX63",82.3,3661238014312,510,265,180,3.2,"CM"]
[84837120,"TUILE A DOUILLE 5 A 25° ROUGE","CX120",94.4,3661238014435,515,245,145,3,"CM"]
[84837783,"TUILE A DOUILLE 25 A 45° ROUGE","CX83",65.900000000000006,3661238014213,515,250,150,3,"CM"]
[84837784,"TUILE A DOUILLE 35 A 55° ROUGE","CX84",82.3,3661238014206,520,265,180,3,"CM"]
[84837741,"PLATINE DE FINITION INTERIEURE","CX72",15.6,3661238014251,245,210,3,0.7,"CM"]
[100005002,"GRILLE DE PROTECTION INOX Ø 80/125 MM","DY865",148,3661238001886,275,270,270,2.6,"CM"]
[84887435,"GRILLE D'AERATION EXTERIEURE 175 CM²","DY35",17.7,3661238013889,300,250,30,0.3,"CM"]
[84887436,"GRILLE D'AERATION INTERIEURE 175 CM²","DY36",20.7,3661238013872,250,295,2,0.3,"CM"]
[84837779,"COLLIER DE FIXATION Ø 125 MM PATTE LONGUE","CX79",14.6,3661238014237,230,160,200,0.4,"CM"]
[84837118,"COLLIER DE FIXATION Ø 125 MM PATTE COURTE","CX118",9.6999999999999993,3661238014459,225,185,20,0.2,"CM"]
[84887451,"COLLIER D'ETANCHEITE POUR MONTAGE EXTERIEUR","DY51",20,3661238013841,150,130,60,0.2,"CM"]
[]
["GTU 120"]
["REFERENCE","DESIGNATION","COLIS","PRIX","Code EAN","DIMENSIONS EMBALLAGE",null,null,"POIDS","GROUPE"]
[null,null,null,"EUR","","L","l","H","KG","ARTICLE"]
[null,null,null,null,""]
["GTU 120 RS/TA",null,null,null,""]
[null,null,null,null,""]
[100001696," GTU 123 BRS /TA                                 ",null,3016,3661238009721,null,null,null,176.3,"CH"]
[]
[100001711,"GTU 123 DRS /TA",null,3638,3661238009578,null,null,null,177,"CH"]
[]
["GTU 120 S/TA"]
[]
[100001698," GTU 124 BS /TA                                ",null,3066,3661238009707,null,null,null,218.3,"CH"]
[100001699," GTU 125 BS /TA                                ",null,3260,3661238009691,null,null,null,252.3,"CH"]
[100001700," GTU 126 BS /TA                                ",null,3455,3661238009684,null,null,null,269.3,"CH"]
[]
[100001713,"GTU 124 DS /TA",null,3688,3661238009554,null,null,null,219,"CH"]
[100001714,"GTU 125 DS /TA",null,3882,3661238009547,null,null,null,253,"CH"]
[100001715,"GTU 126 DS /TA",null,4077,3661238009530,null,null,null,270,"CH"]
[]
[]
["COLIS GTU 120"]
[]
[85757723," ENSEMBLE MONTE GTU 123 RS","FM20",2456,3661238022812,1160,740,1030,173,"CH"]
[85757728," ENSEMBLE MONTE GTU 124 S","FM25",2506,3661238022799,1160,740,1030,215,"CH"]
[85757729," ENSEMBLE MONTE GTU 125 S","FM26",2700,3661238022782,1450,740,1030,249,"CH"]
[85757730," ENSEMBLE MONTE GTU 126 S","FM27",2895,3661238022775,1450,740,1030,266,"CH"]
[]
[100001620,"TABLEAU BASE / TA               ","FM126",560,3661238009950,520,470,200,3.3,"CH"]
[100001623,"TABLEAU DIEMATIC 3 / TA","FM129",1182,3661238009929,520,470,200,4,"CH"]
[null,null,null,null,""]
["GTU 1200 / L"]
["REFERENCE","DESIGNATION","COLIS","PRIX","Code EAN","DIMENSIONS EMBALLAGE",null,null,"POIDS","GROUPE"]
[null,null,null,"EUR","","L","l","H","KG","ARTICLE"]
[null,null,null,null,""]
["GTU 1200 RS/TA",null,null,null,""]
[null,null,null,null,""]
[100001759," GTU 1203 BRS/L160 /TA",null,4866,3661238009127,null,null,null,279.8,"CH"]
[]
[100001789,"GTU 1203 DRS/L160 /TA",null,5488,3661238008946,null,null,null,280.5,"CH"]
[]
["GTU 1200 S/TA"]
[]
[100001761," GTU 1204 BS/L160 /TA",null,4916,3661238009103,null,null,null,321.8,"CH"]
[100001762," GTU 1205 BS/L160 /TA",null,5110,3661238009097,null,null,null,355.8,"CH"]
[100001763," GTU 1205 BS/L250 /TA",null,5422,3661238009080,null,null,null,383.8,"CH"]
[100001764," GTU 1206 BS/L250 /TA",null,5617,3661238009073,null,null,null,400.8,"CH"]
[]
[100001791,"GTU 1204 DS/L160 /TA",null,5538,3661238008922,null,null,null,322.5,"CH"]
[100001792,"GTU 1205 DS/L160 /TA",null,5732,3661238008915,null,null,null,356.5,"CH"]
[100001793,"GTU 1205 DS/L250 /TA",null,6044,3661238008908,null,null,null,384.5,"CH"]
[100001794,"GTU 1206 DS/L250 /TA",null,6239,3661238008892,null,null,null,401.5,"CH"]
[]
[]
["COLIS GTU 1200"]
[]
[85757723," ENSEMBLE MONTE GTU 123 RS","FM20",2456,3661238022812,1160,740,1030,173,"CH"]
[85757728," ENSEMBLE MONTE GTU 124 S","FM25",2506,3661238022799,1160,740,1030,215,"CH"]
[85757729," ENSEMBLE MONTE GTU 125 S","FM26",2700,3661238022782,1450,740,1030,249,"CH"]
[85757730," ENSEMBLE MONTE GTU 126 S","FM27",2895,3661238022775,1450,740,1030,266,"CH"]
[]
[100001580," PREPARATEUR L160 / TA","BH103",1469,3661238009981,680,680,1110,97.5,"CH"]
[100001581," PREPARATEUR L250 / TA","BH104",1781,3661238009974,680,680,1480,125.5,"CH"]
[]
[89557001,"COLIS TUBULURES BH73                              ","BH73",381,3661238047600,575,500,135,6,"CH"]
[89557002,"COLIS TUBULURES BH75","BH75",381,3661238047594,575,500,135,6,"CH"]
[]
[100001620,"TABLEAU BASE / TA               ","FM126",560,3661238009950,520,470,200,3.3,"CH"]
[100001623,"TABLEAU DIEMATIC 3 / TA","FM129",1182,3661238009929,520,470,200,4,"CH"]
[null,null,null,null,""]
["GTU 1200 / V"]
["REFERENCE","DESIGNATION","COLIS","PRIX","Code EAN","DIMENSIONS EMBALLAGE",null,null,"POIDS","GROUPE"]
[null,null,null,"EUR","","L","l","H","KG","ARTICLE"]
[null,null,null,null,""]
["GTU 1200 RS/V130/TA",null,null,null,""]
[null,null,null,null,""]
[100001818,"GTU 1203 BRS/V130 /TA",null,4457,3661238008687,null,null,null,287.8,"CH"]
[100001830,"GTU 1203 DRS/V130 /TA",null,5079,3661238008601,null,null,null,288.5,"CH"]
[]
["GTU 1200 S/V130/TA"]
[]
[100001820," GTU 1204 BS/V130 /TA",null,4505,3661238008663,null,null,null,312.8,"CH"]
[100001821," GTU 1205 BS/V130 /TA",null,4699,3661238008656,null,null,null,341.8,"CH"]
[]
[100001832,"GTU 1204 DS/V130 /TA",null,5127,3661238008588,null,null,null,313.5,"CH"]
[100001833,"GTU 1205 DS/V130 /TA",null,5321,3661238008571,null,null,null,342.5,"CH"]
[]
[]
["COLIS GTU 1200 V"]
[]
[85757700," CORPS GT 123 3 ELEMENTS","FM1",893,3661238022935,630,600,570,114,"CH"]
[85757701," CORPS GT 124 4 ELEMENTS","FM2",1053,3661238022928,750,580,565,141,"CH"]
[85757702," CORPS GT 125 5 ELEMENTS","FM3",1212,3661238022911,610,900,570,164,"CH"]
[]
[85757714," JAQUETTE GTU 1203 V","FM30",817,3661238022843,750,1485,770,83,"CH"]
[85757715," JAQUETTE GTU 1204 V","FM31",851,3661238022836,745,1480,770,81,"CH"]
[85757716," JAQUETTE GTU 1205 V","FM32",886,3661238022829,745,1480,770,87,"CH"]
[]
[100001612," PREPARATEUR LI 130 / TA                        ","BH107",1135,3661238009967,680,680,930,75,"CH"]
[]
[88027193,"BRULEUR FIOUL M 103 PRS                          ","M103PRS",1052,3661238048225,500,300,385,12.5,"CH"]
[88027195,"BRULEUR FIOUL M 104 PS                               ","M104PS",906,3661238048201,500,300,395,12.5,"CH"]
[88027196,"BRULEUR FIOUL M 105 PS                               ","M105PS",906,3661238048195,495,300,390,12.5,"CH"]
[]
[100001620,"TABLEAU BASE / TA               ","FM126",560,3661238009950,520,470,200,3.3,"CH"]
[100001623,"TABLEAU DIEMATIC 3 / TA","FM129",1182,3661238009929,520,470,200,4,"CH"]
[]
["GTU 120 FF"]
["REFERENCE","DESIGNATION","COLIS","PRIX","Code EAN","DIMENSIONS EMBALLAGE",null,null,"POIDS","GROUPE"]
[null,null,null,"EUR","","L","l","H","KG","ARTICLE"]
[null,null,null,null,""]
[100001859," GTU 124 BFF HOR /TA",null,3683,3661238008564,null,null,null,211.2,"CH"]
[100001867," GTU 124 BFF VER /TA",null,3760,3661238008502,null,null,null,214.1,"CH"]
[]
[100001865," GTU 124 DFF HOR /TA",null,4305,3661238008526,null,null,null,211.9,"CH"]
[100001873," GTU 124 DFF VER /TA",null,4382,3661238008465,null,null,null,214.8,"CH"]
[]
["COLIS GTU 120 FF"]
[]
[85757025,"ENSEMBLE MONTE GTU 124 FF","FM103",2932,3661238022973,1160,740,1030,205,"CH"]
[]
[81998533,"TERMINAL HORIZONTAL STANDARD","DB90",191,3661238001329,1015,150,145,2.9,"CH"]
[]
[81998534,"TERMINAL VERTICAL NOIR","DB91",171,3661238001312,1150,260,270,4.9000000000000004,"CH"]
[81998539,"COUDE A 90 °","DB96",97,3661238001268,325,240,150,0.9,"CH"]
[]
[100001620,"TABLEAU BASE / TA               ","FM126",560,3661238009950,520,470,200,3.3,"CH"]
[100001623,"TABLEAU DIEMATIC 3 / TA","FM129",1182,3661238009929,520,470,200,4,"CH"]
[null,null,null,null,""]
["GTU 1200 FF / L"]
["REFERENCE","DESIGNATION","COLIS","PRIX","Code EAN","DIMENSIONS EMBALLAGE",null,null,"POIDS","GROUPE"]
[null,null,null,"EUR","","L","l","H","KG","ARTICLE"]
[null,null,null,null,""]
[100001875," GTU 1204 BFF/L160 HOR /TA",null,5533,3661238008441,null,null,null,314.7,"CH"]
[100001887," GTU 1204 BFF/L160 VER /TA",null,5610,3661238008359,null,null,null,317.60000000000002,"CH"]
[]
[100001884," GTU 1204 DFF/L160 HOR /TA",null,6155,3661238008380,null,null,null,315.39999999999998,"CH"]
[100001896," GTU 1204 DFF/L160 VER /TA",null,6232,3661238008298,null,null,null,318.3,"CH"]
[]
[]
["COLIS GTU 1200 FF"]
[]
[85757025,"ENSEMBLE MONTE GTU 124 FF","FM103",2932,3661238022973,1160,740,1030,205,"CH"]
[]
[81998533,"TERMINAL HORIZONTAL STANDARD","DB90",191,3661238001329,1015,150,145,2.9,"CH"]
[]
[81998534,"TERMINAL VERTICAL NOIR","DB91",171,3661238001312,1150,260,270,4.9000000000000004,"CH"]
[81998539,"COUDE A 90 °","DB96",97,3661238001268,325,240,150,0.9,"CH"]
[]
[100001580," PREPARATEUR L160 / TA","BH103",1469,3661238009981,680,680,1110,97.5,"CH"]
[]
[89557001,"COLIS TUBULURES BH73                              ","BH73",381,3661238047600,575,500,135,6,"CH"]
[]
[100001620,"TABLEAU BASE / TA               ","FM126",560,3661238009950,520,470,200,3.3,"CH"]
[100001623,"TABLEAU DIEMATIC 3 / TA","FM129",1182,3661238009929,520,470,200,4,"CH"]
[null,null,null,null,""]
["GTU 1200 FF / V"]
["REFERENCE","DESIGNATION","COLIS","PRIX","Code EAN","DIMENSIONS EMBALLAGE",null,null,"POIDS","GROUPE"]
[null,null,null,"EUR","","L","l","H","KG","ARTICLE"]
[null,null,null,null,""]
[100001899," GTU 1204 BFF/V130 HOR /TA",null,5077,3661238008267,null,null,null,343.2,"CH"]
[100001909," GTU 1204 BFF/V130 VER /TA",null,5154,3661238008205,null,null,null,346.1,"CH"]
[]
[100001905," GTU 1204 DFF/V130 HOR /TA",null,5699,3661238008229,null,null,null,343.9,"CH"]
[100001915," GTU 1204 DFF/V130 VER /TA",null,5776,3661238008168,null,null,null,346.8,"CH"]
[]
["COLIS GTU 1200 FF/V130"]
[]
[85757026,"CORPS+BRULEUR GTU 1204 V FF ","FM104",2340,3661238022966,1165,730,1030,189,"CH"]
[]
[81998533,"TERMINAL HORIZONTAL STANDARD","DB90",191,3661238001329,1015,150,145,2.9,"CH"]
[]
[81998534,"TERMINAL VERTICAL NOIR","DB91",171,3661238001312,1150,260,270,4.9000000000000004,"CH"]
[81998539,"COUDE A 90 °","DB96",97,3661238001268,325,240,150,0.9,"CH"]
[]
[85757027,"JAQUETTE GTU1204V FF","FM105",851,3661238022959,745,1480,770,73,"CH"]
[]
[100001612," PREPARATEUR LI 130 / TA                        ","BH107",1135,3661238009967,680,680,930,75,"CH"]
[]
[100001620,"TABLEAU BASE / TA               ","FM126",560,3661238009950,520,470,200,3.3,"CH"]
[100001623,"TABLEAU DIEMATIC 3 / TA","FM129",1182,3661238009929,520,470,200,4,"CH"]
[null,null,null,null,""]
["GT 120"]
["REFERENCE","DESIGNATION","COLIS","PRIX","Code EAN","DIMENSIONS EMBALLAGE",null,null,"POIDS","GROUPE"]
[null,null,null,"EUR","","L","l","H","KG","ARTICLE"]
[null,null,null,null,""]
[100001680," GT 123 B /TA    ",null,1997,3661238009882,null,null,null,146.30000000000001,"CH"]
[100001681," GT 124 B /TA",null,2194,3661238009875,null,null,null,176.3,"CH"]
[100001682," GT 125 B /TA           ",null,2388,3661238009868,null,null,null,203.3,"CH"]
[100001683," GT 126 B /TA              ",null,2584,3661238009851,null,null,null,232.3,"CH"]
[]
[100001692,"GT 123 D /TA",null,2619,3661238009769,null,null,null,147,"CH"]
[100001693,"GT 124 D /TA",null,2816,3661238009752,null,null,null,177,"CH"]
[100001694,"GT 125 D /TA",null,3010,3661238009745,null,null,null,204,"CH"]
[100001695,"GT 126 D /TA",null,3206,3661238009738,null,null,null,233,"CH"]
[]
["COLIS GT 120"]
[]
[85757700," CORPS GT 123 3 ELEMENTS","FM1",893,3661238022935,630,600,570,114,"CH"]
[85757701," CORPS GT 124 4 ELEMENTS","FM2",1053,3661238022928,750,580,565,141,"CH"]
[85757702," CORPS GT 125 5 ELEMENTS","FM3",1212,3661238022911,610,900,570,164,"CH"]
[85757703," CORPS GT 126 6 ELEMENTS                        ","FM4",1373,3661238022904,1000,600,565,189,"CH"]
[]
[85757705," JAQUETTE GT 123 ","FM10",544,3661238022898,820,820,450,29,"CH"]
[85757706," JAQUETTE GT 124","FM11",581,3661238022881,820,820,450,32,"CH"]
[85757707," JAQUETTE GT 125","FM12",616,3661238022874,940,820,450,36,"CH"]
[85757708," JAQUETTE GT 126 ","FM13",651,3661238022867,1075,820,450,40,"CH"]
[]
[100001620,"TABLEAU BASE / TA               ","FM126",560,3661238009950,520,470,200,3.3,"CH"]
[100001623,"TABLEAU DIEMATIC 3 / TA","FM129",1182,3661238009929,520,470,200,4,"CH"]
[null,null,null,null,""]
["GT 1200 / L"]
["REFERENCE","DESIGNATION","COLIS","PRIX","Code EAN","DIMENSIONS EMBALLAGE",null,null,"POIDS","GROUPE"]
[null,null,null,"EUR","","L","l","H","KG","ARTICLE"]
[null,null,null,null,""]
[100001735," GT 1203 B / L160 /TA",null,3847,3661238009363,null,null,null,249.8,"CH"]
[100001736," GT 1204 B / L160 /TA",null,4044,3661238009356,null,null,null,279.8,"CH"]
[100001737," GT 1205 B / L160 /TA",null,4238,3661238009349,null,null,null,306.8,"CH"]
[100001738," GT 1205 B / L250 /TA",null,4550,3661238009332,null,null,null,334.8,"CH"]
[100001739," GT 1206 B / L160 /TA",null,4434,3661238009325,null,null,null,335.8,"CH"]
[100001740," GT 1206 B / L250 /TA",null,4746,3661238009318,null,null,null,363.8,"CH"]
[]
[100001753,"GT 1203 D/L160 /TA",null,4469,3661238009189,null,null,null,250.5,"CH"]
[100001754,"GT 1204 D/L160 /TA",null,4666,3661238009172,null,null,null,280.5,"CH"]
[100001755,"GT 1205 D/L160 /TA",null,4860,3661238009165,null,null,null,307.5,"CH"]
[100001756,"GT 1205 D/L250 /TA",null,5172,3661238009158,null,null,null,335.5,"CH"]
[100001757,"GT 1206 D/L160 /TA",null,5056,3661238009141,null,null,null,336.5,"CH"]
[100001758,"GT 1206 D/L250 /TA",null,5368,3661238009134,null,null,null,364.5,"CH"]
[]
[]
["COLIS GT 1200"]
[]
[85757700," CORPS GT 123 3 ELEMENTS","FM1",893,3661238022935,630,600,570,114,"CH"]
[85757701," CORPS GT 124 4 ELEMENTS","FM2",1053,3661238022928,750,580,565,141,"CH"]
[85757702," CORPS GT 125 5 ELEMENTS","FM3",1212,3661238022911,610,900,570,164,"CH"]
[85757703," CORPS GT 126 6 ELEMENTS                        ","FM4",1373,3661238022904,1000,600,565,189,"CH"]
[]
[85757705," JAQUETTE GT 123 ","FM10",544,3661238022898,820,820,450,29,"CH"]
[85757706," JAQUETTE GT 124","FM11",581,3661238022881,820,820,450,32,"CH"]
[85757707," JAQUETTE GT 125","FM12",616,3661238022874,940,820,450,36,"CH"]
[85757708," JAQUETTE GT 126 ","FM13",651,3661238022867,1075,820,450,40,"CH"]
[]
[100001580," PREPARATEUR L160 / TA","BH103",1469,3661238009981,680,680,1110,97.5,"CH"]
[100001581," PREPARATEUR L250 / TA","BH104",1781,3661238009974,680,680,1480,125.5,"CH"]
[]
[89557001,"COLIS TUBULURES BH73                              ","BH73",381,3661238047600,575,500,135,6,"CH"]
[89557002,"COLIS TUBULURES BH75","BH75",381,3661238047594,575,500,135,6,"CH"]
[]
[100001620,"TABLEAU BASE / TA               ","FM126",560,3661238009950,520,470,200,3.3,"CH"]
[100001623,"TABLEAU DIEMATIC 3 / TA","FM129",1182,3661238009929,520,470,200,4,"CH"]
[null,null,null,null,""]
["OPTIONS GT 120"]
["REFERENCE","DESIGNATION","COLIS","PRIX","Code EAN","DIMENSIONS EMBALLAGE",null,null,"POIDS","GROUPE"]
[null,null,null,"EUR","","L","l","H","KG","ARTICLE"]
[null,null,null,null,""]
["BRULEURS FIOUL",null,null,null,""]
[null,null,null,null,""]
[null,"BRULEURS BAS-NOX , FLAMME JAUNE",null,null,""]
[null,null,null,null,""]
[88027318,"BRULEUR FIOUL M 100 RS                          ","M100RS",1052,3661238047945,500,300,385,13.2,"CH"]
[88027319,"BRULEUR FIOUL M 100/1 S                               ","M100/1S",906,3661238047938,500,300,390,13,"CH"]
[88027320,"BRULEUR FIOUL M 100/2 S                               ","M100/2S",906,3661238047921,500,300,385,13,"CH"]
[]
["BRULEUR GAZ"]
[]
[null,"BRULEUR BAS-NOX"]
[]
[88027205," BRULEUR GAZ G 100                          ","G100",1561,3661238048164,800,310,400,15,"CH"]
[]
["OPTIONS POUR TABLEAU B"]
[]
[88017859,"THERMOSTAT D'AMBIANCE NON PROGRAMMABLE","AD140",42.9,3661238048805,80,80,40,0.1,"CM"]
[88017855,"THERMOSTAT D'AMBIANCE PROGRAMMABLE (FILAIRE)","AD137",137.80000000000001,3661238048836,130,90,55,0.2,"CM"]
[88017018,"THERMOSTAT D'AMBIANCE PROGRAMMABLE (SANS FILS)","AD200",242.7,3661238049178,175,150,90,0.4,"CM"]
[]
[]
["OPTIONS POUR TABLEAU D"]
[]
[85757743,"PLATINE + SONDE POUR 1 CIRCUIT AVEC VANNE MELANGEUSE","FM48",152.6,3661238022737,260,170,120,0.4,"CM"]
[85757746,"COMMANDE A DISTANCE INTERACTIVE CDI 2 ","FM51",176.1,3661238022713,180,110,85,0.3,"CM"]
[100004636,"COMMANDE A DISTANCE RADIO CDR 2","FM161",310.39999999999998,3661238002456,200,150,130,0.6,"CM"]
[100004637,"MODULE CDR 2 SUPPLEMENTAIRE","FM162",205.5,3661238002449,280,200,40,0.2,"CM"]
[100010960,"SONDE EXTERIEURE RADIO DIEMATIC 3","AD241",67.8,3661238338128,150,210,30,0.2,"CH"]
[100010961,"MODULE CHAUDIERE RADIO DIEMATIC 3","AD242",105.1,3661238338135,260,160,120,0.3,"CH"]
[85757747,"COMMANDE A DISTANCE SIMPLIFIEE AVEC SONDE D'AMBIANCE","FM52",88,3661238022706,110,85,40,0.1,"CM"]
[88017851,"CABLE DE LIAISON BUS LG 12 M","AD134",92.7,3661238048850,350,260,30,0.4,"CM"]
[85757742,"SONDE DE TEMPERATURE FUMEES  ","FM47",59.8,3661238022744,210,160,40,0.2,"CH"]
[88017887,"SONDES POUR BALLON TAMPON","AD160",83.6,3661238048720,210,150,40,0.2,"CM"]
[88017878,"MODULE DE TELESURVEILLANCE VOCAL","AD152",595.9,3661238048751,210,190,105,1.1000000000000001,"CM"]
[]
["OPTIONS ECS"]
[]
[100000030,"COLIS OPTION SONDE ECS","AD212",43.5,3661238011168,200,150,30,0.2,"CM"]
[100007834,"KIT LIAISON GT-GTU-GTU C 120-DTG 35 / B 150-200-300","EA116",445.9,3661238113350,600,500,135,6,"CH"]
[89557003,"KIT ENSEMBLE CHAUFFANT 2400 W ","BH76",561.9,3661238047587,870,690,235,8.8000000000000007,"CH"]
[89557009,"KIT DE RACCORDS G EN R (1\" ET 3/4\") ","BH84",23.4,3661238047563,200,140,45,0.3,"CM"]
[100000492,"KIT ANODE MAGNESIUM","EA103",55.3,3661238011069,560,90,85,0.9,"CH"]
[null,null,null,null,""]
["OPTIONS GT 120"]
["REFERENCE","DESIGNATION","COLIS","PRIX","Code EAN","DIMENSIONS EMBALLAGE",null,null,"POIDS","GROUPE"]
[null,null,null,"EUR","","L","l","H","KG","ARTICLE"]
[null,null,null,null,""]
["MODULES HYDRAULIQUES",null,null,null,""]
[null,null,null,null,""]
[89997001,"JEU DE 2 CROIX DE RACCORDEMENT","EA46",48.5,3661238044746,175,140,90,1.3,"CH"]
[]
[89997060,"TUBULURES DE LIAISON CENTRALES CHAUDIERE/MODULE GT/GTU 120","EA100",87.3,3661238044449,665,255,130,2.5,"CH"]
[89997061,"TUBULURES DE LIAISON DROITE/GAUCHE CHAUDIERE/MODULE ","EA101",121.4,3661238044432,630,315,125,4,"CH"]
[]
[89997002,"KIT DE SECURITE POUR CHAUDIERES AVEC UN SEUL MODULE HYDRAULIQUE","EA47",111.2,3661238044739,400,230,130,1.6,"CH"]
[89997062,"KIT DE SECURITE POUR CHAUDIERES AVEC DEUX MODULES HYDRAULIQUES","EA102",111.2,3661238044425,385,225,135,1.6,"CH"]
[]
[89997014,"COLLECTEUR ISOLE POUR 2 MODULES HYDRAULIQUES","EA59",265.2,3661238044654,635,195,170,6.1,"CH"]
[89997015,"COLLECTEUR ISOLE POUR 3 MODULES HYDRAULIQUES","EA60",454.3,3661238044647,880,220,205,9,"CH"]
[]
[89997016,"MODULE HYDRAULIQUE POUR 1 CIRCUIT DIRECT POMPE 3 VITESSES","EA61",409.4,3661238044630,405,270,240,6.6,"CH"]
[89997018,"MODULE HYDRAULIQUE POUR 1 CIRCUIT DIRECT AVEC VANNE POMPE 3 VITESSES","EA63",652.20000000000005,3661238044623,405,270,240,8.1999999999999993,"CH"]
[]
[89997020,"MODULE HYDRAULIQUE POUR 1 CIRCUIT DIRECT POMPE ELECTRONIQUE","EA65",483.4,3661238044616,405,270,240,6.8,"CH"]
[89997022,"MOD. HYDR. AVEC CIRCUL. ELECTRO. POUR 1 CIRCUIT AVEC VANNE MELANGEUSE","EA67",726.5,3661238044609,405,270,240,8.1999999999999993,"CH"]
[]
[100013530,"MODULE HYDRAULIQUE POUR 1 CIRCUIT AVEC POMPE HAUTE PERFORMANCE (CLASSE A)","EA135",640,3661238364448,390,260,215,6.9,"CH"]
[100013531,"MODULE HYDRAULIQUE POUR CIRCUIT VANNE AVEC POMPE HAUTE PERFORMANCE (CLASSE A)","EA136",820,3661238364455,390,260,215,8.4,"CH"]
[]
[89997029,"JEU DE 2 CONSOLES MURALES POUR MODULES HYDRAULIQUES","EA74",52.4,3661238044586,340,125,80,1.1000000000000001,"CH"]
[]
[null,"OPTION DE MODULE HYDRAULIQUE CIRCUIT V3V"]
[]
[89997044,"KIT DE TRANSFORMATION VANNE MOTORISEE EN VANNE MANUELLE","EA79",34.200000000000003,3661238044500,155,105,100,0.2,"CH"]
[]
["OPTIONS GTU 120 FF - GTU 1200 FF/ GTU 1200 V FF"]
[]
[81998533,"TERMINAL HORIZONTAL STANDARD","DB90",191,3661238001329,1015,150,145,2.9,"CH"]
[81998544,"TERMINAL HORIZONTAL LONG","DB87",201.3,3661238001220,1200,150,150,3.5,"CH"]
[81998545,"CARTOUCHE SILENCIEUX POUR TERMINAL HORIZONTAL","DB88",90.1,3661238001213,325,145,145,0.7,"CH"]
[81998548,"MANCHON DE VISITE LG= 0.25 M","DB85",133.4,3661238001206,320,150,145,1,"CH"]
[81998549,"COUDE DE VISITE 90°","DB86",194.1,3661238001190,320,240,150,1,"CH"]
[]
[81998534,"TERMINAL VERTICAL NOIR","DB91",171,3661238001312,1150,260,270,4.9000000000000004,"CH"]
[81998543,"TERMINAL VERTICAL ROUGE","DB89",171,3661238001237,1145,265,270,4.8,"CH"]
[]
[81998535,"RALLONGE LG 1 M","DB92",97.1,3661238001305,1025,145,145,2.5,"CH"]
[81998536,"RALLONGE LG 0.5 M","DB93",70.3,3661238001299,525,150,150,1.3,"CH"]
[81998537,"RALLONGE LG 0.25 M","DB94",60.7,3661238001282,325,150,150,0.8,"CH"]
[81998538,"MANCHON DE COMPENSATION DE 0.39 A 0.64 M","DB95",151.5,3661238001275,520,145,150,1.8,"CH"]
[81998539,"COUDE A 90 °","DB96",97,3661238001268,325,240,150,0.9,"CH"]
[81998540,"JEU DE 2 COUDES A 45 °","DB97",145.5,3661238001251,325,240,150,1.1000000000000001,"CH"]
[81998542,"PANIER DE PROTECTION EN INOX","DB99",114,3661238001244,335,330,390,1.6,"CH"]
[]
[84837731,"EMBASE D'ETANCHEITE POUR TOIT PLAT","CX51",36.5,3661238014343,400,400,155,0.6,"CM"]
[84837121,"TUILE A DOUILLE 5 A 25° NOIRE","CX121",94.4,3661238014428,510,250,145,3,"CM"]
[84837732,"TUILE A DOUILLE 25 A 45° NOIRE","CX52",65.900000000000006,3661238014336,520,250,145,3,"CM"]
[84837734,"TUILE A DOUILLE 35 A 55° NOIRE","CX63",82.3,3661238014312,510,265,180,3.2,"CM"]
[84837120,"TUILE A DOUILLE 5 A 25° ROUGE","CX120",94.4,3661238014435,515,245,145,3,"CM"]
[84837783,"TUILE A DOUILLE 25 A 45° ROUGE","CX83",65.900000000000006,3661238014213,515,250,150,3,"CM"]
[84837784,"TUILE A DOUILLE 35 A 55° ROUGE","CX84",82.3,3661238014206,520,265,180,3,"CM"]
[84837729,"SORTIE DE TOIT EN PENTE DE 40° A 60° ( uniquement pour tuiles mécaniques)","CX49",151.5,3661238014367,920,700,320,3.5,"CM"]
[84837779,"COLLIER DE FIXATION Ø 125 MM PATTE LONGUE","CX79",14.6,3661238014237,230,160,200,0.4,"CM"]
[]
["PREMYS CA/CAM 27-35"]
["REFERENCE","DESIGNATION","COLIS","PRIX","Code EAN","DIMENSIONS EMBALLAGE",null,null,"POIDS","GROUPE"]
[null,null,null,"EUR","","L","l","H","KG","ARTICLE"]
[null,null,null,null,""]
[null,"CHAUDIERES SEULES",null,null,""]
[null,null,null,null,""]
[100005997,"CHAUDIERE ACIER CA 27/100-2","FL3",1776,3661238162181,670,750,1650,180,"CH"]
[100005998,"CHAUDIERE ACIER CA 35/150-2","FL4",2394,3661238162174,845,815,1650,230,"CH"]
[]
[null,"CHAUDIERES AVEC BRULEURS"]
[]
[100006136,"CHAUDIERE ACIER CAM 27/100-2 S",null,2682,3661238162129,null,null,null,193,"CH"]
[100006137,"CHAUDIERE ACIER CAM 35/150-2 S",null,3300,3661238162112,null,null,null,243,"CH"]
[]
["LISTE DES COLIS CAM 27 ET CAM 35"]
[]
[100005997,"CHAUDIERE ACIER CA 27/100-2","FL3",1776,3661238162181,670,750,1650,180,"CH"]
[100005998,"CHAUDIERE ACIER CA 35/150-2","FL4",2394,3661238162174,845,815,1650,230,"CH"]
[]
[88027319,"BRULEUR FIOUL M 100/1 S                               ","M100/1S",906,3661238047938,500,300,390,13,"CH"]
[88027320,"BRULEUR FIOUL M 100/2 S                               ","M100/2S",906,3661238047921,500,300,385,13,"CH"]
[]
["LISTE DES OPTIONS"]
[]
[100005977,"KIT RACCORDEMENT CHAUFFAGE - DROITE/GAUCHE","FL13",365.5,3661238109438,560,440,315,14,"CH"]
[85287002,"KIT DE RACCORDEMENT ECS","FL11",168.4,3661238028708,310,210,130,1.9,"CH"]
[]
[88017859,"THERMOSTAT D'AMBIANCE NON PROGRAMMABLE","AD140",42.9,3661238048805,80,80,40,0.1,"CM"]
[88017855,"THERMOSTAT D'AMBIANCE PROGRAMMABLE (FILAIRE)","AD137",137.80000000000001,3661238048836,130,90,55,0.2,"CM"]
[88017018,"THERMOSTAT D'AMBIANCE PROGRAMMABLE (SANS FILS)","AD200",242.7,3661238049178,175,150,90,0.4,"CM"]
[]
["DIETRISOL COMPOSANTS POUR SYSTEMES SOLAIRES COLLECTIFS"]
["REFERENCE","DESIGNATION","COLIS","PRIX","Code EAN","DIMENSIONS EMBALLAGE",null,null,"POIDS","GROUPE"]
[null,null,null,"EUR","","L","l","H","KG","ARTICLE"]
[null,null,null,null,""]
["PANNEAUX SOLAIRES DIETRISOL PRO C POUR INSTALLATIONS COLLECTIVES",null,null,null,""]
[null,null,null,null,""]
[null,"PANNEAUX SOLAIRES DIETRISOL PRO C",null,null,""]
[null,null,null,null,""]
[100008010,"CAPTEUR PRO C SUR PALETTE ( 1 À 8)","EG451",746,3661238101203,2210,1320,115,48,"CH"]
[]
["ACCESSOIRES POUR RACCORDEMENTS HYDRAULIQUES DES PANNEAUX SOLAIRES DIETRISOL  PRO C"]
[]
["RACCORDEMENT DES CAPTEURS EN MONTAGE VERTICAL JUXTAPOSES OU HORIZONTAL SUPERPOSES"]
[]
[89807345,"KIT DE RACCORDEMENT HYDRAULIQUE + 2 BOUCHONS 3/4\"","EG343",109.8,3661238045644,705,710,100,2.4,"CH"]
[89807346,"KIT DE LIAISON ENTRE 2 CAPTEURS (10 PIÈCES, Ø 18 MM)","EG344",153.6,3661238045637,255,190,115,1.3,"CH"]
[89807372,"KIT DE LIAISON ENTRE 2 CAPTEURS AVEC COMPENS. DE DILATATION (2 PIECES, Ø 18 MM)","EG372",98.8,3661238045415,305,210,160,1,"CH"]
[]
["RACCORDEMENT DES CAPTEURS EN MONTAGE HORIZONTAL JUXTAPOSES"]
[]
[89807345,"KIT DE RACCORDEMENT HYDRAULIQUE + 2 BOUCHONS 3/4\"","EG343",109.8,3661238045644,705,710,100,2.4,"CH"]
[89807366,"PONT DE RACCORDEMENT HYDRAULIQUE ENTRE 2 CAPTEURS (Ø 18 MM)","EG366",58.4,3661238045477,305,215,175,0.6,"CH"]
[89807347,"KIT DE BOUCHONNAGE (10 PIECES, 3/4\")","EG347",49.4,3661238045620,160,95,60,0.6,"CH"]
[]
["ELEMENTS DE POSE SUR TOIT OU EN TERRASSE"]
[]
["MONTAGE VERTICAL JUXTAPOSES OU HORIZONTAL SUPERPOSES SUR PROFILES DE 1,3 M"]
[]
[100008015,"KIT DE MONTAGE 1 PRO C (PROFILÉS LG. 1,3 M)","EG452",104.2,3661238101159,1590,95,60,3.5,"CH"]
[]
["MONTAGE VERTICAL JUXTAPOSES SUR PROFILES DE 2,6 M"]
[]
[89807356,"KIT DE 4 PROFILÉS LG. 2,6 M ","EG356",126.3,3661238045545,2650,808,805,11.5,"CH"]
[89807307,"KIT DE COUPLAGE DES PROFILÉS ","EG307",23.7,3661238045941,195,100,20,0.2,"CH"]
[89807348,"KIT DE 20 CROCHETS DE MAINTIEN ","EG348",49.4,3661238045613,150,110,110,1,"CH"]
[89807365,"KIT DE 10 ARRÊTS DE CAPTEURS ","EG365",21.9,3661238045484,240,150,65,0.5,"CH"]
[]
["MONTAGE VERTICAL JUXTAPOSES SUR PROFILES DE 5,2 M"]
[]
[89807357,"KIT DE 4 PROFILÉS LG. 5,2 M ","EG357",219.6,3661238045538,5300,50,80,22.5,"CH"]
[89807307,"KIT DE COUPLAGE DES PROFILÉS ","EG307",23.7,3661238045941,195,100,20,0.2,"CH"]
[89807348,"KIT DE 20 CROCHETS DE MAINTIEN ","EG348",49.4,3661238045613,150,110,110,1,"CH"]
[89807365,"KIT DE 10 ARRÊTS DE CAPTEURS ","EG365",21.9,3661238045484,240,150,65,0.5,"CH"]
[]
["MONTAGE HORIZONTAL JUXTAPOSES"]
[89807357,"KIT DE 4 PROFILÉS LG. 5,2 M ","EG357",219.6,3661238045538,5300,50,80,22.5,"CH"]
[89807356,"KIT DE 4 PROFILÉS LG. 2,6 M ","EG356",126.3,3661238045545,2650,808,805,11.5,"CH"]
[89807307,"KIT DE COUPLAGE DES PROFILÉS ","EG307",23.7,3661238045941,195,100,20,0.2,"CH"]
[89807348,"KIT DE 20 CROCHETS DE MAINTIEN ","EG348",49.4,3661238045613,150,110,110,1,"CH"]
[89807365,"KIT DE 10 ARRÊTS DE CAPTEURS ","EG365",21.9,3661238045484,240,150,65,0.5,"CH"]
[]
["SUPPORTS INCLINABLES POUR MONTAGE EN TERRASSE (OU AU SOL)"]
[]
[89807358,"3 SUPPORTS AVEC CROIX STABILISATRICES POUR 2 CAPTEURS EN MONTAGE VERTICAL","EG358",243.3,3661238045521,1835,120,80,8.4,"CH"]
[89807359,"3 SUPPORTS SANS CROIX STABILISATRICES POUR 2 CAPTEURS EN MONTAGE VERTICAL","EG359",207.9,3661238045514,1825,120,80,8,"CH"]
[89807325,"2 SUPPORTS AVEC CROIX STABILISATRICES POUR 1 CAPTEUR EN MONTAGE HORIZONTAL","EG325",136.5,3661238045767,1205,80,75,3.7,"CH"]
[]
["FERRURES D'ANCRAGE POUR MONTAGE SUR TOITURE"]
[]
[89807311,"4 FERRURES D'ANCRAGE ALU POUR MONTAGE SUR TUILES MÉCANIQUES","EG311",82,3661238045903,365,120,140,2.2999999999999998,"CH"]
[89807312,"6 FERRURES D'ANCRAGE ALU POUR MONTAGE SUR TUILES MÉCANIQUES","EG312",119,3661238045897,365,115,140,3.5,"CH"]
[89807313,"4 FERRURES D'ANCRAGE INOX POUR MONTAGE SUR TUILES MÉCANIQUES","EG313",82,3661238045880,320,220,135,3.4,"CH"]
[89807314,"6 FERRURES D'ANCRAGE INOX POUR MONTAGE SUR TUILES MÉCANIQUES","EG314",119,3661238045873,325,225,135,4.9000000000000004,"CH"]
[89807315,"4 FERRURES D'ANCRAGE INOX POUR MONTAGE SUR TUILES PLATES","EG315",82,3661238045866,300,135,95,2.4,"CH"]
[89807316,"6 FERRURES D'ANCRAGE INOX POUR MONTAGE SUR TUILES PLATES","EG316",119,3661238045859,310,140,95,3.5,"CH"]
[100015314,"4 FERRURES D'ANCRAGE INOX POUR MONTAGE SUR TUILES CANAL","ER136",82,3661238415539,325,260,120,4,"CH"]
[100015315,"6 FERRURES D'ANCRAGE INOX POUR MONTAGE SUR TUILES CANAL","ER137",119,3661238415546,410,305,115,6.5,"CH"]
[89807317,"4 FERRURES D'ANCRAGE INOX POUR MONTAGE SUR TOIT ETERNIT","EG317",82,3661238045842,260,215,75,3.6,"CH"]
[89807318,"6 FERRURES D'ANCRAGE INOX POUR MONTAGE SUR TOIT ETERNIT","EG318",119,3661238045835,260,220,75,5.3,"CH"]
[89807319,"4 FERRURES D'ANCRAGE INOX POUR MONTAGE SUR TOIT D'ARDOISES","EG319",82,3661238045828,280,120,80,2.2000000000000002,"CH"]
[89807320,"6 FERRURES D'ANCRAGE INOX POUR MONTAGE SUR TOIT D'ARDOISES","EG320",119,3661238045811,305,140,95,3.3,"CH"]
[]
[89807782,"KIT TIRE-FONDS POUR MONTAGE 2 CAPTEURS","EG94",213.6,3661238045057,405,140,80,2.8,"CH"]
[89807783,"KIT TIRE-FONDS POUR MONTAGE 3 CAPTEURS","EG95",261.2,3661238045040,405,140,80,3.7,"CH"]
[]
[100000416,"KIT D'ÉCROUS EN TÉ (100 PIÈCES)","EG373",256.5,3661238011151,255,215,75,3.5,"CH"]
[]
["DIETRISOL COMPOSANTS POUR SYSTEMES SOLAIRES COLLECTIFS"]
["REFERENCE","DESIGNATION","COLIS","PRIX","Code EAN","DIMENSIONS EMBALLAGE",null,null,"POIDS","GROUPE"]
[null,null,null,"EUR","","L","l","H","KG","ARTICLE"]
[null,null,null,null,""]
["CAPTEUR SOLAIRE DIETRISOL POWER 15"]
[]
[100011394,"1 CAPTEUR SOLAIRE DIETRISOL POWER 15","EG391",1669,3661238340022,1760,1290,110,55,"CH"]
[]
["ACCESSOIRES DE RACCORDEMENT HYDRAULIQUE"]
[]
[100011397,"KIT DE RACCORDEMENT (EXTREMITE + BOUCHON)","EG394",95.8,3661238340053,160,210,25,0.4,"CH"]
[89807355,"KIT RACCORDEMENT FLEXIBLES CAPTEUR TUBULAIRE + SONDE CAPTEUR","EG355",166.9,3661238045552,1060,165,95,1.3,"CH"]
[100011396,"KIT DE LIAISON HYDRAULIQUE INTER COLLECTEUR","EG393",127,3661238340046,260,220,100,0.7,"CH"]
[]
["DISPOSITIF DE MONTAGE SUR TOITURE OU EN TERRASSE (MONT. VERTICAL JUXTAPOSES)"]
[]
[100012020,"KIT DE MONTAGE 1 CAPTEUR POWER 15","ER32",141,3661238352162,1600,110,90,5.5,"CH"]
[100011395,"KIT DE FIXATION 1 CAPTEUR","EG392",66.099999999999994,3661238340039,240,145,30,0.6,"CH"]
[]
["FERRURES D'ANCRAGE POUR MONTAGE SUR TOIT DE TUILES"]
[]
[89807311,"4 FERRURES D'ANCRAGE ALU POUR MONTAGE SUR TUILES MÉCANIQUES","EG311",82,3661238045903,365,120,140,2.2999999999999998,"CH"]
[89807312,"6 FERRURES D'ANCRAGE ALU POUR MONTAGE SUR TUILES MÉCANIQUES","EG312",119,3661238045897,365,115,140,3.5,"CH"]
[89807313,"4 FERRURES D'ANCRAGE INOX POUR MONTAGE SUR TUILES MÉCANIQUES","EG313",82,3661238045880,320,220,135,3.4,"CH"]
[89807314,"6 FERRURES D'ANCRAGE INOX POUR MONTAGE SUR TUILES MÉCANIQUES","EG314",119,3661238045873,325,225,135,4.9000000000000004,"CH"]
[89807315,"4 FERRURES D'ANCRAGE INOX POUR MONTAGE SUR TUILES PLATES","EG315",82,3661238045866,300,135,95,2.4,"CH"]
[89807316,"6 FERRURES D'ANCRAGE INOX POUR MONTAGE SUR TUILES PLATES","EG316",119,3661238045859,310,140,95,3.5,"CH"]
[100015314,"4 FERRURES D'ANCRAGE INOX POUR MONTAGE SUR TUILES CANAL","ER136",82,3661238415539,325,260,120,4,"CH"]
[100015315,"6 FERRURES D'ANCRAGE INOX POUR MONTAGE SUR TUILES CANAL","ER137",119,3661238415546,410,305,115,6.5,"CH"]
[89807317,"4 FERRURES D'ANCRAGE INOX POUR MONTAGE SUR TOIT ETERNIT","EG317",82,3661238045842,260,215,75,3.6,"CH"]
[89807318,"6 FERRURES D'ANCRAGE INOX POUR MONTAGE SUR TOIT ETERNIT","EG318",119,3661238045835,260,220,75,5.3,"CH"]
[89807319,"4 FERRURES D'ANCRAGE INOX POUR MONTAGE SUR TOIT D'ARDOISES","EG319",82,3661238045828,280,120,80,2.2000000000000002,"CH"]
[89807320,"6 FERRURES D'ANCRAGE INOX POUR MONTAGE SUR TOIT D'ARDOISES","EG320",119,3661238045811,305,140,95,3.3,"CH"]
[]
["SUPPORTS INCLINABLES  (POUR MONTAGE EN TERRASSE) "]
[]
[89807358,"3 SUPPORTS AVEC CROIX STABILISATRICES POUR 2 CAPTEURS EN MONTAGE VERTICAL","EG358",243.3,3661238045521,1835,120,80,8.4,"CH"]
[89807359,"3 SUPPORTS SANS CROIX STABILISATRICES POUR 2 CAPTEURS EN MONTAGE VERTICAL","EG359",207.9,3661238045514,1825,120,80,8,"CH"]
[]
[100000416,"KIT D'ÉCROUS EN TÉ (100 PIÈCES)","EG373",256.5,3661238011151,255,215,75,3.5,"CH"]
[]
["ACCESSOIRES HYDRAULIQUE ET REGULATION DES SYSTEMES SOLAIRES DIETRISOL",null,null,null,""]
[null,"RÉGULATION SOLAIRE DIEMASOL",null,null,""]
[null,null,null,null,""]
[89804800,"RÉGULATION \"DIEMASOL B\" ","EC160",296,3661238046559,230,195,85,1,"CH"]
[89804801,"RÉGULATION \"DIEMASOL C\" POUR SSC A 2 PREPARATEURS","EC161",527,3661238046542,320,230,130,1.9,"CH"]
[100004619,"RÉGULATION \"DELTASOL M\" POUR INSTALLATION COLLECTIVE","EC159",875.9,3661238002463,320,230,130,2.4,"CH"]
[100004650,"REGULATION \"MCDB\" POUR CHARGE/DECHARGE BALLON ","EC162",226.5,3661238002425,230,195,85,1,"CH"]
[100007832,"RÉGULATION POMPE DE CHARGE SLA 2","EC320",176,3661238101494,225,195,85,0.7,"CH"]
[100014590,"RÉGULATION COMPTEUR D'ENERGIE WMZ","ER131",250,3661238376014,null,null,null,1.2,"CH"]
[100013514,"DATALOGGER DL2 POUR GRS","ER55",390,3661238364394,110,90,40,0.1,"CH"]
[]
["OPTIONS"]
[]
[100011341,"KIT 2 VANNES/SONDE CAPT.EST-OUEST","EC432",384.3,3661238340213,240,160,70,1.3,"CH"]
[89804803,"VANNE 3 VOIES 3/4\" POUR 2 CIRCUITS AVEC REGULATION DIEMASOL ","EC164",200.8,3661238046528,205,125,90,1.1000000000000001,"CH"]
[89804816,"BOITIER PARA FOUDRE POUR REGULATION DIEMASOL","EC176",31.6,3661238046450,220,165,40,0.1,"CH"]
[100003690,"SONDE A APPLIQUE PT1000","EC171",52.5,3661238005303,180,140,30,0.1,"CH"]
[100004651,"SONDE D'IMMERSION FK Pt1000 2,5 m","EC173",52.5,3661238002418,220,150,25,0.2,"CH"]
[89804815,"SONDE D'IRRADIATION CS10","EC175",122.5,3661238046467,null,null,null,0.1,"CH"]
[100004652,"DEBIMETRE VOLUMIQUE V40-15","EC174",350.2,3661238002401,240,160,110,1.5,"CH"]
[100008011,"SONDE CAPTEUR  PT1000 ","EC155",49.4,3661238101197,180,120,20,0.1,"CH"]
[]
[null,"ACCESSOIRES HYDRAULIQUES"]
[null,"STATION SOLAIRES"]
[]
[89807209,"STATION SOLAIRE DKS 9-20 ","EC89",473,3661238046306,575,325,230,9.1999999999999993,"CH"]
[100004653,"STATION DE TRANSFERT D'ENERGIE DMCDB","EC169",653.70000000000005,3661238002395,620,320,205,10.5,"CH"]
[]
[100002359,"STATION SOLAIRE  DKC 6-30","EC191",2634.7,3661238007352,940,660,320,31.5,"CH"]
[100008018,"STATION SOLAIRE  DKC 9-50","EC205",2854.2,3661238101128,950,660,340,33.5,"CH"]
[100002371,"STATION SOLAIRE  DKCS 6-30","EC193",2415.1,3661238007307,950,660,320,28,"CH"]
[100002372,"STATION SOLAIRE  DKCS 9-50","EC194",2634.7,3661238007291,940,660,320,30.1,"CH"]
[]
[100008575,"GROUPE TRANSFERT SOLAIRE DKCS 8-80 LF","EC151",8782.2000000000007,3661238166691,950,650,340,43,"CH"]
[100008581,"GROUPE TRANSFERT SOLAIRE DKCS 12-150 LF","EC152",15588.4,3661238166684,null,null,null,117,"CH"]
[100008582,"GROUPE TRANSFERT SOLAIRE DKCS 14-230 LF","EC153",21187.1,3661238166677,null,null,null,128,"CH"]
[]
[null,"VASES D'EXPANSION"]
[]
[89807772,"VASE D'EXPANSION SOLAIRE 40 LITRES","EG83",150,3661238045101,585,335,340,7.3,"CH"]
[89807773,"VASE D'EXPANSION SOLAIRE 60 LITRES","EG84",290,3661238045095,700,385,390,12.5,"CH"]
[100008733,"VASE D'EXPANSION SOLAIRE 100 LITRES","EG120",340.3,3661238166424,800,460,470,17,"CH"]
[100008735,"VASE D'EXPANSION SOLAIRE 200 LITRES","EG122",537.9,3661238166417,1020,560,570,36,"CH"]
[100008736,"VASE D'EXPANSION SOLAIRE 300 LITRES","EG123",966.1,3661238166400,1180,640,640,68,"CH"]
[]
[null,"DIVERS"]
[]
[89807792,"FLUIDE CALOPORTEUR HAUTES PERFORMANCES TYPE LS (-26°C) 20 LITRES","EG100",130.69999999999999,3661238045033,340,290,370,21.5,"CH"]
[89807770,"STATION DE REMPLISSAGE AVEC POMPE ET BIDON","EG81",883.9,3661238045125,1020,465,495,24.1,"CH"]
[100012031,"VALISE DE CONTRÔLE POUR INSTALLATION SOLAIRE","ER50",430.5,3661238352315,225,130,60,2.5,"CH"]
[89807769,"POMPE A MAIN POUR APPOINT EN FLUIDE","EG80",146,3661238045132,215,150,80,1,"CH"]
[null,null,null,null,""]
["DIETRISOL PREPARATEURS SOLAIRES POUR LE COLLECTIF"]
["REFERENCE","DESIGNATION","COLIS","PRIX","Code EAN","DIMENSIONS EMBALLAGE",null,null,"POIDS","GROUPE"]
[null,null,null,"EUR","","L","l","H","KG","ARTICLE"]
[null,null,null,null,""]
[null,"PREPARATEURS SOLAIRES DIETRISOL QUADRO 750 CL ET FWS 750 MF",null,null,""]
[null,null,null,null,""]
[100008019,"PREPARATEUR SOLAIRE DIETRISOL FWS 750-50 MF","EC546",4062,3661238101111,1200,1200,2330,252,"CH"]
[]
[100007976,"PREPARATEUR SOLAIRE DIETRISOL QUADRO 750-20 CL",null,6368,3661238101319,null,null,null,333,"CH"]
[]
[null,"LISTE DES COLIS DIETRISOL QUADRO 750-20 CL "]
[]
[100007994,"CUVE (55 KW) & HABILLAGE DIETRISOL QUADRO 750 CL","EC545",3513,3661238101234,1200,1200,2250,242,"CH"]
[100007979,"COLIS COMPOSANTS DIETRISOL QUADRO DU 750-20 ","EC552",2855,3661238101289,1200,1200,1660,91,"CH"]
[]
[null,"OPTIONS QUADRO 750 CL "]
[89807212,"MODULE HYDRAULIQUE POUR 1 CIRCUIT DIRECT","EC92",385.8,3661238046276,310,210,180,5.2,"CH"]
[89807213,"MODULE HYDRAULIQUE POUR 1 CIRCUIT DIRECT AVEC VANNE MOTORISEE","EC93",606.20000000000005,3661238046269,310,210,180,6.2,"CH"]
[89807214,"MODULE HYDRAULIQUE POUR 1 CIRCUIT A TEMPERATURE FIXE","EC94",540,3661238046252,310,210,180,5.9,"CH"]
[100013447,"MODULE HYDRAULIQUE POUR 1 CIRCUIT DIRECT, POMPE HAUTE PERFORMANCE","ER73",535.79999999999995,3661238363908,310,210,180,4.3,"CH"]
[100013448,"MODULE HYDRAULIQUE POUR 1 CIRCUIT DIRECT AVEC VANNE MOTORISEE, POMPE HAUTE PERFORMANCE","ER74",756.2,3661238363915,310,210,180,4.3,"CH"]
[100013449,"MODULE HYDRAULIQUE POUR 1 CIRCUIT A TEMPERATURE FIXE, POMPE HAUTE PERFORMANCE","ER75",690,3661238363922,310,210,180,4.3,"CH"]
[100015099,"KIT DE BOUCLAGE ECS","ER29",150,3661238378650,320,230,130,3.5,"CH"]
[]
[null,"OPTIONS FWS 750 "]
[89757746,"THERMOMETRE","AJ32",44.9,3661238046887,145,190,125,0.2,"CH"]
[100015099,"KIT DE BOUCLAGE ECS","ER29",150,3661238378650,320,230,130,3.5,"CH"]
[]
[null,"PREPARATEURS SOLAIRES DOUBLE SERPENTIN POUR LE COLLECTIF"]
[]
[89809086,"BALLON SOLAIRE B 800/2-2",null,3727,3661238044777,null,null,null,364,"CH"]
[89809087,"BALLON SOLAIRE B 1000/2-2",null,4232,3661238044760,null,null,null,409.5,"CH"]
[]
[null,"LISTE DES COLIS B 800/2 ET B 1000/2"]
[]
[89807234,"CUVE B 800/2-2","EC114",2907,3661238046085,990,990,2100,334,"CH"]
[89807235,"HABILLAGE B 800/2-2","EC115",820,3661238046078,365,125,2090,30,"CH"]
[]
[89807236,"CUVE B 1000/2-2","EC116",3303,3661238046061,990,990,2200,375,"CH"]
[89807237,"HABILLAGE B 1000/2-2","EC117",929,3661238046054,2335,1385,415,34.5,"CH"]
[]
[null,"OPTIONS"]
[]
[89757750,"RESISTANCE BLINDEE 6 KW/400V A VISSER 1''1/2 + THERMOSTAT DE REGLAGE","AJ36",656,3661238046863,695,170,180,2.5,"CH"]
[89757746,"THERMOMETRE","AJ32",44.9,3661238046887,145,190,125,0.2,"CH"]
[89608920,"ANODE A COURANT IMPOSE (B400 ET B500)","AM7",450.5,3661238047440,425,100,55,0.4,"CH"]
[]
[null,"BALLONS DE STOCKAGE ECS POUR SYSTEME SOLAIRES COLLECTIFS "]
[]
[100011830,"BALLON DE STOCKAGE RSB 800 V","ER10",3090,3661238351028,2000,1000,1300,160,"CH"]
[100011831,"BALLON DE STOCKAGE RSB 1000 V","ER11",3160,3661238351035,1000,1000,2500,238,"CH"]
[100011832,"BALLON DE STOCKAGE RSB 1500 E","ER12",4320,3661238351042,2500,1200,1500,220,"CH"]
[100011833,"BALLON DE STOCKAGE RSB 2000 E","ER13",4840,3661238351059,2200,1500,1800,390,"CH"]
[100011834,"BALLON DE STOCKAGE RSB 2500 E","ER14",6030,3661238351066,null,null,null,440,"CH"]
[100011835,"BALLON DE STOCKAGE RSB 3000 E","ER15",6300,3661238351073,null,null,null,440,"CH"]
[]
[null,"OPTION POUR PREPARATEUR SOLAIRES RSB"]
[]
[89757750,"RESISTANCE BLINDEE 6 KW/400V A VISSER 1''1/2 + THERMOSTAT DE REGLAGE POUR RSB 1500-3000","AJ36",656,3661238046863,695,170,180,2.5,"CH"]
[100011836,"RÉSISTANCE MULTI 6KW 4/2''-60 POUR RSB 1500-3000","ER20",334.9,3661238351080,680,260,220,10.5,"CH"]
[100011837,"RÉSISTANCE MULTI 9KW 4/2''-90 POUR RSB 1500-3000","ER21",361.4,3661238351097,680,260,220,10.5,"CH"]
[100012032,"RESISTANCE + TABLEAU 5KW RB-50 POUR RSB 800-1000","ER22",667.4,3661238352339,680,260,220,10.5,"CH"]
[]
[null,"BALLONS TAMPON POUR SYSTEMES SOLAIRES  "]
[]
[89809084,"BALLON SOLAIRE TAMPON PS 2000",null,5095,3661238044791,null,null,null,250,"CH"]
[89809085,"BALLON SOLAIRE TAMPON PS 2500",null,6334,3661238044784,null,null,null,282,"CH"]
[]
[null,"LISTE DES COLIS PS 2000 et 2500 "]
[]
[89807220,"CUVE PS 2000","EC100",3918,3661238046221,1400,1400,2100,230,"CH"]
[89807221,"HABILLAGE PS 2000","EC101",1177,3661238046214,2200,1250,450,20,"CH"]
[]
[89807222,"CUVE PS 2500","EC102",4872,3661238046207,2470,1450,1350,260,"CH"]
[89807223,"HABILLAGE PS 2500","EC103",1462,3661238046191,null,null,null,22,"CH"]
[]
[null,"OPTION POUR PREPARATEUR SOLAIRES TAMPON"]
[]
[89757746,"THERMOMETRE","AJ32",44.9,3661238046887,145,190,125,0.2,"CH"]
[]
[null,"PRÉPARATEURS ÉLECTRO-SOLAIRES ÉQUIPÉS"]
[]
[100012587,"PREPARATEUR  BESC 300 I","EC370","nous consulter",3661238361317,950,700,2000,165,"CH"]
[]
[]
["ELIDENS DTG 130-45/115 Eco.NOx Plus"]
["REFERENCE","DESIGNATION","COLIS","PRIX","Code EAN","DIMENSIONS EMBALLAGE",null,null,"POIDS","GROUPE"]
[null,null,null,"EUR","","L","l","H","KG","ARTICLE"]
[]
[100009174,"DTG  130-45  Eco.NOx Plus  ","HE20",5440,3661238168633,700,900,1290,112,"CH"]
[100009175,"DTG  130-65  Eco.NOx Plus  ","HE21",6281,3661238168640,700,900,1290,118,"CH"]
[100009176,"DTG  130-90  Eco.NOx Plus  ","HE22",8590,3661238168657,700,900,1500,134,"CH"]
[100009177,"DTG  130-115  Eco.NOx Plus  ","HE23",9666,3661238168664,700,900,1500,136,"CH"]
[]
["OPTIONS ELIDENS DTG 130-45/115 Eco.NOx Plus"]
["REFERENCE","DESIGNATION","COLIS","PRIX","Code EAN","DIMENSIONS EMBALLAGE",null,null,"POIDS","GROUPE"]
[null,null,null,"EUR","","L","l","H","KG","ARTICLE"]
[]
[]
["OPTIONS ECS"]
[]
[100000030,"COLIS OPTION SONDE ECS","AD212",43.5,3661238011168,200,150,30,0.2,"CM"]
[100007834,"KIT LIAISON GT-GTU-GTU C 120-DTG 35 / B 150-200-300","EA116",445.9,3661238113350,600,500,135,6,"CH"]
[100007827,"KIT LIAISON MC 35E-115 et DTG 45-115/ B 150-200-300","EA121",507.9,3661238116528,600,500,135,6.5,"CH"]
[89757752,"ANODE A COURANT IMPOSE","AJ38",263.89999999999998,3661238046849,250,95,50,0.4,"CH"]
[89557009,"KIT DE RACCORDS G EN R (1\" ET 3/4\") ","BH84",23.4,3661238047563,200,140,45,0.3,"CM"]
[]
["PREPARATEURS B gamme \"Performance\"  -"]
[]
[100006731,"PREPARATEUR BP 150 L","EC400",1235,3661238101654,825,690,1120,86,"CH"]
[100006732,"PREPARATEUR BP 200 L","EC401",1372,3661238101647,825,690,1385,103.5,"CH"]
[100006733,"PREPARATEUR BP 300 L","EC402",1745,3661238101630,825,690,1930,134,"CH"]
[]
["PREPARATEURS BL "]
[]
[100013061,"PREPARATEUR BL 150 L","EC441",1006,3661238361690,730,800,1130,66.5,"CH"]
[100013062,"PREPARATEUR BL 200 L","EC442",1155,3661238361706,720,800,1400,107.5,"CH"]
[100013063,"PREPARATEUR BL 300 L","EC443",1419,3661238361713,720,800,1930,103,"CH"]
[]
[]
[null,"OPTIONS REGULATION"]
[]
[85757743,"PLATINE + SONDE POUR 1 CIRCUIT AVEC VANNE MELANGEUSE","FM48",152.6,3661238022737,260,170,120,0.4,"CM"]
[85757746,"COMMANDE A DISTANCE INTERACTIVE CDI 2 ","FM51",176.1,3661238022713,180,110,85,0.3,"CM"]
[100004636,"COMMANDE A DISTANCE RADIO CDR 2","FM161",310.39999999999998,3661238002456,200,150,130,0.6,"CM"]
[100004637,"MODULE CDR 2 SUPPLEMENTAIRE","FM162",205.5,3661238002449,280,200,40,0.2,"CM"]
[100010960,"SONDE EXTERIEURE RADIO DIEMATIC 3","AD241",67.8,3661238338128,150,210,30,0.2,"CH"]
[100010961,"MODULE CHAUDIERE RADIO DIEMATIC 3","AD242",105.1,3661238338135,260,160,120,0.3,"CH"]
[85757747,"COMMANDE A DISTANCE SIMPLIFIEE AVEC SONDE D'AMBIANCE","FM52",88,3661238022706,110,85,40,0.1,"CM"]
[88017851,"CABLE DE LIAISON BUS LG 12 M","AD134",92.7,3661238048850,350,260,30,0.4,"CM"]
[88017878,"MODULE DE TELESURVEILLANCE VOCAL","AD152",595.9,3661238048751,210,190,105,1.1000000000000001,"CM"]
[100005130,"COLIS SONDES POUR BALLON TAMPON","AD216",82.4,3661238001855,210,170,35,0.3,"CM"]
[]
["OPTIONS CHAUDIERE"]
[]
[100002310,"KIT DE RACCORDEMENT HYDRAULIQUE DTG/MC 35-45 65-90-115 ","HC139",282.5,3661238007604,310,215,130,4.0999999999999996,"CM"]
[100004641,"ROBINET GAZ 3/4\" DROIT","HC158",37.6,3661238002432,200,150,125,0.8,"CM"]
[100002312,"POMPE CHAUFFAGE 3 VITESSES POUR MC 45 ","HC141",187.3,3661238007581,310,210,130,3.1,"CM"]
[100002313,"POMPE CHAUFFAGE ELECTRONIQUE POUR MC 45 ","HC142",276,3661238007574,310,210,130,3.1,"CM"]
[100002314,"POMPE CHAUFFAGE 3 VITESSES POUR MC 65 ","HC143",212.1,3661238007567,305,210,130,3.2,"CM"]
[100002316,"POMPE CHAUFFAGE 3 VITESSES POUR MC 90","HC145",330.7,3661238007550,310,210,130,4.5,"CM"]
[100002323,"POMPE PRIMAIRE POUR DTG 45-65-90","HC147",301.39999999999998,3661238007499,310,210,130,4.5999999999999996,"CM"]
[100003347,"COMMANDE EXTERNE ALARME VANNE","GR12",75.3,3661238005358,195,150,125,0.4,"GC"]
[85317018,"BOUTEILLE CASSE PRESSION HW PLUS 70","HC28",382.5,3661238091658,585,290,270,6.6,"CM"]
[85317019,"BOUTEILLE CASSE PRESSION HW 200 ","HC29",938,3661238091641,1030,290,470,26.5,"CM"]
[]
[82197762,"SYSTEME DE NEUTRALISATION DES CONDENSATS (JUSQU'À ≈ 19.200 L CONDENSATS)","BP52",472.2,3661238020696,760,165,210,9.9,"GC"]
[]
[83877009,"STATION DE NEURALISATION DES CONDENSATS (CHAUDIERES JUSQU'À 120KW)","DU13",886.3,3661238015081,350,230,360,15,"CM"]
[83877010,"STATION DE NEUTRALISATION DES CONDENSATS (CHAUDIERES DE 120 A 350 KW)","DU14",1081,3661238015074,450,330,350,26,"CH"]
[83877011,"SYSTEME DE NEUTRALISATION DES CONDENSATS  (CHAUDIERES ≥ 350KW)","DU15",1150.3,3661238015067,660,455,270,20,"CH"]
[100013072,"KIT DE CONVERSION PROP. 115KW","HE38",171,3661238361829,210,200,85,1.3,"CM"]
[94225601,"RECHARGE DE GRANULATS DE NEUTRALISATION 10 KG**",null,50.42,3661238075597,25,22,22,10,"PR"]
[null,"** : DISPONIBLE AU CENTRE PIECES DE RECHANGE"]
[]
["OPTIONS ELIDENS DTG 130-45/115 Eco.NOx Plus"]
["REFERENCE","DESIGNATION","COLIS","PRIX","Code EAN","DIMENSIONS EMBALLAGE",null,null,"POIDS","GROUPE"]
[null,null,null,"EUR","","L","l","H","KG","ARTICLE"]
[]
["FUMISTERIE"]
[]
[null,"ALU Ø 80 MM"]
[]
[84887585,"TERMINAL AVEC SOLIN DIAMÉTRE 80","DY185",124.9,3661238013148,390,380,280,1.5,"CM"]
[84887600,"TUBE D'INSPECTION Ø 80 MM","DY600",42.5,3661238013094,300,145,150,0.5,"CM"]
[84887738,"TE DE VISITE Ø 80 MM","DY738",61.6,3661238011755,285,215,165,0.7,"CM"]
[84887604,"RALLONGE 250 MM (2 PIECES)","DY604",29.1,3661238013056,255,170,175,0.7,"CM"]
[84887605,"RALLONGE 500 MM (2 PIECES)","DY605",38.799999999999997,3661238013049,520,175,170,1.3,"CM"]
[84887606,"RALLONGE 1000 MM (2 PIECES)","DY606",60.7,3661238013032,1020,175,175,2.5,"CM"]
[84887607,"RALLONGE 1950 MM  (2 PIECES)","DY607",103.1,3661238013025,1985,170,175,5,"CM"]
[84887551,"ETOILE DE CENTRAGE Ø 80 MM (2 PIECES)","DY151",13.4,3661238013452,300,300,40,0.1,"CM"]
[84887608,"COUDE A 90° 87°","DY608",18.2,3661238013018,155,160,160,0.3,"CM"]
[84887609,"COUDE A 45°  (2 PIECES)","DY609",32.700000000000003,3661238013001,200,200,150,0.5,"CM"]
[84887711,"KIT N°1 RACCORDEMENT CHEMINEE Ø 80 MM","DY711",157.69999999999999,3661238011991,595,400,410,3.7,"CM"]
[100002361,"PIÈCE D'ADAPTATION BIFLUX 2X80","DY819",37.5,3661238007338,340,240,30,0.1,"CM"]
[84887438,"PRISE D'AIR EXTERIEURE LG=500 MM","DY38",83.8,3661238013858,690,245,145,1.2,"CM"]
[84887723,"ADAPTATEUR BI-FLUX Ø60/100 SUR 2x80","DY723",71.900000000000006,3661238011892,285,210,165,0.9,"CM"]
[]
[null,"FLEXIBLE PPS Ø 80 MM"]
[]
[100015325,"KIT N° 1 RACCORDEMENT CHEMINÉE FLEXIBLE PPS Ø 80 MM","DY895",200,3661238380110,395,395,380,3.4,"CM"]
[100015327,"TUBE FLEXIBLE LG=12,5M","DY897",300,3661238380134,1200,1220,250,8,"CM"]
[100015326,"TUBE FLEXIBLE LG=50M","DY896",1050,3661238380127,1600,1660,410,26,"CM"]
[84887618,"ETOILE DE CENTRAGE POUR FLEXIBLE Ø 80 MM (2 PIÈCES)","DY618",30,3661238012912,300,300,70,0.2,"CM"]
[100015328,"PIÈCE DE COUPLAGE FLEXIBLE Ø 80 MM","DY898",60,3661238380141,150,150,150,0.3,"CM"]
[100015331,"OUTIL D'AIDE À L'INSERTION Ø 80 MM","DY901",150,3661238380172,300,210,185,1.4,"CM"]
[100015330,"PIÈCE D'INSPECTION POUR TUBE FLEXIBLE","DY900",109,3661238380165,295,140,140,0.5,"CM"]
[100015329,"TERMINAL AVEC SOLIN FLEX. Ø 80 MM","DY899",150,3661238380158,385,385,250,1.7,"CM"]
[100015880,"ADAPTATEUR PPS FLEX Ø 80 MM","DY904",35,3661238417632,195,195,145,0.1,"CH"]
[]
[null,"PPS Ø 80 MM"]
[]
[100008298,"ADAPTATEUR PPS D110-80","DY873",40.200000000000003,3661238101913,195,195,145,0.2,"CM"]
[100015325,"KIT N° 1 RACCORDEMENT CHEMINÉE FLEXIBLE PPS Ø 80 MM","DY895",200,3661238380110,395,395,380,3.4,"CM"]
[84887718,"KIT N° 2  KIT DE RACCORDEMENT CHAUDIÈRE PPS Ø 80 MM","DY718",121.2,3661238011939,505,290,260,2.2000000000000002,"CM"]
[84887708,"ADAPTATEUR PPS Ø 60/100 SUR 80/125 MM","DY708",49,3661238012028,255,145,150,0.3,"CM"]
[84887717,"KIT N° 1 KIT DE RACCORDEMENT CHEMINÉE PPS Ø 80 MM","DY717",133.4,3661238011946,395,405,390,2.9,"CM"]
[84887546,"PIÈCE DE VISITE Ø 80 MM DROITE","DY146",48.5,3661238013506,300,145,150,0.3,"CM"]
[84887613,"RALLONGE PPS Ø 80 MM   LG= 250 MM (2 PIÈCES)","DY613",32.700000000000003,3661238012967,250,170,175,0.4,"CM"]
[84887614,"RALLONGE PPS Ø 80 MM   LG= 500 MM (2 PIÈCES)","DY614",30.4,3661238012950,500,160,150,0.7,"CM"]
[84887615,"RALLONGE PPS Ø 80 MM   LG= 1000 MM (2 PIÈCES)","DY615",46.2,3661238012943,1000,160,145,1.3,"CM"]
[84887550,"RALLONGE PPS Ø 80 MM   LG= 2000 MM  (2 PIÈCES)","DY150",66.7,3661238013469,1960,150,150,2.5,"CM"]
[84887552,"COUDE PPS À 90°","DY152",14.6,3661238013445,255,145,150,0.2,"CM"]
[84887554,"COUDE PPS À 45° (2 PIECES)","DY154",26.7,3661238013421,200,200,150,0.3,"CM"]
[84887563,"TÉ PPS  AVEC COUVERCLE D'INSPECTION","DY163",48.5,3661238013353,290,220,170,0.4,"CM"]
[84887551,"ETOILE DE CENTRAGE Ø 80 MM (2 PIECES)","DY151",13.4,3661238013452,300,300,40,0.1,"CM"]
[84887585,"TERMINAL AVEC SOLIN DIAMÉTRE 80","DY185",124.9,3661238013148,390,380,280,1.5,"CM"]
[100008301,"COUDE DE REVISION PPS 87° Ø 80 MM (GRIS)","DY877",34.299999999999997,3661238102026,190,195,145,0.2,"CM"]
[]
[null,"PPS 80/125 MM"]
[]
[100011365,"PPS/ALU KIT VENTOUSE HORIZONTALE Ø 80/125MM","DY882",175.5,3661238374768,null,null,null,2.7,"CM"]
[100002732,"TERMINAL VERTICAL PPS Ø 80/125 MM NOIR","DY843",130,3661238006621,1210,270,240,4.2,"CM"]
[100002733,"TERMINAL VERTICAL PPS Ø 80/125 MM ROUGE","DY844",130,3661238006614,1210,265,240,4.2,"CM"]
[84887716,"KIT N° 3 RACCORDEMENT CHAUDIÈRE  PPS Ø 80/125 MM","DY716",121.2,3661238011953,500,290,260,2.4,"CM"]
[84887524,"PIÈCE D'INSPECTION DROITE ALU/PPS Ø 80/125 MM","DY124",92.1,3661238013704,300,145,150,0.6,"CM"]
[100008311,"COUDE DE REVISION ALU/PPS Ø 80/125 MM","DY875",98.2,3661238101920,195,195,145,0.7,"CM"]
[100003271,"KIT DE RACCORDEMENT CHAUDIÈRE PERPENDICULAIRE","DY849",190.8,3661238005600,595,395,410,3.5,"CM"]
[100003272,"KIT DE RACCORDEMENT CHAUDIÈRE SOUS CONDUIT","DY850",143.4,3661238005594,500,290,260,1.4,"CM"]
[84887525,"TÉ D'INSPECTION ALU/PPS Ø 80/125 MM","DY125",109.3,3661238013698,315,235,150,0.8,"CM"]
[84887526,"RALLONGE CONCENTRIQUE ALU/PPS 80/125 LG= 250 MM","DY126",34,3661238013681,255,145,150,0.5,"CM"]
[84887527,"RALLONGE CONCENTRIQUE ALU/PPS 80/125 LG= 500 MM","DY127",41.3,3661238013674,520,140,140,0.9,"CM"]
[84887528,"RALLONGE CONCENTRIQUE ALU/PPS 80/125 LG=1000 MM","DY128",58.1,3661238013667,1010,135,140,1.7,"CM"]
[84887529,"RALLONGE CONCENTRIQUE ALU/PPS 80/125 LG=1950 MM","DY129",103.1,3661238013650,1960,150,150,3.5,"CM"]
[84887530,"MANC. COMP. D80/125","DY130",60.5,3661238013643,300,140,145,0.6,"CM"]
[84887531,"COUDE A 87° ALU/PPS  Ø 80/125 MM","DY131",47,3661238013636,200,200,150,0.7,"CM"]
[84887532,"COUDE CONCENTRIQUE 45° ALU/PPS Ø 80/125 MM (2 PIÈCES)","DY132",66.7,3661238013629,315,235,150,1,"CM"]
[]
["OPTIONS ELIDENS DTG 130-45/115 Eco.NOx Plus"]
["REFERENCE","DESIGNATION","COLIS","PRIX","Code EAN","DIMENSIONS EMBALLAGE",null,null,"POIDS","GROUPE"]
[null,null,null,"EUR","","L","l","H","KG","ARTICLE"]
[]
[null,"DIVERS FUMISTERIE"]
[]
[84887411,"SORTIE HORIZONTALE TOIT PENTE DE 30° A 45° ( uniquement pour tuiles mécaniques)","DY11",151.5,3661238013940,1020,700,370,3.6,"CM"]
[84837729,"SORTIE DE TOIT EN PENTE DE 40° A 60° ( uniquement pour tuiles mécaniques)","CX49",151.5,3661238014367,920,700,320,3.5,"CM"]
[84837731,"EMBASE D'ETANCHEITE POUR TOIT PLAT","CX51",36.5,3661238014343,400,400,155,0.6,"CM"]
[84837121,"TUILE A DOUILLE 5 A 25° NOIRE","CX121",94.4,3661238014428,510,250,145,3,"CM"]
[84837732,"TUILE A DOUILLE 25 A 45° NOIRE","CX52",65.900000000000006,3661238014336,520,250,145,3,"CM"]
[84837734,"TUILE A DOUILLE 35 A 55° NOIRE","CX63",82.3,3661238014312,510,265,180,3.2,"CM"]
[84837120,"TUILE A DOUILLE 5 A 25° ROUGE","CX120",94.4,3661238014435,515,245,145,3,"CM"]
[84837783,"TUILE A DOUILLE 25 A 45° ROUGE","CX83",65.900000000000006,3661238014213,515,250,150,3,"CM"]
[84837784,"TUILE A DOUILLE 35 A 55° ROUGE","CX84",82.3,3661238014206,520,265,180,3,"CM"]
[84837741,"PLATINE DE FINITION INTERIEURE","CX72",15.6,3661238014251,245,210,3,0.7,"CM"]
[100005002,"GRILLE DE PROTECTION INOX Ø 80/125 MM","DY865",148,3661238001886,275,270,270,2.6,"CM"]
[84887435,"GRILLE D'AERATION EXTERIEURE 175 CM²","DY35",17.7,3661238013889,300,250,30,0.3,"CM"]
[84887436,"GRILLE D'AERATION INTERIEURE 175 CM²","DY36",20.7,3661238013872,250,295,2,0.3,"CM"]
[84837779,"COLLIER DE FIXATION Ø 125 MM PATTE LONGUE","CX79",14.6,3661238014237,230,160,200,0.4,"CM"]
[84837118,"COLLIER DE FIXATION Ø 125 MM PATTE COURTE","CX118",9.6999999999999993,3661238014459,225,185,20,0.2,"CM"]
[84887451,"COLLIER D'ETANCHEITE POUR MONTAGE EXTERIEUR","DY51",20,3661238013841,150,130,60,0.2,"CM"]
[]
[null,"ALU Ø 100 MM"]
[]
[84887624,"TUBE D'INSPECTION LG=300 MM","DY624",91.2,3661238012851,305,150,150,0.6,"CM"]
[84887739,"TÉ DE VISITE Ø 100 MM","DY739",79.900000000000006,3661238011748,310,230,145,0.8,"CM"]
[84887625,"RALLONGE  Ø 100 MM   LG=  500 MM (2 PIÈCES)","DY625",66.2,3661238012844,1010,135,140,1.6,"CM"]
[84887626,"RALLONGE  Ø 100 MM   LG=  1000 MM (2 PIÈCES)","DY626",110.9,3661238012837,1005,290,150,3.4,"CM"]
[84887627,"RALLONGE  Ø 100 MM   LG=  1950 MM  (2 PIÈCES)","DY627",207.2,3661238012820,1970,300,190,7.5,"CM"]
[84887628,"ETOILE DE CENTRAGE Ø 100 MM (2 PIÈCES)","DY628",32.5,3661238012813,300,300,35,0.1,"CM"]
[84887629,"COUDE A 90°","DY629",41.3,3661238012806,250,145,150,0.4,"CM"]
[84887630,"COUDE A 45°  (2 PIÈCES)","DY630",79.900000000000006,3661238012790,255,190,150,0.6,"CM"]
[84887633,"KIT N° 6   RACCORDEMENT CHEMINÉE Ø  100 ","DY633",242.5,3661238012769,590,395,410,3.6,"CM"]
[84887589,"TERMINAL AVEC SOLIN Ø 100/110 MM","DY189",194.1,3661238013100,390,395,275,1.5,"CM"]
[100002362,"PIÈCE D'ADAPTATION BIFLUX 2X100","DY820",37.5,3661238007321,340,240,35,0.1,"CM"]
[100002285,"PRISE D'AIR EXTÉRIEUR LG 500 MM Ø 100","DY810",81.2,3661238007642,1005,110,110,1.4,"CM"]
[]
[null,"RACCORDEMENT BIFLUX C53 Ø 100"]
[]
[84887633,"KIT N° 6   RACCORDEMENT CHEMINÉE Ø  100 ","DY633",242.5,3661238012769,590,395,410,3.6,"CM"]
[]
[null,"FLEXIBLE PPS Ø 110 MM",null,null,""]
[null,null,null,null,""]
[100015288,"FLEXIBLE PPS Ø 110 MM LG= 15 M","DY889",450,3661238380042,1320,1280,355,13.2,"CM"]
[100015289,"FLEXIBLE PPS Ø 110 MM LG= 25 M","DY890",750,3661238380059,1610,1610,400,14.5,"CM"]
[100002280,"ETOILES DE CENTRAGE  Ø 110 MM POUR FLEXIBLE (4 PIÈCES)","DY805",35,3661238007697,325,360,80,0.1,"CM"]
[100015321,"PIÈCE DE COUPLAGE FLEXIBLE Ø 110 MM","DY891",140,3661238380073,195,195,140,0.3,"CM"]
[100015323,"TUBE DE VISITE Ø 110 MM POUR FLEXIBLE PPS","DY893",200,3661238380097,295,140,140,0.5,"CM"]
[100015324,"OUTIL D'AIDE À L'INSERTION  Ø 110 MM","DY894",230,3661238380103,190,210,165,1.4,"CM"]
[100015287,"KIT N° 1 RACCORDEMENT CHEMINÉE FLEXIBLE PPS Ø 110 MM","DY888",300,3661238380035,590,390,400,3.4,"CM"]
[100015322,"TERMINAL AVEC SOLIN POUR FLEX DIAMÉTRE 110","DY892",220,3661238380080,590,400,265,2.2000000000000002,"CM"]
[100015881,"ADAPTATEUR PPS FLEX Ø 110 MM","DY905",43,3661238417625,195,195,145,0.2,"CH"]
[]
[null,"PPS 110/150 MM"]
[]
[100011364,"PPS/ALU KIT VENTOUSE HORIZONTALE Ø 110/150MM","DY881",383.9,3661238367821,1500,400,300,6.2,"CM"]
[100002734,"TERMINAL VERTICAL PPS/GALV Ø 110/150 MM NOIR","DY845",228,3661238006607,1210,265,240,6.2,"CM"]
[100002360,"KIT N° 3 RACCORDEMENT CHAUDIÈRE  PPS Ø 100/150 MM","DY818",253.2,3661238007345,390,295,1010,3.7,"CM"]
[100002351,"RALLONGE PPS-ALU  Ø 110/150 MM LG=  500 MM","DY811",58.7,3661238007437,525,195,200,1.5,"CM"]
[100002352,"RALLONGE PPS-ALU Ø 110/150 MM LG=1000 MM","DY812",87.4,3661238007420,1025,195,200,2.7,"CM"]
[100002353,"COUDE PPS-ALU  87°Ø 110/150 MM  ","DY813",106.2,3661238007413,345,265,190,1.6,"CM"]
[100002354,"COUDE PPS-ALU  45°Ø 110/150 MM (2 PIÈCES)","DY814",184.8,3661238007406,390,290,260,2.2999999999999998,"CM"]
[100002355,"PIÈCE DE RÉVISION DROITE PPS-ALU  Ø 110/150 MM","DY815",112.4,3661238007390,340,265,190,1.3,"CM"]
[100002356,"TÉ DE RÉVISION PPS-ALU  Ø 110/150 MM","DY816",160.9,3661238007383,345,265,190,1.3,"CM"]
[100002357," ADAPTATEUR PPS-ALU  100/150 - 110/150 MM","DY817",94.9,3661238007376,255,170,180,0.5,"CM"]
[84827104,"TUILE A DOUILLE NOIRE AVEC ROTULE NOIRE POUR PENTE DE 25 ° A 45 °","CX104",92.1,3661238014572,510,260,180,3,"CM"]
[84827106,"TUILE A DOUILLE NOIRE AVEC ROTULE ROUGE POUR PENTE DE 25 ° A 45 °","CX106",92.1,3661238014565,510,260,180,3,"CM"]
[84827111,"COLLIER DE FIXATION Ø 150 MM","CX111",12.7,3661238014527,200,170,20,0.2,"CM"]
[84827115,"PLATINES DE FINITION ( 2 PIECES )","CX115",20.7,3661238014480,250,210,3,0.7,"CM"]
[100005004,"GRILLE DE PROTECTION INOX Ø 100/150 MM","DY866",152.80000000000001,3661238001879,305,310,270,3.1,"CM"]
[84827103,"EMBASE D'ETANCHEITE POUR TOIT PLAT","CX103",48.5,3661238014589,470,470,100,0.5,"CM"]
[]
[null,"PPS Ø 110 MM"]
[]
[100008312,"KIT DE RACCORDEMENT CHEMINÉE Ø 80 - 110 MM PPS","DY876",176.7,3661238167995,600,395,410,2.8,"CM"]
[100002357," ADAPTATEUR PPS-ALU  100/150 - 110/150 MM","DY817",94.9,3661238007376,255,170,180,0.5,"CM"]
[100002266,"KIT N°2 RACCORDEMENT CHAUDIÈRE Ø 110 MM PPS","DY801",209.6,3661238007819,595,400,410,3.5,"CM"]
[84887577,"KIT DE RACCORDEMENT CHEMINÉE PPS Ø 110 MM","DY177",218.4,3661238013223,395,300,510,2.7,"CM"]
[84887589,"TERMINAL AVEC SOLIN DIAMÉTRE 100/110","DY189",194.1,3661238013100,390,395,275,1.5,"CM"]
[84887578,"TUYAU PPS Ø 110 MM LG = 1950 MM (GRIS)","DY178",60.7,3661238013216,1960,150,150,2.5,"CM"]
[84887579,"TUYAU PPS Ø 110 MM LG = 1000 MM (GRIS)","DY179",34,3661238013209,1015,130,140,1.2,"CM"]
[84887580,"TUYAU PPS Ø 110 MM LG = 500 MM (GRIS)","DY180",23,3661238013193,515,135,140,0.6,"CM"]
[84887581,"COUDE PPS 87° Ø 110 MM (GRIS)","DY181",28,3661238013186,255,190,150,0.3,"CM"]
[84887582,"COUDE PPS 45° Ø 110 MM (GRIS)","DY182",42.5,3661238013179,295,215,165,0.5,"CM"]
[84887583,"TÉ DE RÉVISION Ø 110 MM (GRIS)","DY183",42.5,3661238013162,300,150,150,0.5,"CM"]
[84887587,"ETOILE DE CENTRAGE PPS  Ø 110 MM (2 PIÈCES)","DY187",12.7,3661238013124,300,300,30,0.2,"CM"]
[100010270,"PLAQUE DE FINITION CHEMINEE Ø 110 MM","DY879",36.5,3661238338609,305,230,145,0.4,"CH"]
[84887588,"COUDE DE REVISION PPS 87° Ø 110 MM (GRIS)","DY188",60.7,3661238013117,315,235,150,0.5,"CH"]
[100002750,"ADAPTATEUR Ø 80/110 MM AVEC PRISE DE MESURE","DY846",59.2,3661238006584,180,170,175,0.3,"CH"]
[]
["C 230 Eco"]
["REFERENCE","DESIGNATION","COLIS","PRIX","Code EAN","DIMENSIONS EMBALLAGE",null,null,"POIDS","GROUPE"]
[null,null,null,"EUR","","L","l","H","KG","ARTICLE"]
[null,null,null,null,""]
[]
[100010393,"C 230-85 ECO K3",null,8104,3661238338517,null,null,null,182,"GC"]
[100010394,"C 230-130 ECO K3",null,9255,3661238338524,null,null,null,202,"GC"]
[100010395,"C 230-170 ECO K3",null,10772,3661238338531,null,null,null,222,"GC"]
[100010396,"C 230-210 ECO K3",null,12044,3661238338548,null,null,null,242,"GC"]
[]
[100010397,"C 230-85 ECO DIEMATIC-M3",null,8670,3661238338555,null,null,null,180.5,"GC"]
[100010398,"C 230-130 ECO DIEMATIC-M3",null,9821,3661238338579,null,null,null,200.5,"GC"]
[100010399,"C 230-170 ECO DIEMATIC-M3",null,11338,3661238338586,null,null,null,220.5,"GC"]
[100010420,"C 230-210 ECO DIEMATIC-M3",null,12610,3661238338593,null,null,null,240.5,"GC"]
[]
["LISTE DES COLIS"]
[]
[114597,"C 230-85 ECO ","GV1",7030,3661238338616,1250,700,1470,170,"GC"]
[114598,"C 230-130 ECO ","GV2",8181,3661238338623,1250,700,1470,190,"GC"]
[114599,"C 230-170 ECO ","GV3",9698,3661238338630,1250,700,1470,210,"GC"]
[114600,"C 230-210 ECO ","GV4",10970,3661238338647,1250,700,1470,230,"GC"]
[]
[100010391,"TABLEAU K 3","GV5",1074,3661238338654,605,415,320,12,"GC"]
[100010392,"TABLEAU DIEMATIC-M 3","GV6",1640,3661238338661,605,415,320,10.5,"GC"]
[]
["OPTIONS"]
[]
[100011030,"THERMOSTAT DE FUMEES","GV21",50.1,3661238338678,190,150,125,0.2,"GC"]
[100011031,"PRESSOSTAT MINI GAZ 3-4","GV22",53.6,3661238338685,195,140,115,0.5,"GC"]
[100011032,"KIT DE CONVERSION GPL 85/130KW","GV23",432.9,3661238338692,220,320,20,0.2,"GC"]
[100011033,"CLAPET DE FUMEES","GV24",660.7,3661238338708,370,265,185,2.5,"GC"]
[100011034,"PRESSOSTAT MINI GAZ 5-6","GV25",54.6,3661238338715,340,230,50,0.2,"GC"]
[100011035,"KIT CCE ( 5 ET 6 ELTS )","GV26",51.2,3661238338722,340,230,50,0.2,"GC"]
[100011036,"KIT DE CONVERSION GPL 160/200KW","GV27",32.9,3661238338739,280,215,15,0.2,"GC"]
[]
[100002442,"2EME RETOUR","GR5",114.7,3661238007000,650,75,75,1.6,"GC"]
[100002443,"DOIGT DE GANT POUR SONDE DEPART","GR6",42.5,3661238006997,215,140,30,0.1,"GC"]
[100002445,"FILTRE A L'ASPIRATION D'AIR","GR8",376.5,3661238006973,620,270,370,3.7,"GC"]
[100011223,"REGULATEUR DE PRESSION  300MBAR  raccordt Ø 1'","AD245",156.1,3661238338746,180,150,150,1.2,"GC"]
[88027177,"REGULATEUR DE PRESSION  300MBAR","AD246",372.7,3661238048287,255,220,205,3.1,"GC"]
[83877009,"STATION DE NEUTRALISATION DES CONDENSATS (CHAUDIERES JUSQU'À 120KW)","DU13",886.3,3661238015081,350,230,360,15,"CM"]
[83877010,"STATION DE NEUTRALISATION DES CONDENSATS (CHAUDIERES DE 120 A 350 KW)","DU14",1081,3661238015074,450,330,350,26,"CH"]
[82197762,"SYSTEME DE NEUTRALISATION DES CONDENSATS (JUSQU'À ≈ 19.200 L CONDENSATS)","BP52",472.2,3661238020696,760,165,210,9.9,"GC"]
[82197771,"SYSTEME DE NEUTRALISATION DES CONDENSATS (JUSQU'À ≈ 38.400 L CONDENSATS)","BP54",708.4,3661238020672,1100,175,200,13.6,"GC"]
[94225601,"RECHARGE DE GRANULATS DE NEUTRALISATION 10 KG**",null,50.42,3661238075597,25,22,22,10,"PR"]
[null,"** : DISPONIBLE AU CENTRE PIECES DE RECHANGE"]
[]
["OPTIONS TABLEAU K3"]
[]
[85757742,"SONDE DE TEMPERATURE FUMEES  ","FM47",59.8,3661238022744,210,160,40,0.2,"CH"]
[100004970,"PLATINES + SONDE POUR 1ER CIRCUIT VANNE POUR TABLEAU K3","AD220",272.5,3661238001893,310,210,130,0.7,"GC"]
[85757743,"PLATINE + SONDE POUR 1 CIRCUIT AVEC VANNE MELANGEUSE","FM48",152.6,3661238022737,260,170,120,0.4,"CM"]
[100004636,"COMMANDE A DISTANCE RADIO CDR 2","FM161",310.39999999999998,3661238002456,200,150,130,0.6,"CM"]
[100004637,"MODULE CDR 2 SUPPLEMENTAIRE","FM162",205.5,3661238002449,280,200,40,0.2,"CM"]
[85757746,"COMMANDE A DISTANCE INTERACTIVE CDI 2 ","FM51",176.1,3661238022713,180,110,85,0.3,"CM"]
[85757747,"COMMANDE A DISTANCE SIMPLIFIEE AVEC SONDE D'AMBIANCE","FM52",88,3661238022706,110,85,40,0.1,"CM"]
[100012044,"SONDE D'AMBIANCE","AD244",71.3,3661238374775,105,85,40,0.1,"CH"]
[]
["OPTIONS TABLEAU DIEMATIC-M3"]
[]
[85757742,"SONDE DE TEMPERATURE FUMEES  ","FM47",59.8,3661238022744,210,160,40,0.2,"CH"]
[88017017,"SONDE DEPART V3V","AD199",69.3,3661238049185,150,200,40,0.2,"CH"]
[85757743,"PLATINE + SONDE POUR 1 CIRCUIT AVEC VANNE MELANGEUSE","FM48",152.6,3661238022737,260,170,120,0.4,"CM"]
[100004636,"COMMANDE A DISTANCE RADIO CDR 2","FM161",310.39999999999998,3661238002456,200,150,130,0.6,"CM"]
[100004637,"MODULE CDR 2 SUPPLEMENTAIRE","FM162",205.5,3661238002449,280,200,40,0.2,"CM"]
[85757746,"COMMANDE A DISTANCE INTERACTIVE CDI 2 ","FM51",176.1,3661238022713,180,110,85,0.3,"CM"]
[100010960,"SONDE EXTERIEURE RADIO DIEMATIC 3","AD241",67.8,3661238338128,150,210,30,0.2,"CH"]
[100010961,"MODULE CHAUDIERE RADIO DIEMATIC 3","AD242",105.1,3661238338135,260,160,120,0.3,"CH"]
[85757747,"COMMANDE A DISTANCE SIMPLIFIEE AVEC SONDE D'AMBIANCE","FM52",88,3661238022706,110,85,40,0.1,"CM"]
[100012044,"SONDE D'AMBIANCE","AD244",71.3,3661238374775,105,85,40,0.1,"CH"]
[]
[88017851,"CABLE DE LIAISON BUS LG 12 M","AD134",92.7,3661238048850,350,260,30,0.4,"CM"]
[81997720,"CABLE DE LIAISON LG 40 M","DB119",126.2,3661238001350,310,215,130,1.3,"CH"]
[88017835,"CABLE DE LIAISON RX 10","AD123",90,3661238048928,350,260,20,0.3,"CH"]
[88017858,"PROLONGATEUR DE CABLE BUS","AD139",20.6,3661238048812,210,150,20,0.1,"GC"]
[100004781,"SONDE PLONGEUR DIEMATIC 3","AD218",157.5,3661238002234,190,145,120,0.3,"GC"]
[88017878,"MODULE DE TELESURVEILLANCE VOCAL","AD152",595.9,3661238048751,210,190,105,1.1000000000000001,"CM"]
[]
[100000030,"COLIS OPTION SONDE ECS","AD212",43.5,3661238011168,200,150,30,0.2,"CM"]
[88017887,"SONDES POUR BALLON TAMPON","AD160",83.6,3661238048720,210,150,40,0.2,"CM"]
[]
[]
["OPTIONS C 230 Eco                                                     "]
["REFERENCE","DESIGNATION","COLIS","PRIX","Code EAN","DIMENSIONS EMBALLAGE",null,null,"POIDS","GROUPE"]
[null,null,null,"EUR","","L","l","H","KG","ARTICLE"]
[null,null,null,null,""]
["FUMISTERIE",null,null,null,""]
[null,"CONFIGURATION VENTOUSE VERTICALE",null,null,""]
[]
[null,"EN ALU Ø 150 MM",null,null,""]
[null,null,null,null,""]
[100002473,"VENTOUSE VERTICALE ALU / GALVA Ø 150/220 MM","DY835",710.6,3661238006805,1900,340,520,16,"GC"]
[100002404,"PIÈCE DE RACCORDEMENT AIR POUR VENTOUSE Ø 150 MM","DY830",88.9,3661238007154,250,165,170,0.5,"GC"]
[100002470,"TÉ D'INSPECTION Ø 150 MM ALU","DY832",190.8,3661238006836,350,285,190,1.4,"GC"]
[84887644,"TUBE D'INSPECTION LG=300 MM","DY644",178.5,3661238012653,350,290,195,1.4,"GC"]
[84887645,"RALLONGE  Ø 150 MM   LG = 500 MM","DY645",39.299999999999997,3661238012646,525,170,175,1.2,"GC"]
[84887646,"RALLONGE  Ø 150 MM   LG = 1000 MM ","DY646",68.2,3661238012639,1020,170,175,2.2999999999999998,"GC"]
[84887647,"RALLONGE  Ø 150 MM   LG = 1950 MM","DY647",117.8,3661238012622,1985,175,175,4.5,"GC"]
[84887435,"GRILLE D'AERATION EXTERIEURE 175 CM²","DY35",17.7,3661238013889,300,250,30,0.3,"CM"]
[84887436,"GRILLE D'AERATION INTERIEURE 175 CM²","DY36",20.7,3661238013872,250,295,2,0.3,"CM"]
[84887648,"ETOILE DE CENTRAGE Ø 150 MM (2 PIÈCES)","DY648",46.3,3661238012615,300,300,45,0.1,"GC"]
[84887649,"COUDE A 87° Ø 150 MM","DY649",73.3,3661238012608,345,265,185,0.8,"GC"]
[84887650,"COUDE A 45° Ø 150 MM  (2 PIÈCES)","DY650",136.19999999999999,3661238012592,340,265,185,1.1000000000000001,"GC"]
[100002402,"SOLIN POUR TOIT PLAT Ø 160/220 MM","DY828",63.1,3661238007178,490,490,150,0.7,"GC"]
[100002403,"SOLIN POUR TOIT INCLINÉ Ø 160/220 MM","DY829",136,3661238007161,795,355,360,9.4,"GC"]
[100002692,"COLLIER DE FIXATION Ø 150 MM","DY841",10.4,3661238006669,150,150,20,0.1,"GC"]
[100002700,"PLATINES DE FINITION INTERIEURES Ø 220 MM","DY840",29.8,3661238006638,250,320,4,0.7,"GC"]
[84887772,"PLAQUE DE FINITION Ø150MM","DY772",48.5,3661238011458,310,230,145,0.5,"CH"]
[]
[null,"EN PPS Ø 160 MM"]
[]
[100002400,"VENTOUSE VERTICALE PPS GALVA Ø 160/220 MM","DY826",710.6,3661238007192,1890,345,520,15,"GC"]
[100002404,"PIÈCE DE RACCORDEMENT AIR POUR VENTOUSE Ø 150 MM","DY830",88.9,3661238007154,250,165,170,0.5,"GC"]
[100002399,"ADAPTATEUR PPS  Ø 150-160 MM","DY825",86.5,3661238007208,200,210,230,0.5,"GC"]
[100002395,"RALLONGE PPS  Ø 160 MM LG = 1000 MM","DY821",102.9,3661238007246,1155,230,230,2.8,"GC"]
[100002396,"RALLONGE PPS  Ø 160 MM LG =  500 MM","DY822",71.900000000000006,3661238007239,650,295,190,1.5,"GC"]
[100002397,"COUDE PPS  87° Ø 160 MM","DY823",84.1,3661238007222,265,270,265,0.8,"GC"]
[100002398,"COUDE PPS  45° Ø 160 MM","DY824",153.4,3661238007215,390,290,255,1.4,"GC"]
[100002471,"TUBE D'INSPECTION Ø 160 MM LG = 300 MM","DY833",133.19999999999999,3661238006829,385,295,255,1,"GC"]
[100002472,"COUDE  DE RÉVISION Ø 160 MM","DY834",157.19999999999999,3661238006812,265,265,260,0.9,"GC"]
[100002402,"SOLIN POUR TOIT PLAT Ø 160/220 MM","DY828",63.1,3661238007178,490,490,150,0.7,"GC"]
[100002403,"SOLIN POUR TOIT INCLINÉ Ø 160/220 MM","DY829",136,3661238007161,795,355,360,9.4,"GC"]
[100002693,"COLLIER DE FIXATION Ø 160 MM","DY842",11.5,3661238006652,220,180,30,0.2,"GC"]
[100002700,"PLATINES DE FINITION INTERIEURES Ø 220 MM","DY840",29.8,3661238006638,250,320,4,0.7,"GC"]
[]
[null,"CONFIGURATION VENTOUSE HORIZONTALE"]
[null,"EN PPS Ø 160 MM"]
[]
[100002401,"VENTOUSE HORIZONTALE PPS GALVA Ø 160/220 MM","DY827",585.79999999999995,3661238007185,390,290,1005,8.1999999999999993,"GC"]
[100004040,"RALLONGE VENTOUSE PPS HORIZONTALE Ø160/200 L.1M ","DY857",218.4,3661238004993,1205,235,235,5.6,"GC"]
[100004243,"RALLONGE GALVA/ALU VENTOUSE HORIZONTALE F 150/220 LONG. 1M","DY864",254.8,3661238004498,1205,235,235,6,"GC"]
[100002404,"PIÈCE DE RACCORDEMENT AIR POUR VENTOUSE Ø 150 MM","DY830",88.9,3661238007154,250,165,170,0.5,"GC"]
[100002399," ADAPTATEUR PPS  Ø 150-160 MM","DY825",86.5,3661238007208,200,210,230,0.5,"GC"]
[100002395," RALLONGE PPS  Ø 160 MM LG = 1000 MM","DY821",102.9,3661238007246,1155,230,230,2.8,"GC"]
[100002396," RALLONGE PPS  Ø 160 MM LG = 500 MM","DY822",71.900000000000006,3661238007239,650,295,190,1.5,"GC"]
[100002397," COUDE PPS  87° Ø 160 MM","DY823",84.1,3661238007222,265,270,265,0.8,"GC"]
[100002398," COUDE PPS  45° Ø 160 MM","DY824",153.4,3661238007215,390,290,255,1.4,"GC"]
[100002471,"TUBE D'INSPECTION Ø 160 MM LG = 300 MM","DY833",133.19999999999999,3661238006829,385,295,255,1,"GC"]
[100002472,"COUDE  DE RÉVISION Ø 160 MM","DY834",157.19999999999999,3661238006812,265,265,260,0.9,"GC"]
[100002693,"COLLIER DE FIXATION Ø 160 MM","DY842",11.5,3661238006652,220,180,30,0.2,"GC"]
[]
[null,"EN ALU Ø 150 MM"]
[]
[100002469,"VENTOUSE HORIZONTALE ALU / GALVA Ø 150/220 MM","DY831",585.79999999999995,3661238006843,395,295,1210,8,"GC"]
[100002404,"PIÈCE DE RACCORDEMENT AIR POUR VENTOUSE Ø 150 MM","DY830",88.9,3661238007154,250,165,170,0.5,"GC"]
[84887644,"TUBE D'INSPECTION LG=300 MM","DY644",178.5,3661238012653,350,290,195,1.4,"GC"]
[100002470,"TÉ D'INSPECTION Ø 150 MM ALU","DY832",190.8,3661238006836,350,285,190,1.4,"GC"]
[84887645,"RALLONGE  Ø 150 MM   LG = 500 MM ","DY645",39.299999999999997,3661238012646,525,170,175,1.2,"GC"]
[84887646,"RALLONGE  Ø 150 MM   LG = 1000 MM","DY646",68.2,3661238012639,1020,170,175,2.2999999999999998,"GC"]
[84887647,"RALLONGE  Ø 150 MM   LG = 1950 MM","DY647",117.8,3661238012622,1985,175,175,4.5,"GC"]
[84887649,"COUDE A 87° Ø 150 MM ","DY649",73.3,3661238012608,345,265,185,0.8,"GC"]
[84887650,"COUDE A 45° Ø 150 MM  (2 PIÈCES)","DY650",136.19999999999999,3661238012592,340,265,185,1.1000000000000001,"GC"]
[100002692,"COLLIER DE FIXATION Ø 150 MM","DY841",10.4,3661238006669,150,150,20,0.1,"GC"]
[100003968,"COUDE 87° AVEC SUPPORT Ø 150 MM","DY855",119.9,3661238005013,650,295,190,1.5,"GC"]
[100003969,"PLAQUE DE FINITION CHEMINEE Ø 150 MM","DY856",33.799999999999997,3661238005006,310,235,145,0.4,"GC"]
[84887780,"TERMINAL Ø 150 MM","DY780",283.2,3661238011373,395,400,410,3.2,"GC"]
[84887772,"PLAQUE DE FINITION Ø150MM","DY772",48.5,3661238011458,310,230,145,0.5,"CH"]
[null,null,null,null,""]
["OPTIONS C 230 Eco                                                     "]
["REFERENCE","DESIGNATION","COLIS","PRIX","Code EAN","DIMENSIONS EMBALLAGE",null,null,"POIDS","GROUPE"]
[null,null,null,"EUR","","L","l","H","KG","ARTICLE"]
[]
[null,"RACCORDEMENT CHEMINEE PPS Ø 160 MM",null,null,""]
[null,null,null,null,""]
[null,"PPS Ø 160 MM",null,null,""]
[null,null,null,null,""]
[100002399,"ADAPTATEUR PPS  Ø 150-160 MM","DY825",86.5,3661238007208,200,210,230,0.5,"GC"]
[100002395,"RALLONGE PPS  Ø 160 MM LG =1000 MM","DY821",102.9,3661238007246,1155,230,230,2.8,"GC"]
[100002396,"RALLONGE PPS  Ø 160 MM LG =  500 MM","DY822",71.900000000000006,3661238007239,650,295,190,1.5,"GC"]
[100002397,"COUDE PPS  87° Ø 160 MM","DY823",84.1,3661238007222,265,270,265,0.8,"GC"]
[100002398,"COUDE PPS  45° Ø 160 MM","DY824",153.4,3661238007215,390,290,255,1.4,"GC"]
[100002472,"COUDE  DE RÉVISION Ø 160 MM","DY834",157.19999999999999,3661238006812,265,265,260,0.9,"GC"]
[100002471,"TUBE D'INSPECTION Ø 160 MM LG=300 MM","DY833",133.19999999999999,3661238006829,385,295,255,1,"GC"]
[100002474,"COUDE PPS  87°Ø 160 MM AVEC SUPPORT","DY836",152.1,3661238006799,390,295,255,1.5,"GC"]
[100002475,"TERMINAL AVEC SOLIN  Ø 160 MM","DY837",148.30000000000001,3661238006782,400,405,410,3.2,"GC"]
[100002476,"PLAQUE DE FINITION CHEMINÉE  Ø 160 MM","DY838",33.1,3661238006775,300,300,35,0.8,"GC"]
[84887773,"TUYAU DE PROTECTION L500MM Ø165MM","DY773",32.5,3661238011441,515,165,170,1.2,"CH"]
[100002540,"ETOILE DE CENTRAGE Ø 160 MM","DY839",46.3,3661238006768,350,300,30,0.1,"GC"]
[100002693,"COLLIER DE FIXATION Ø 160 MM","DY842",11.5,3661238006652,220,180,30,0.2,"GC"]
[84887435,"GRILLE D'AERATION EXTERIEURE 175 CM²","DY35",17.7,3661238013889,300,250,30,0.3,"CM"]
[84887436,"GRILLE D'AERATION INTERIEURE 175 CM²","DY36",20.7,3661238013872,250,295,2,0.3,"CM"]
[]
[null,"EN ALU Ø 150 MM"]
[]
[100002470,"TÉ D'INSPECTION Ø 150 MM ALU","DY832",190.8,3661238006836,350,285,190,1.4,"GC"]
[84887644,"TUBE D'INSPECTION LG=300 MM","DY644",178.5,3661238012653,350,290,195,1.4,"GC"]
[84887645,"RALLONGE  Ø 150 MM   LG = 500 MM","DY645",39.299999999999997,3661238012646,525,170,175,1.2,"GC"]
[84887646,"RALLONGE  Ø 150 MM   LG = 1000 MM ","DY646",68.2,3661238012639,1020,170,175,2.2999999999999998,"GC"]
[84887647,"RALLONGE  Ø 150 MM   LG = 1950 MM","DY647",117.8,3661238012622,1985,175,175,4.5,"GC"]
[84887648,"ETOILE DE CENTRAGE Ø 150 MM (2 PIÈCES)","DY648",46.3,3661238012615,300,300,45,0.1,"GC"]
[84887649,"COUDE A 87° Ø 150 MM","DY649",73.3,3661238012608,345,265,185,0.8,"GC"]
[84887650,"COUDE A 45° Ø 150 MM  (2 PIÈCES)","DY650",136.19999999999999,3661238012592,340,265,185,1.1000000000000001,"GC"]
[100003968,"COUDE 87° AVEC SUPPORT Ø 150 MM","DY855",119.9,3661238005013,650,295,190,1.5,"GC"]
[84887773,"TUYAU DE PROTECTION L500MM Ø165MM","DY773",32.5,3661238011441,515,165,170,1.2,"CH"]
[84887780,"TERMINAL Ø 150 MM","DY780",283.2,3661238011373,395,400,410,3.2,"GC"]
[100003969,"PLAQUE DE FINITION CHEMINEE Ø 150 MM","DY856",33.799999999999997,3661238005006,310,235,145,0.4,"GC"]
[84887435,"GRILLE D'AERATION EXTERIEURE 175 CM²","DY35",17.7,3661238013889,300,250,30,0.3,"CM"]
[84887436,"GRILLE D'AERATION INTERIEURE 175 CM²","DY36",20.7,3661238013872,250,295,2,0.3,"CM"]
[null,null,null,null,""]
["C 310 Eco"]
["REFERENCE","DESIGNATION","COLIS","PRIX","Code EAN","DIMENSIONS EMBALLAGE",null,null,"POIDS","GROUPE"]
[null,null,null,"EUR","","L","l","H","KG","ARTICLE"]
[null,null,null,null,""]
[100002414,"C 310-280 ECO VG","GS1",16986,3661238007147,1750,800,1760,453,"GC"]
[100002421,"C 310-280 ECO VD","GS2",16986,3661238007130,1750,800,1760,453,"GC"]
[100002422,"C 310-350 ECO VG","GS3",22734,3661238007123,1700,810,1740,494,"GC"]
[100002423,"C 310-350 ECO VD","GS4",22734,3661238007116,1750,800,1760,491,"GC"]
[100002426,"C 310-430 ECO VG","GS5",26007,3661238007109,2140,800,1760,600,"GC"]
[100002428,"C 310-430 ECO VD","GS6",26007,3661238007093,2085,810,1740,570,"GC"]
[100002430,"C 310-500 ECO VG","GS7",29220,3661238007086,2140,800,1750,607,"GC"]
[100002433,"C 310-500 ECO VD","GS8",29220,3661238007079,2140,800,1750,611,"GC"]
[100002436,"C 310-570 ECO VG","GS9",32493,3661238007062,2140,800,1750,650,"GC"]
[100002437,"C 310-570 ECO VD","GS10",32493,3661238007055,2085,810,1740,645,"GC"]
[]
["OPTIONS"]
[]
[100002449,"2EME RETOUR POUR C 310-280 ECO (prémonté en usine)",null,302.89999999999998,3661238006935,620,260,200,8.6,"GC"]
[100002450,"2EME RETOUR POUR C 310-350 ECO (prémonté en usine)",null,302.89999999999998,3661238006928,630,260,180,8.6999999999999993,"GC"]
[100002451,"2EME RETOUR POUR C 310-430 ECO (prémonté en usine)",null,302.89999999999998,3661238006911,750,380,270,9.1999999999999993,"GC"]
[100002452,"2EME RETOUR POUR C 310-500 ECO (prémonté en usine)",null,302.89999999999998,3661238006904,820,430,270,9.4,"GC"]
[100002453,"2EME RETOUR POUR C 310-570 ECO (prémonté en usine)",null,302.89999999999998,3661238006898,1120,320,320,9.6999999999999993,"GC"]
[100002456,"CONTROLE D'ETANCHEITE BLOC GAZ","GS22",115.2,3661238006867,150,130,130,0.4,"GC"]
[100002454,"FILTRE A L'ASPIRATION D'AIR","GS20",471.7,3661238006881,630,330,320,5.0999999999999996,"GC"]
[100002457,"CLAPET D'ISOLEMENT FUMEES Ø 250 MM","GS23",1029.8,3661238006850,400,290,200,3.4,"GC"]
[88027177,"REGULATEUR DE PRESSION  300MBAR","AD246",372.7,3661238048287,255,220,205,3.1,"GC"]
[100002455,"COUTEAU DE NETTOYAGE","GS21",18.600000000000001,3661238006874,725,35,35,0.2,"GC"]
[83877010,"STATION DE NEUTRALISATION DES CONDENSATS (CHAUDIERES DE 120 A 350 KW)","DU14",1081,3661238015074,450,330,350,26,"CH"]
[83877011,"SYSTEME DE NEUTRALISATION DES CONDENSATS  (CHAUDIERES ≥ 350KW)","DU15",1150.3,3661238015067,660,455,270,20,"CH"]
[82197762,"SYSTEME DE NEUTRALISATION DES CONDENSATS (JUSQU'À ≈ 19.200 L CONDENSATS)","BP52",472.2,3661238020696,760,165,210,9.9,"GC"]
[82197771,"SYSTEME DE NEUTRALISATION DES CONDENSATS (JUSQU'À ≈ 38.400 L CONDENSATS)","BP54",708.4,3661238020672,1100,175,200,13.6,"GC"]
[94225601,"RECHARGE DE GRANULATS DE NEUTRALISATION 10 KG**",null,50.42,3661238075597,25,22,22,10,"PR"]
[null,"** : DISPONIBLE AU CENTRE PIECES DE RECHANGE"]
[]
[null,"OPTIONS POUR DIEMATIC 3"]
[]
[100000030,"COLIS OPTION SONDE ECS","AD212",43.5,3661238011168,200,150,30,0.2,"CM"]
[100005130,"COLIS SONDES POUR BALLON TAMPON","AD216",82.4,3661238001855,210,170,35,0.3,"CM"]
[85757746,"COMMANDE A DISTANCE INTERACTIVE CDI 2 ","FM51",176.1,3661238022713,180,110,85,0.3,"CM"]
[100004636,"COMMANDE A DISTANCE RADIO CDR 2","FM161",310.39999999999998,3661238002456,200,150,130,0.6,"CM"]
[100004637,"MODULE CDR 2 SUPPLEMENTAIRE","FM162",205.5,3661238002449,280,200,40,0.2,"CM"]
[100010960,"SONDE EXTERIEURE RADIO DIEMATIC 3","AD241",67.8,3661238338128,150,210,30,0.2,"CH"]
[100010961,"MODULE CHAUDIERE RADIO DIEMATIC 3","AD242",105.1,3661238338135,260,160,120,0.3,"CH"]
[85757747,"COMMANDE A DISTANCE SIMPLIFIEE AVEC SONDE D'AMBIANCE","FM52",88,3661238022706,110,85,40,0.1,"CM"]
[85757743,"PLATINE + SONDE POUR 1 CIRCUIT AVEC VANNE MELANGEUSE","FM48",152.6,3661238022737,260,170,120,0.4,"CM"]
[88017878,"MODULE DE TELESURVEILLANCE VOCAL","AD152",595.9,3661238048751,210,190,105,1.1000000000000001,"CM"]
[88017851,"CABLE DE LIAISON BUS LG 12 M","AD134",92.7,3661238048850,350,260,30,0.4,"CM"]
[100004781,"SONDE PLONGEUR DIEMATIC 3","AD218",157.5,3661238002234,190,145,120,0.3,"GC"]
[]
["FUMISTERIE"]
[]
[100003460,"VENTOUSE VERTICALE ALU GALVA Ø200/300 MM","DY851",1528.5,3661238005341,2530,610,610,28.5,"GC"]
[100003461,"VENTOUSE VERTICALE ALU GALVA Ø250/350 MM","DY852",1855.5,3661238005334,2535,620,630,29.5,"GC"]
[100003462,"SOLIN POUR TOIT PLAT Ø 300 MM","DY853",198.4,3661238005327,655,655,200,2.4,"GC"]
[100003463,"SOLIN POUR TOIT PLAT Ø 350 MM","DY854",208.3,3661238005310,710,710,190,2.6,"GC"]
[null,null,null,null,""]
["C 610 Eco"]
["REFERENCE","DESIGNATION","COLIS","PRIX","Code EAN","DIMENSIONS EMBALLAGE",null,null,"POIDS","GROUPE"]
[null,null,null,"EUR","","L","l","H","KG","ARTICLE"]
[null,null,null,null,""]
[100002438,"C 610-700 ECO","GS11",46075,3661238007048,1700,810,1730,1870,"GC"]
[100002439,"C 610-860 ECO","GS12",52863,3661238007031,2100,820,1740,1141,"GC"]
[100002440,"C 610-1000 ECO","GS13",58804,3661238007024,1600,2150,1700,1160,"GC"]
[100002441,"C 610-1140 ECO","GS14",65473,3661238007017,1600,2150,1700,1260,"GC"]
[]
["OPTIONS"]
[]
[100002450,"2EME RETOUR POUR C 310-350 ECO (prémonté en usine)***",null,302.89999999999998,3661238006928,630,260,180,8.6999999999999993,"GC"]
[100002451,"2EME RETOUR POUR C 310-430 ECO (prémonté en usine)***",null,302.89999999999998,3661238006911,750,380,270,9.1999999999999993,"GC"]
[100002452,"2EME RETOUR POUR C 310-500 ECO (prémonté en usine)***",null,302.89999999999998,3661238006904,820,430,270,9.4,"GC"]
[100002453,"2EME RETOUR POUR C 310-570 ECO (prémonté en usine)***",null,302.89999999999998,3661238006898,1120,320,320,9.6999999999999993,"GC"]
[100002456,"CONTROLE D'ETANCHEITE BLOC GAZ ***","GS22",115.2,3661238006867,150,130,130,0.4,"GC"]
[100002454,"FILTRE A L'ASPIRATION D'AIR***","GS20",471.7,3661238006881,630,330,320,5.0999999999999996,"GC"]
[100005670,"VENTOUSE VERTICALE POUR C610 2X350","DY867",3502.6,3661238001831,null,null,null,55.5,"GC"]
["S59704","COLLECTEUR ENTREE D'AIR POUR C610 2XØ250/1XØ350",null,1214.2,3661238147690,79,67,36,8,"GC"]
[88027177,"REGULATEUR DE PRESSION  300MBAR","AD246",372.7,3661238048287,255,220,205,3.1,"GC"]
[100002455,"COUTEAU DE NETTOYAGE","GS21",18.600000000000001,3661238006874,725,35,35,0.2,"GC"]
[83877011,"SYSTEME DE NEUTRALISATION DES CONDENSATS  (CHAUDIERES ≥ 350KW)","DU15",1150.3,3661238015067,660,455,270,20,"CH"]
[82197762,"SYSTEME DE NEUTRALISATION DES CONDENSATS (JUSQU'À ≈ 19.200 L CONDENSATS)","BP52",472.2,3661238020696,760,165,210,9.9,"GC"]
[82197771,"SYSTEME DE NEUTRALISATION DES CONDENSATS (JUSQU'À ≈ 38.400 L CONDENSATS)","BP54",708.4,3661238020672,1100,175,200,13.6,"GC"]
[94225601,"RECHARGE DE GRANULATS DE NEUTRALISATION 10 KG**",null,50.42,3661238075597,25,22,22,10,"PR"]
[null,"** : DISPONIBLE AU CENTRE PIECES DE RECHANGE"]
[null,"*** : A COMMANDER EN DOUBLE POUR LES C 610 ECO"]
[]
[null,"OPTIONS POUR DIEMATIC 3"]
[]
[100000030,"COLIS OPTION SONDE ECS","AD212",43.5,3661238011168,200,150,30,0.2,"CM"]
[100005130,"COLIS SONDES POUR BALLON TAMPON","AD216",82.4,3661238001855,210,170,35,0.3,"CM"]
[85757746,"COMMANDE A DISTANCE INTERACTIVE CDI 2 ","FM51",176.1,3661238022713,180,110,85,0.3,"CM"]
[100004636,"COMMANDE A DISTANCE RADIO CDR 2","FM161",310.39999999999998,3661238002456,200,150,130,0.6,"CM"]
[100004637,"MODULE CDR 2 SUPPLEMENTAIRE","FM162",205.5,3661238002449,280,200,40,0.2,"CM"]
[100010960,"SONDE EXTERIEURE RADIO DIEMATIC 3","AD241",67.8,3661238338128,150,210,30,0.2,"CH"]
[100010961,"MODULE CHAUDIERE RADIO DIEMATIC 3","AD242",105.1,3661238338135,260,160,120,0.3,"CH"]
[85757747,"COMMANDE A DISTANCE SIMPLIFIEE AVEC SONDE D'AMBIANCE","FM52",88,3661238022706,110,85,40,0.1,"CM"]
[85757743,"PLATINE + SONDE POUR 1 CIRCUIT AVEC VANNE MELANGEUSE","FM48",152.6,3661238022737,260,170,120,0.4,"CM"]
[88017878,"MODULE DE TELESURVEILLANCE VOCAL","AD152",595.9,3661238048751,210,190,105,1.1000000000000001,"CM"]
[88017851,"CABLE DE LIAISON BUS LG 12 M","AD134",92.7,3661238048850,350,260,30,0.4,"CM"]
[100004781,"SONDE PLONGEUR DIEMATIC 3","AD218",157.5,3661238002234,190,145,120,0.3,"GC"]
[]
["MCX"]
["REFERENCE","DESIGNATION","COLIS","PRIX","Code EAN","DIMENSIONS EMBALLAGE",null,null,"POIDS","GROUPE"]
[null,null,null,"EUR","","L","l","H","KG","ARTICLE"]
[]
[100009392,"MCX 24/28 MI","HG40","nous consulter",3661238415379,870,455,350,34,"CM"]
[100011660,"MCX 24/35 MI","HG80","nous consulter",3661238415386,870,455,355,34,"CM"]
[100009394,"DOSSERET MCX","HG41","nous consulter",3661238415393,720,420,130,4,"CM"]
[100009390,"KIT TUBULURE DE RACCORDEMENT","HG42","nous consulter",3661238368262,250,200,35,0.5,"CM"]
[90657,"MCX 24","HG112","nous consulter",3661238419117,null,null,null,null,"CM"]
["S101604","DOSSERET MCX SOLO","HG113","nous consulter",3661238419124,null,null,null,4.7,"CM"]
[90658,"MCX 24/28 BIC","HG111","nous consulter",3661238419131,null,null,null,60,"CM"]
["S101603","DOSSERET MCX BIC","HG114","nous consulter",3661238419148,1100,630,230,7.6,"CM"]
[]
[100008296,"TERMINAL HORIZONTAL PPS Ø 60/100 MM LG=800 MM","DY871",98,3661238168022,1200,200,200,2.8,"CM"]
[]
["S100465","ADAPTATEUR AIR/FUMEES D80/125","HR38",47,3661238369917,190,190,130,1,"CM"]
[100002732,"TERMINAL VERTICAL PPS Ø 80/125 MM NOIR","DY843",130,3661238006621,1210,270,240,4.2,"CM"]
[]
["Remplacement chaudières concurrentes sans rattrapage de la sortie ventouse"]
[]
[100009334,"KIT DE REMPLACEMENT MCX/MCR A VISSER ELM","HG36",67,3661238338333,410,210,120,1.4,"CM"]
[100009335,"KIT  REMPLAC A VISSER MCX/MCR SAUNIER DUVAL","HG37",67,3661238338340,410,210,120,1.3,"CM"]
[100009336,"KIT  REMPLAC A VISSER MCX/MCR C &M Nectra","HG38",67,3661238338357,410,210,120,1.5,"CM"]
[100009337,"KIT  REMPLAC A VISSER MCX/MCR C &M Celtic","HG39",67,3661238338364,410,210,120,1.2,"CM"]
[100012812,"CACHE TUBULURE POUR KIT DE REMPLACEMENT A VISSER","HG94",59.3,3661238361416,420,420,200,2,"CM"]
[]
["Remplacement chaudières concurrentes avec rattrapage de la sortie ventouse"]
[]
[100012483,"DOSSERET REHAUSSE","HG92","nous consulter",3661238363151,800,460,280,10,"CM"]
[100013115,"KIT DE REMPLACEMENT A VISSER MCX C&M Celtic","HG98",67,3661238362246,410,210,120,1.4,"CM"]
[100013114,"KIT DE REMPLACEMENT A VISSER MCX SAUNIER DUVAL","HG97",67,3661238363144,410,210,120,1.5,"CM"]
[100014110,"KIT DE REMPLACEMENT A VISSER MCX ELM ","HG99",67,3661238369177,410,210,120,1.1000000000000001,"CM"]
[100009336,"KIT DE REMPLACEMENT A VISSER MCX/MCR C &M Nectra","HG38",67,3661238338357,410,210,120,1.5,"CM"]
[100012812,"CACHE TUBULURE POUR KIT DE REMPLACEMENT A VISSER","HG94",59.3,3661238361416,420,420,200,2,"CM"]
[100011888,"VENT. HORIZ. RECENTRE Ø 60/100","DY885",131.6,3661238374959,1170,190,195,2.9,"CM"]
[100013303,"VENT. HORIZ. RECENTRE REHAUSSE Ø 60/100","DY886",131.6,3661238368095,1015,190,190,1.9,"CM"]
[]
["OPTIONS CHAUDIERES"]
[]
[100005628,"CADRE RÉHAUSSEUR ","HG19",152.19999999999999,3661238109513,715,425,145,5.0999999999999996,"CM"]
[100009391,"KIT TUBULURE DE RACCORDEMENT POUR CADRE REHAUSSEUR","HG43",82.2,3661238338302,365,270,30,0.7,"CM"]
[100005630,"CACHE TUYAUTERIE","HG21",48.7,3661238109490,420,230,55,0.8,"CM"]
[100005825,"ADAPTATEUR BI-FLUX   2x80","DY868",53.3,3661238162204,310,160,140,0.4,"CM"]
[]
["OPTIONS SPECIFIQUES MCX BIC"]
[]
[117422,"CADRE RÉHAUSSEUR POUR MCR BIC","HG75",170.1,3661238350960,null,null,null,7,"CM"]
[117433,"CACHE TUYAUTERIE MCR BIC","HG76",58.8,3661238350977,null,null,null,1.3,"CM"]
[117167,"VASE D'EXPANSION SANITAIRE","HG77",82.2,3661238350953,310,210,130,1.5,"CM"]
[]
["REGULATIONS"]
[]
[100012645,"THERMOSTAT DIGITAL PROGRAMMABLE","AD247","nous consulter",3661238419216,140,95,55,0.2,"CM"]
[100013138,"THERMOSTAT D'AMBIANCE RADIO","AD248","nous consulter",3661238370012,175,150,90,0.4,"CM"]
[88017859,"THERMOSTAT D'AMBIANCE NON PROGRAMMABLE","AD140",42.9,3661238048805,80,80,40,0.1,"CM"]
[100005660,"SONDE EXTERIEURE RH","AD225",42.6,3661238109469,140,70,115,0.1,"CM"]
[100015523,"THERMOSTAT D'AMBIANCE PROGRAMMABLE 230 V","AD269","nous consulter",3661238419223,230,85,45,0.3,"CM"]
[]
["FUMISTERIE MCX"]
["REFERENCE","DESIGNATION","COLIS","PRIX","Code EAN","DIMENSIONS EMBALLAGE",null,null,"POIDS","GROUPE"]
[null,null,null,"EUR","","L","l","H","KG","ARTICLE"]
["EAU CHAUDE SANITAIRE"]
[]
[100005562,"BALLON JUXTAPOSABLE  BMR 80  ROND","EE53",687,3661238092013,510,490,1040,48,"CM"]
[100011287,"KIT DE RACCORDEMENT POUR BMR 80","HG56",94,3661238338371,400,210,110,1.3,"CM"]
[89539162,"BALLON SR 130","EE22",874,3661238047617,700,700,980,67.5,"CM"]
[100011288,"KIT DE RACCORDEMENT POUR BALLON DE 130 L","HG57",64,3661238338388,400,210,110,0.8,"CM"]
[100005661,"SONDE BALLON 5M LONG NTC 12K","AD226",40,3661238109452,140,70,115,0.2,"CM"]
[]
["FUMISTERIE"]
[]
[null,"RACCORDEMENT 3CE PRESSION"]
[]
[100014000,"KIT DE RACCORDEMENT 3CEP Ø 80/125MM","DY887",127.6,3661238368989,625,215,225,2.1,"CM"]
[100011367,"KIT DE TRANSFORMATION 3CE PRESSION","DY884",32.9,3661238415362,null,null,null,0.1,"CM"]
[]
[null,"ALU Ø 80 MM"]
[]
[84887585,"TERMINAL AVEC SOLIN DIAMÉTRE 80","DY185",124.9,3661238013148,390,380,280,1.5,"CM"]
[84887600,"TUBE D'INSPECTION Ø 80 MM","DY600",42.5,3661238013094,300,145,150,0.5,"CM"]
[84887738,"TE DE VISITE Ø 80 MM","DY738",61.6,3661238011755,285,215,165,0.7,"CM"]
[84887604,"RALLONGE 250 MM (2 PIECES)","DY604",29.1,3661238013056,255,170,175,0.7,"CM"]
[84887605,"RALLONGE 500 MM (2 PIECES)","DY605",38.799999999999997,3661238013049,520,175,170,1.3,"CM"]
[84887606,"RALLONGE 1000 MM (2 PIECES)","DY606",60.7,3661238013032,1020,175,175,2.5,"CM"]
[84887607,"RALLONGE 1950 MM  (2 PIECES)","DY607",103.1,3661238013025,1985,170,175,5,"CM"]
[84887551,"ETOILE DE CENTRAGE Ø 80 MM (2 PIECES)","DY151",13.4,3661238013452,300,300,40,0.1,"CM"]
[84887608,"COUDE A 90° 87°","DY608",18.2,3661238013018,155,160,160,0.3,"CM"]
[84887609,"COUDE A 45°  (2 PIECES)","DY609",32.700000000000003,3661238013001,200,200,150,0.5,"CM"]
[84887711,"KIT N°1 RACCORDEMENT CHEMINEE Ø 80 MM","DY711",157.69999999999999,3661238011991,595,400,410,3.7,"CM"]
[100002361,"PIÈCE D'ADAPTATION BIFLUX 2X80","DY819",37.5,3661238007338,340,240,30,0.1,"CM"]
[84887438,"PRISE D'AIR EXTERIEURE LG=500 MM","DY38",83.8,3661238013858,690,245,145,1.2,"CM"]
[84887723,"ADAPTATEUR BI-FLUX Ø60/100 SUR 2x80","DY723",71.900000000000006,3661238011892,285,210,165,0.9,"CM"]
[]
[null,"PPS/ALU 60/100 MM"]
[]
[100008297,"TERMINAL HORIZONTAL Ø 60/100 MM","DY872",232,3661238168015,955,175,320,3,"CM"]
[84887681,"RALLONGE CONCENTRIQUE LG=500 MM","DY681",34.299999999999997,3661238012288,510,135,140,0.7,"CM"]
[84887682,"RALLONGE CONCENTRIQUE LG=1000 MM","DY682",46.2,3661238012271,1010,130,135,1.4,"CM"]
[84887683,"RALLONGE CONCENTRIQUE LG=1950 MM","DY683",87.6,3661238012264,1960,150,150,2.8,"CM"]
[84887684,"COUDE D60/100 87°","DY684",36.700000000000003,3661238012257,200,200,150,0.5,"CM"]
[84887685,"2 COUDES CONCENTRIQUES A 45°","DY685",69.8,3661238012240,250,185,150,0.7,"CM"]
[84887686,"2 COUDES CONCENTRIQUES A 30°","DY686",136,3661238012233,250,190,155,0.6,"CM"]
[84887687,"2 COUDES CONCENTRIQUES A 15°","DY687",136,3661238012226,255,195,150,0.6,"CM"]
[84887688,"MANCHON DE COMPENSATION DE 50 A 250 MM","DY688",59.2,3661238012219,515,135,140,0.5,"CM"]
[84887689,"PIECE DE VISITE D60/100 DROITE","DY689",112.5,3661238012202,255,185,150,0.6,"CM"]
[84887737,"TE DE VISITE 60/100","DY737",112.5,3661238011762,255,185,145,0.6,"CM"]
[84887702,"KIT DE RACCORDEMENT CHAUDIERE","DY702",153.80000000000001,3661238012080,500,290,260,1.9,"CM"]
["FUMISTERIE MCX"]
["REFERENCE","DESIGNATION","COLIS","PRIX","Code EAN","DIMENSIONS EMBALLAGE",null,null,"POIDS","GROUPE"]
[null,null,null,"EUR","","L","l","H","KG","ARTICLE"]
[]
[null,"FLEXIBLE PPS Ø 80 MM"]
[]
[100015325,"KIT N° 1 RACCORDEMENT CHEMINÉE FLEXIBLE PPS Ø 80 MM","DY895",200,3661238380110,395,395,380,3.4,"CM"]
[100015327,"TUBE FLEXIBLE LG=12,5M","DY897",300,3661238380134,1200,1220,250,8,"CM"]
[100015326,"TUBE FLEXIBLE LG=50M","DY896",1050,3661238380127,1600,1660,410,26,"CM"]
[84887618,"ETOILE DE CENTRAGE POUR FLEXIBLE Ø 80 MM (2 PIÈCES)","DY618",30,3661238012912,300,300,70,0.2,"CM"]
[100015328,"PIÈCE DE COUPLAGE FLEXIBLE Ø 80 MM","DY898",60,3661238380141,150,150,150,0.3,"CM"]
[100015331,"OUTIL D'AIDE À L'INSERTION Ø 80 MM","DY901",150,3661238380172,300,210,185,1.4,"CM"]
[100015330,"PIÈCE D'INSPECTION POUR TUBE FLEXIBLE","DY900",109,3661238380165,295,140,140,0.5,"CM"]
[100015329,"TERMINAL AVEC SOLIN FLEX. Ø 80 MM","DY899",150,3661238380158,385,385,250,1.7,"CM"]
[100015880,"ADAPTATEUR PPS FLEX Ø 80 MM","DY904",35,3661238417632,195,195,145,0.1,"CH"]
[]
[null,"PPS Ø 80 MM"]
[]
[100008298,"ADAPTATEUR PPS D110-80","DY873",40.200000000000003,3661238101913,195,195,145,0.2,"CM"]
[100015325,"KIT N° 1 RACCORDEMENT CHEMINÉE FLEXIBLE PPS Ø 80 MM","DY895",200,3661238380110,395,395,380,3.4,"CM"]
[84887718,"KIT N° 2  KIT DE RACCORDEMENT CHAUDIÈRE PPS Ø 80 MM","DY718",121.2,3661238011939,505,290,260,2.2000000000000002,"CM"]
[84887708,"ADAPTATEUR PPS Ø 60/100 SUR 80/125 MM","DY708",49,3661238012028,255,145,150,0.3,"CM"]
[84887717,"KIT N° 1 KIT DE RACCORDEMENT CHEMINÉE PPS Ø 80 MM","DY717",133.4,3661238011946,395,405,390,2.9,"CM"]
[84887546,"PIÈCE DE VISITE Ø 80 MM DROITE","DY146",48.5,3661238013506,300,145,150,0.3,"CM"]
[84887613,"RALLONGE PPS Ø 80 MM   LG= 250 MM (2 PIÈCES)","DY613",32.700000000000003,3661238012967,250,170,175,0.4,"CM"]
[84887614,"RALLONGE PPS Ø 80 MM   LG= 500 MM (2 PIÈCES)","DY614",30.4,3661238012950,500,160,150,0.7,"CM"]
[84887615,"RALLONGE PPS Ø 80 MM   LG= 1000 MM (2 PIÈCES)","DY615",46.2,3661238012943,1000,160,145,1.3,"CM"]
[84887550,"RALLONGE PPS Ø 80 MM   LG= 2000 MM  (2 PIÈCES)","DY150",66.7,3661238013469,1960,150,150,2.5,"CM"]
[84887552,"COUDE PPS À 90°","DY152",14.6,3661238013445,255,145,150,0.2,"CM"]
[84887554,"COUDE PPS À 45° (2 PIECES)","DY154",26.7,3661238013421,200,200,150,0.3,"CM"]
[84887563,"TÉ PPS  AVEC COUVERCLE D'INSPECTION","DY163",48.5,3661238013353,290,220,170,0.4,"CM"]
[84887551,"ETOILE DE CENTRAGE Ø 80 MM (2 PIECES)","DY151",13.4,3661238013452,300,300,40,0.1,"CM"]
[84887585,"TERMINAL AVEC SOLIN DIAMÉTRE 80","DY185",124.9,3661238013148,390,380,280,1.5,"CM"]
[100008301,"COUDE DE REVISION PPS 87° Ø 80 MM (GRIS)","DY877",34.299999999999997,3661238102026,190,195,145,0.2,"CM"]
[]
[null,"PPS 80/125 MM"]
[]
[100014000,"KIT DE RACCORDEMENT 3CEP Ø 80/125MM","DY887",127.6,3661238368989,625,215,225,2.1,"CM"]
[100002732,"TERMINAL VERTICAL PPS Ø 80/125 MM NOIR","DY843",130,3661238006621,1210,270,240,4.2,"CM"]
[100002733,"TERMINAL VERTICAL PPS Ø 80/125 MM ROUGE","DY844",130,3661238006614,1210,265,240,4.2,"CM"]
[84887716,"KIT N° 3 RACCORDEMENT CHAUDIÈRE  PPS Ø 80/125 MM","DY716",121.2,3661238011953,500,290,260,2.4,"CM"]
[84887524,"PIÈCE D'INSPECTION DROITE ALU/PPS Ø 80/125 MM","DY124",92.1,3661238013704,300,145,150,0.6,"CM"]
[100008311,"COUDE DE REVISION ALU/PPS Ø 80/125 MM","DY875",98.2,3661238101920,195,195,145,0.7,"CM"]
[100003271,"KIT DE RACCORDEMENT CHAUDIÈRE PERPENDICULAIRE","DY849",190.8,3661238005600,595,395,410,3.5,"CM"]
[100003272,"KIT DE RACCORDEMENT CHAUDIÈRE SOUS CONDUIT","DY850",143.4,3661238005594,500,290,260,1.4,"CM"]
[84887525,"TÉ D'INSPECTION ALU/PPS Ø 80/125 MM","DY125",109.3,3661238013698,315,235,150,0.8,"CM"]
[84887526,"RALLONGE CONCENTRIQUE ALU/PPS 80/125 LG= 250 MM","DY126",34,3661238013681,255,145,150,0.5,"CM"]
[84887527,"RALLONGE CONCENTRIQUE ALU/PPS 80/125 LG= 500 MM","DY127",41.3,3661238013674,520,140,140,0.9,"CM"]
[84887528,"RALLONGE CONCENTRIQUE ALU/PPS 80/125 LG=1000 MM","DY128",58.1,3661238013667,1010,135,140,1.7,"CM"]
[84887529,"RALLONGE CONCENTRIQUE ALU/PPS 80/125 LG=1950 MM","DY129",103.1,3661238013650,1960,150,150,3.5,"CM"]
[84887530,"MANC. COMP. D80/125","DY130",60.5,3661238013643,300,140,145,0.6,"CM"]
[84887531,"COUDE A 87° ALU/PPS  Ø 80/125 MM","DY131",47,3661238013636,200,200,150,0.7,"CM"]
[84887532,"COUDE CONCENTRIQUE 45° ALU/PPS Ø 80/125 MM (2 PIÈCES)","DY132",66.7,3661238013629,315,235,150,1,"CM"]
[]
[null,"DIVERS FUMISTERIE"]
[]
[84887411,"SORTIE HORIZONTALE TOIT PENTE DE 30° A 45° ( uniquement pour tuiles mécaniques)","DY11",151.5,3661238013940,1020,700,370,3.6,"CM"]
[84837729,"SORTIE DE TOIT EN PENTE DE 40° A 60° ( uniquement pour tuiles mécaniques)","CX49",151.5,3661238014367,920,700,320,3.5,"CM"]
[84837731,"EMBASE D'ETANCHEITE POUR TOIT PLAT","CX51",36.5,3661238014343,400,400,155,0.6,"CM"]
[84837121,"TUILE A DOUILLE 5 A 25° NOIRE","CX121",94.4,3661238014428,510,250,145,3,"CM"]
[84837732,"TUILE A DOUILLE 25 A 45° NOIRE","CX52",65.900000000000006,3661238014336,520,250,145,3,"CM"]
[84837734,"TUILE A DOUILLE 35 A 55° NOIRE","CX63",82.3,3661238014312,510,265,180,3.2,"CM"]
[84837120,"TUILE A DOUILLE 5 A 25° ROUGE","CX120",94.4,3661238014435,515,245,145,3,"CM"]
[84837783,"TUILE A DOUILLE 25 A 45° ROUGE","CX83",65.900000000000006,3661238014213,515,250,150,3,"CM"]
[84837784,"TUILE A DOUILLE 35 A 55° ROUGE","CX84",82.3,3661238014206,520,265,180,3,"CM"]
[84837741,"PLATINE DE FINITION INTERIEURE","CX72",15.6,3661238014251,245,210,3,0.7,"CM"]
[100005002,"GRILLE DE PROTECTION INOX Ø 80/125 MM","DY865",148,3661238001886,275,270,270,2.6,"CM"]
[84887435,"GRILLE D'AERATION EXTERIEURE 175 CM²","DY35",17.7,3661238013889,300,250,30,0.3,"CM"]
[84887436,"GRILLE D'AERATION INTERIEURE 175 CM²","DY36",20.7,3661238013872,250,295,2,0.3,"CM"]
[84837779,"COLLIER DE FIXATION Ø 125 MM PATTE LONGUE","CX79",14.6,3661238014237,230,160,200,0.4,"CM"]
[84837118,"COLLIER DE FIXATION Ø 125 MM PATTE COURTE","CX118",9.6999999999999993,3661238014459,225,185,20,0.2,"CM"]
[84887451,"COLLIER D'ETANCHEITE POUR MONTAGE EXTERIEUR","DY51",20,3661238013841,150,130,60,0.2,"CM"]
[]
["INNOVENS PRO MCA 45 A 115"]
["REFERENCE","DESIGNATION","COLIS","PRIX","Code EAN","DIMENSIONS EMBALLAGE",null,null,"POIDS","GROUPE"]
[null,null,null,"EUR","","L","l","H","KG","ARTICLE"]
[]
[]
[]
[100016195,"MCA 45 INICONTROL",null,3800,3661238419766,null,null,null,null,"CM"]
[100016196,"MCA 65 INICONTROL ",null,4411,3661238419773,null,null,null,null,"CM"]
[100016197,"MCA 90 INICONTROL ",null,6372,3661238419780,null,null,null,null,"CM"]
[100016198,"MCA 115 INICONTROL",null,7403,3661238419797,null,null,null,null,"CM"]
[]
[100016199,"MCA 45 iSYSTEM",null,3964,3661238419803,null,null,null,null,"CM"]
[100016200,"MCA 65 iSYSTEM",null,4575,3661238419810,null,null,null,null,"CM"]
[100016201,"MCA 90 iSYSTEM",null,6536,3661238419827,null,null,null,null,"CM"]
[100016202,"MCA 115 iSYSTEM",null,7567,3661238419834,null,null,null,null,"CM"]
[]
[90520,"MCA 45 ","HC238",3674,3661238419612,920,540,550,59,"CM"]
[90521,"MCA 65","HC239",4285,3661238419629,920,540,550,66,"CM"]
[90522,"MCA 90","HC240",6246,3661238419636,920,540,550,72,"CM"]
[90523,"MCA 115","HC241",7277,3661238419643,920,540,550,72,"CM"]
[]
[100016093,"HMI iniControl ","AD271",126,3661238418424,null,null,null,null,"CM"]
[100016094,"HMI iSystem","AD272",290,3661238418431,null,null,null,null,"CM"]
[]
["OPTIONS EAU CHAUDE SANITAIRE"]
[]
[100007827,"KIT LIAISON MC 35E-115 et DTG 45-115/ B 150-200-300","EA121",507.9,3661238116528,600,500,135,6.5,"CH"]
[100000030,"COLIS OPTION SONDE ECS","AD212",43.5,3661238011168,200,150,30,0.2,"CM"]
[]
["OPTIONS CHAUDIERE"]
[]
[100002278,"KIT DE RACCORDEMENT HYDRAULIQUE MC 35E ET MC 45","HC137",205.4,3661238007710,310,215,130,2.8,"CM"]
[100002310,"KIT DE RACCORDEMENT HYDRAULIQUE MC 65-90 ","HC139",282.5,3661238007604,310,215,130,4.0999999999999996,"CM"]
["S101539","CACHE TUBULURE","HC242",52,3661238420090,null,null,null,null,"CM"]
[111920,"ISOLATION RACCORDEMENT CHAUDIÈRE","HC214",54.7,3661238338838,530,470,250,0.4,"CM"]
[123182,"ISOLATION ARRIERE RACCORDEMENT CHAUDIÈRE","HC243",8,null,null,null,null,null,"CM"]
["S100310","THERMOSTAT FUMEE","HR43",58.2,3661238369931,180,130,30,0.1,"CM"]
[84887768,"ADAPTATEUR Ø 80 - 100 MM","DY768",48.6,3661238011489,150,145,155,1,"CM"]
["S100762","ADAPTATEUR BIFLUX 2 X 80MM","DY906",54,null,null,null,null,null,"CM"]
["S101626","ADAPTATEUR BIFLUX 2 X 100MM","DY907",62,3661238420106,null,null,null,null,"CM"]
[100004641,"ROBINET GAZ 3/4\" DROIT","HC158",37.6,3661238002432,200,150,125,0.8,"CM"]
[100002312,"POMPE CHAUFFAGE 3 VITESSES POUR MC 45 ","HC141",187.3,3661238007581,310,210,130,3.1,"CM"]
[100002313,"POMPE CHAUFFAGE ELECTRONIQUE POUR MC 45 ","HC142",276,3661238007574,310,210,130,3.1,"CM"]
[100002314,"POMPE CHAUFFAGE 3 VITESSES POUR MC 65 ","HC143",212.1,3661238007567,305,210,130,3.2,"CM"]
[100002316,"POMPE CHAUFFAGE 3 VITESSES POUR MC 90","HC145",330.7,3661238007550,310,210,130,4.5,"CM"]
[100002323,"POMPE PRIMAIRE POUR MC 45-65-90","HC147",301.39999999999998,3661238007499,310,210,130,4.5999999999999996,"CM"]
[85317005,"VANNE TROIS VOIES AVEC MOTEUR 1\"","HC15",326.7,3661238091696,265,170,120,2.4,"CM"]
[85317018,"BOUTEILLE CASSE PRESSION HW PLUS 70","HC28",382.5,3661238091658,585,290,270,6.6,"CM"]
[85317019,"BOUTEILLE CASSE PRESSION HW 200 POUR MC 35-50","HC29",938,3661238091641,1030,290,470,26.5,"CM"]
["S101463","RAIL DE MONTAGE CHAUDIERE MCA SUR SYSTEME CASCADE MC","HC245",42,3661238420113,null,null,null,null,"CM"]
[85317023,"STATION DE NEUTRALISATION","HC33",331.1,3661238091634,410,420,340,5.5,"CM"]
[85317024,"SUPPORT MURAL POUR STATION DE NEUTRALISATION HC33","HC34",92.6,3661238091627,340,255,190,1.8,"CM"]
[85317025,"RECHARGE DE 2 KG DE GRANULATS POUR STATION DE NEUTRALISATION HC33","HC35",118,3661238091610,510,315,190,3.7,"CM"]
[83877009,"STATION DE NEURALISATION DES CONDENSATS (CHAUDIERES JUSQU'À 120KW)","DU13",886.3,3661238015081,350,230,360,15,"CM"]
[83877010,"STATION DE NEUTRALISATION DES CONDENSATS (CHAUDIERES DE 120 A 350 KW)","DU14",1081,3661238015074,450,330,350,26,"CH"]
[83877011,"SYSTEME DE NEUTRALISATION DES CONDENSATS  (CHAUDIERES ≥ 350KW)","DU15",1150.3,3661238015067,660,455,270,20,"CH"]
["S52484","OUTIL DE NETTOYAGE POUR MCA 45 - 65 (L= 360 MM)","HC246",72,3661238382466,null,null,null,null,"CM"]
["S58286","OUTIL DE NETTOYAGE POUR MCA 90 - 115 (L=460 MM)","HC247",76,8713809017453,null,null,null,null,"CM"]
[94225601,"RECHARGE DE GRANULATS DE NEUTRALISATION 10 KG**",null,50.42,3661238075597,25,22,22,10,"PR"]
[null,"** : DISPONIBLE AU CENTRE PIECES DE RECHANGE"]
[]
["OPTIONS REGULATION"]
[]
[null,"iSYSTEM"]
[]
[100013304,"OPTION V3V DIEMATIC iSystem","AD249",133.5,3661238363519,260,170,130,0.4,"CM"]
[100013305,"SONDE SYSTEME","AD250",39.200000000000003,3661238363588,150,210,25,0.1,"CM"]
[100013306,"SONDE EXTERIEURE RADIO DIEMATIC iSystem","AD251",65.7,3661238363595,150,210,40,0.2,"CM"]
[100013307,"MODULE CHAUDIERE RADIO DIEMATIC iSystem","AD252",104.9,3661238363601,260,160,130,0.3,"CM"]
[100013308,"MODULE COMMANDE A DISTANCE INTERACTIVE RADIO CDR D.iSystem","AD253",201.2,3661238364219,175,122,60,0.3,"CM"]
[100013309,"COMMANDE A DISTANCE INTERACTIVE CDI D.iSystem","AD254",150.30000000000001,3661238364226,175,122,60,0.3,"CM"]
[88017851,"CABLE DE LIAISON BUS LG 12 M","AD134",92.7,3661238048850,350,260,30,0.4,"CM"]
[88017878,"MODULE DE TELESURVEILLANCE VOCAL","AD152",595.9,3661238048751,210,190,105,1.1000000000000001,"CM"]
[88017017,"SONDE DEPART V3V","AD199",69.3,3661238049185,150,200,40,0.2,"CH"]
[85757747,"COMMANDE A DISTANCE SIMPLIFIEE AVEC SONDE D'AMBIANCE","FM52",88,3661238022706,110,85,40,0.1,"CM"]
[100000030,"COLIS OPTION SONDE ECS","AD212",43.5,3661238011168,200,150,30,0.2,"CM"]
[88017832,"REGULATION DIEMATIC VM","AD120",1397,3661238048935,415,280,190,4.3,"GC"]
[100012044,"SONDE D'AMBIANCE","AD244",71.3,3661238374775,105,85,40,0.1,"CH"]
[]
[null,"iNICONTROL"]
[]
[88017838,"SONDE EXTERIEURE AF 40","AD122",69.900000000000006,3661238048898,200,150,50,0.1,"GC"]
[100000030,"COLIS OPTION SONDE ECS","AD212",43.5,3661238011168,200,150,30,0.2,"CM"]
[]
["CASCADES INNOVENS PRO MCA 45 A 115"]
["REFERENCE","DESIGNATION","COLIS","PRIX","Code EAN","DIMENSIONS EMBALLAGE",null,null,"POIDS","GROUPE"]
[null,null,null,"EUR","","L","l","H","KG","ARTICLE"]
[]
[null,"REFERENCES DES COMPOSANTS DE BASE DE LA CASCADE :"]
[]
[120918,"CHASSIS DE MONTAGE MCA","HC248",80,3661238420120,null,null,null,null,"CM"]
[120842,"MONTANT-SUPPORT L MCA","HC249",120,3661238420137,null,null,null,null,"CM"]
[120900,"MONTANT-SUPPORT I MCA","HC250",76,3661238420144,null,null,null,null,"CM"]
[110966,"COLLECTEUR DN65 - 4 CHAUDIÈRES","HC186",1210.9000000000001,3661238339088,500,2200,650,104,"CM"]
[110967,"COLLECTEUR DN65 - 3 CHAUDIÈRES","HC187",914.6,3661238339071,500,1700,660,77,"CM"]
[110968,"COLLECTEUR DN65 - 2 CHAUDIÈRES","HC188",802.8,3661238339064,500,1200,630,51.5,"CM"]
[110960,"COLLECTEUR DN100 - 3 CHAUDIÈRES","HC189",1147.0999999999999,3661238339101,null,null,null,96,"CM"]
[110961,"COLLECTEUR DN100 - 2 CHAUDIÈRES","HC190",1019.4,3661238339095,500,1200,650,65,"CM"]
[110954,"COLLECTEUR DN100 - 4 CHAUDIÈRES","HC191",1512.1,3661238339118,null,null,null,131,"CM"]
[111688,"RAIL DE MONTAGE MURAL 2 CHAUDIÈRES","HC192",36.5,3661238339002,970,80,50,1.3,"CM"]
[111689,"RAIL DE MONTAGE MURAL 3 CHAUDIÈRES","HC193",43.7,3661238338999,1500,80,50,2,"CM"]
[111690,"RAIL DE MONTAGE MURAL 4 CHAUDIÈRES","HC194",54.7,3661238338982,2030,800,50,2.7,"CM"]
[111708,"JEU DE BOUCHONS","HC195",34.200000000000003,3661238338937,200,130,30,0.7,"CM"]
[111698,"BRIDE PLEINE GAZ DN50","HC196",88.9,3661238338975,170,170,50,3.6,"CM"]
[111699,"BRIDE PLEINE GAZ DN65","HC197",109.5,3661238338968,null,null,null,4.5,"CM"]
[111701,"BRIDES PLEINES EAU DN65","HC198",125.3,3661238338951,370,170,50,5.3,"CM"]
[111703,"BRIDES PLEINES EAU DN100","HC199",164.2,3661238338944,null,null,null,10.3,"CM"]
[114311,"BOUTEILLE DE DÉCOUPLAGE DN65 < 350 kW","HC222",521.9,3661238362215,650,310,170,26.6,"CM"]
[111712,"BOUTEILLE DE DÉCOUPLAGE DN65 > 350 et < 460 kW","HC200",869,3661238338920,740,1060,370,47,"CM"]
[111714,"BOUTEILLE DE DÉCOUPLAGE DN100","HC201",1076.4000000000001,3661238338913,null,null,null,68,"CM"]
[111022,"KIT DE RACCORDEMENT AVANT FR + BE","HC202",513.20000000000005,3661238339057,450,315,150,7.5,"CM"]
[111037,"KIT DE RACC. POUR MONTAGE ARRIÈRE","HC203",513.20000000000005,3661238339040,null,null,null,4,"CM"]
[111088,"MANCHON D'ADAPTATION POUR POMPE MC35E","HC225",16.899999999999999,3661238363083,280,200,50,0.3,"CM"]
[100002312,"POMPE CHAUFFAGE 3 VITESSES POUR MC 45 ","HC141",187.3,3661238007581,310,210,130,3.1,"CM"]
[100002314,"POMPE CHAUFFAGE 3 VITESSES POUR MC 65 ","HC143",212.1,3661238007567,305,210,130,3.2,"CM"]
[100002316,"POMPE CHAUFFAGE 3 VITESSES POUR MC 90","HC145",330.7,3661238007550,310,210,130,4.5,"CM"]
[100013027,"SONDE DE DÉPART + DOIGT DE GANT-BOUTEILLE < 350 kW","HC223",111.9,3661238362239,220,165,25,0.2,"CM"]
[100008701,"SONDE DE DÉPART + DOIGT DE GANT-BOUTEILLE > 350 kW","HC206",131.1,3661238339255,210,160,25,0.2,"CM"]
[88017836,"CABLE DE LIAISON INTER-MODULE RX 11","AD124",73,3661238048911,210,160,5,0.1,"GC"]
[]
["OPTIONS CASCADE"]
[]
[111779,"FILTRE GAZ DN50","HC207",437.9,3661238338906,325,290,225,4.3,"CM"]
[111780,"FILTRE GAZ DN65","HC208",620.4,3661238338890,null,null,null,7.1,"CM"]
[111788,"COUDES DN65","HC209",547.4,3661238338883,700,300,170,13,"CM"]
[111790,"COUDES DN100","HC210",775.5,3661238338876,null,null,null,21,"CM"]
[111805,"TUBE RALLONGE POUR FILTRE GAZ DN50","HC211",219,3661238338869,690,165,165,7.5,"CM"]
[111806,"TUBE RALLONGE POUR FILTRE GAZ DN65","HC212",237.2,3661238338852,null,null,null,10.8,"CM"]
[111069,"ISOLATION COLLECTEUR","HC213",73,3661238339026,530,480,280,0.6,"CM"]
[111920,"ISOLATION RACCORDEMENT CHAUDIÈRE","HC214",54.7,3661238338838,530,470,250,0.4,"CM"]
[123182,"ISOLATION ARRIERE RACCORDEMENT CHAUDIÈRE","HC243",8]
[115269,"ISOLATION BOUTEILLE DE DÉCOUPLAGE < 350 kW","HC224",29.8,3661238362222,610,275,220,0.6,"CM"]
[111067,"ISOLATION BOUTEILLE DE DÉCOUPLAGE","HC215",200.8,3661238339033,300,620,960,3.1,"CM"]
[111167,"ISOLATION COUDES 90°C","HC216",84.4,3661238339019,610,300,500,0.5,"CM"]
[112632,"JEU DE CONTRE-BRIDES À SOUDER DN65","HC217",125.3,3661238338821,160,160,120,5.8,"CM"]
[112633,"JEU DE CONTRE-BRIDES À SOUDER DN100","HC218",148.30000000000001,3661238338814,null,null,null,10.199999999999999,"CM"]
[111807,"PIED RÉGLABLE","HC219",3.5,3661238338845,230,115,5,0.8,"CM"]
[84887768,"ADAPTATEUR Ø 80 - 100 MM","DY768",48.6,3661238011489,150,145,155,1,"CM"]
[]
["CASCADES INNOVENS PRO MCA 45 A 115"]
["REFERENCE","DESIGNATION","COLIS","PRIX","Code EAN","DIMENSIONS EMBALLAGE",null,null,"POIDS","GROUPE"]
[null,null,null,"EUR","","L","l","H","KG","ARTICLE"]
[]
["SYSTEMES DE CASCADE"]
[]
["MONTAGE MURAL (LW)"]
[]
["SYSTÈME DE CASCADE POUR 2 CHAUDIÈRES"]
[]
[null,"LW.0080kW.2000",null,3229.7]
[null,"LW.0122kW.0200",null,3279.3]
[null,"LW.0168kW.0020",null,3516.5]
[null,"LW.0214kW.0002",null,3516.5]
[]
["SYSTÈME DE CASCADE POUR 3 CHAUDIÈRES"]
[]
[null,"LW.0120kW.3000",null,4156.3999999999996]
[null,"LW.0183kW.0300",null,4230.8]
[null,"LW.0252kW.0030",null,4586.6000000000004]
[null,"LW.0321kW.0003",null,4586.6000000000004]
[]
["SYSTÈME DE CASCADE POUR 4 CHAUDIÈRES"]
[]
[null,"LW.0160kW.4000",null,5271.4]
[null,"LW.0244kW.0400",null,5370.6]
[null,"LW.0336kW.0040",null,5845]
[null,"LW.0428kW.0004",null,6211.3]
[]
["ALIGNEMENT AU SOL (LV)"]
[]
["SYSTÈME DE CASCADE POUR 2 CHAUDIÈRES"]
[]
[null,"LV.0080kW.2000",null,3581.2]
[null,"LV.0122kW.0200",null,3630.8]
[null,"LV.0168kW.0020",null,3868]
[null,"LV.0214kW.0002",null,3868]
[]
["SYSTÈME DE CASCADE POUR 3 CHAUDIÈRES"]
[]
[null,"LV.0120kW.3000",null,4656.7]
[null,"LV.0183kW.0300",null,4731.1000000000004]
[null,"LV.0252kW.0030",null,5086.8999999999996]
[null,"LV.0321kW.0003",null,5086.8999999999996]
[]
["SYSTÈME DE CASCADE POUR 4 CHAUDIÈRES"]
[]
[null,"LV.0160kW.4000",null,5916.7]
[null,"LV.0244kW.0400",null,6015.9]
[null,"LV.0336kW.0040",null,6490.3]
[null,"LV.0428kW.0004",null,6856.6]
[]
["MONTAGE DOS À DOS (RG)"]
[]
["SYSTÈME DE CASCADE POUR 3 CHAUDIÈRES"]
[]
[null,"RG.0120kW.3000",null,4408.5]
[null,"RG.0183kW.0300",null,4482.8999999999996]
[null,"RG.0252kW.0030",null,4838.7]
[null,"RG.0321kW.0003",null,4838.7]
[]
["SYSTÈME DE CASCADE POUR 4 CHAUDIÈRES"]
[]
[null,"RG.0160kW.4000",null,5147.8]
[null,"RG.0244kW.0400",null,5247]
[null,"RG.0336kW.0040",null,5721.4]
[null,"RG.0428kW.0004",null,6087.7]
[]
["OPTIONS FUMISTERIE INNOVENS PRO MCA 45 A 115"]
["REFERENCE","DESIGNATION","COLIS","PRIX","Code EAN","DIMENSIONS EMBALLAGE",null,null,"POIDS","GROUPE"]
[null,null,null,"EUR","","L","l","H","KG","ARTICLE"]
[]
["FUMISTERIE"]
[]
[null,"ALU Ø 80 MM"]
[]
[84887585,"TERMINAL AVEC SOLIN DIAMÉTRE 80","DY185",124.9,3661238013148,390,380,280,1.5,"CM"]
[84887600,"TUBE D'INSPECTION Ø 80 MM","DY600",42.5,3661238013094,300,145,150,0.5,"CM"]
[84887738,"TE DE VISITE Ø 80 MM","DY738",61.6,3661238011755,285,215,165,0.7,"CM"]
[84887604,"RALLONGE 250 MM (2 PIECES)","DY604",29.1,3661238013056,255,170,175,0.7,"CM"]
[84887605,"RALLONGE 500 MM (2 PIECES)","DY605",38.799999999999997,3661238013049,520,175,170,1.3,"CM"]
[84887606,"RALLONGE 1000 MM (2 PIECES)","DY606",60.7,3661238013032,1020,175,175,2.5,"CM"]
[84887607,"RALLONGE 1950 MM  (2 PIECES)","DY607",103.1,3661238013025,1985,170,175,5,"CM"]
[84887551,"ETOILE DE CENTRAGE Ø 80 MM (2 PIECES)","DY151",13.4,3661238013452,300,300,40,0.1,"CM"]
[84887608,"COUDE A 90° 87°","DY608",18.2,3661238013018,155,160,160,0.3,"CM"]
[84887609,"COUDE A 45°  (2 PIECES)","DY609",32.700000000000003,3661238013001,200,200,150,0.5,"CM"]
[84887711,"KIT N°1 RACCORDEMENT CHEMINEE Ø 80 MM","DY711",157.69999999999999,3661238011991,595,400,410,3.7,"CM"]
[100002361,"PIÈCE D'ADAPTATION BIFLUX 2X80","DY819",37.5,3661238007338,340,240,30,0.1,"CM"]
[84887438,"PRISE D'AIR EXTERIEURE LG=500 MM","DY38",83.8,3661238013858,690,245,145,1.2,"CM"]
[84887723,"ADAPTATEUR BI-FLUX Ø60/100 SUR 2x80","DY723",71.900000000000006,3661238011892,285,210,165,0.9,"CM"]
[]
[null,"FLEXIBLE PPS Ø 80 MM"]
[]
[100015325,"KIT N° 1 RACCORDEMENT CHEMINÉE FLEXIBLE PPS Ø 80 MM","DY895",200,3661238380110,395,395,380,3.4,"CM"]
[100015327,"TUBE FLEXIBLE LG=12,5M","DY897",300,3661238380134,1200,1220,250,8,"CM"]
[100015326,"TUBE FLEXIBLE LG=50M","DY896",1050,3661238380127,1600,1660,410,26,"CM"]
[84887618,"ETOILE DE CENTRAGE POUR FLEXIBLE Ø 80 MM (2 PIÈCES)","DY618",30,3661238012912,300,300,70,0.2,"CM"]
[100015328,"PIÈCE DE COUPLAGE FLEXIBLE Ø 80 MM","DY898",60,3661238380141,150,150,150,0.3,"CM"]
[100015331,"OUTIL D'AIDE À L'INSERTION Ø 80 MM","DY901",150,3661238380172,300,210,185,1.4,"CM"]
[100015330,"PIÈCE D'INSPECTION POUR TUBE FLEXIBLE","DY900",109,3661238380165,295,140,140,0.5,"CM"]
[100015329,"TERMINAL AVEC SOLIN FLEX. Ø 80 MM","DY899",150,3661238380158,385,385,250,1.7,"CM"]
[100015880,"ADAPTATEUR PPS FLEX Ø 80 MM","DY904",35,3661238417632,195,195,145,0.1,"CH"]
[]
[null,"PPS Ø 80 MM"]
[]
[100008298,"ADAPTATEUR PPS D110-80","DY873",40.200000000000003,3661238101913,195,195,145,0.2,"CM"]
[100015325,"KIT N° 1 RACCORDEMENT CHEMINÉE FLEXIBLE PPS Ø 80 MM","DY895",200,3661238380110,395,395,380,3.4,"CM"]
[84887718,"KIT N° 2  KIT DE RACCORDEMENT CHAUDIÈRE PPS Ø 80 MM","DY718",121.2,3661238011939,505,290,260,2.2000000000000002,"CM"]
[84887708,"ADAPTATEUR PPS Ø 60/100 SUR 80/125 MM","DY708",49,3661238012028,255,145,150,0.3,"CM"]
[84887717,"KIT N° 1 KIT DE RACCORDEMENT CHEMINÉE PPS Ø 80 MM","DY717",133.4,3661238011946,395,405,390,2.9,"CM"]
[84887546,"PIÈCE DE VISITE Ø 80 MM DROITE","DY146",48.5,3661238013506,300,145,150,0.3,"CM"]
[84887613,"RALLONGE PPS Ø 80 MM   LG= 250 MM (2 PIÈCES)","DY613",32.700000000000003,3661238012967,250,170,175,0.4,"CM"]
[84887614,"RALLONGE PPS Ø 80 MM   LG= 500 MM (2 PIÈCES)","DY614",30.4,3661238012950,500,160,150,0.7,"CM"]
[84887615,"RALLONGE PPS Ø 80 MM   LG= 1000 MM (2 PIÈCES)","DY615",46.2,3661238012943,1000,160,145,1.3,"CM"]
[84887550,"RALLONGE PPS Ø 80 MM   LG= 2000 MM  (2 PIÈCES)","DY150",66.7,3661238013469,1960,150,150,2.5,"CM"]
[84887552,"COUDE PPS À 90°","DY152",14.6,3661238013445,255,145,150,0.2,"CM"]
[84887554,"COUDE PPS À 45° (2 PIECES)","DY154",26.7,3661238013421,200,200,150,0.3,"CM"]
[84887563,"TÉ PPS  AVEC COUVERCLE D'INSPECTION","DY163",48.5,3661238013353,290,220,170,0.4,"CM"]
[84887551,"ETOILE DE CENTRAGE Ø 80 MM (2 PIECES)","DY151",13.4,3661238013452,300,300,40,0.1,"CM"]
[84887585,"TERMINAL AVEC SOLIN DIAMÉTRE 80","DY185",124.9,3661238013148,390,380,280,1.5,"CM"]
[100008301,"COUDE DE REVISION PPS 87° Ø 80 MM (GRIS)","DY877",34.299999999999997,3661238102026,190,195,145,0.2,"CM"]
[]
[null,"PPS 80/125 MM"]
[]
[100011365,"PPS/ALU KIT VENTOUSE HORIZONTALE Ø 80/125MM","DY882",175.5,3661238374768,null,null,null,2.7,"CM"]
[100002732,"TERMINAL VERTICAL PPS Ø 80/125 MM NOIR","DY843",130,3661238006621,1210,270,240,4.2,"CM"]
[100002733,"TERMINAL VERTICAL PPS Ø 80/125 MM ROUGE","DY844",130,3661238006614,1210,265,240,4.2,"CM"]
[84887716,"KIT N° 3 RACCORDEMENT CHAUDIÈRE  PPS Ø 80/125 MM","DY716",121.2,3661238011953,500,290,260,2.4,"CM"]
[84887524,"PIÈCE D'INSPECTION DROITE ALU/PPS Ø 80/125 MM","DY124",92.1,3661238013704,300,145,150,0.6,"CM"]
[100008311,"COUDE DE REVISION ALU/PPS Ø 80/125 MM","DY875",98.2,3661238101920,195,195,145,0.7,"CM"]
[100003271,"KIT DE RACCORDEMENT CHAUDIÈRE PERPENDICULAIRE","DY849",190.8,3661238005600,595,395,410,3.5,"CM"]
[100003272,"KIT DE RACCORDEMENT CHAUDIÈRE SOUS CONDUIT","DY850",143.4,3661238005594,500,290,260,1.4,"CM"]
[84887525,"TÉ D'INSPECTION ALU/PPS Ø 80/125 MM","DY125",109.3,3661238013698,315,235,150,0.8,"CM"]
[84887526,"RALLONGE CONCENTRIQUE ALU/PPS 80/125 LG= 250 MM","DY126",34,3661238013681,255,145,150,0.5,"CM"]
[84887527,"RALLONGE CONCENTRIQUE ALU/PPS 80/125 LG= 500 MM","DY127",41.3,3661238013674,520,140,140,0.9,"CM"]
[84887528,"RALLONGE CONCENTRIQUE ALU/PPS 80/125 LG=1000 MM","DY128",58.1,3661238013667,1010,135,140,1.7,"CM"]
[84887529,"RALLONGE CONCENTRIQUE ALU/PPS 80/125 LG=1950 MM","DY129",103.1,3661238013650,1960,150,150,3.5,"CM"]
[84887530,"MANC. COMP. D80/125","DY130",60.5,3661238013643,300,140,145,0.6,"CM"]
[84887531,"COUDE A 87° ALU/PPS  Ø 80/125 MM","DY131",47,3661238013636,200,200,150,0.7,"CM"]
[84887532,"COUDE CONCENTRIQUE 45° ALU/PPS Ø 80/125 MM (2 PIÈCES)","DY132",66.7,3661238013629,315,235,150,1,"CM"]
[]
[null,"DIVERS FUMISTERIE"]
[]
[84887411,"SORTIE HORIZONTALE TOIT PENTE DE 30° A 45° ( uniquement pour tuiles mécaniques)","DY11",151.5,3661238013940,1020,700,370,3.6,"CM"]
[84837729,"SORTIE DE TOIT EN PENTE DE 40° A 60° ( uniquement pour tuiles mécaniques)","CX49",151.5,3661238014367,920,700,320,3.5,"CM"]
[84837731,"EMBASE D'ETANCHEITE POUR TOIT PLAT","CX51",36.5,3661238014343,400,400,155,0.6,"CM"]
[84837121,"TUILE A DOUILLE 5 A 25° NOIRE","CX121",94.4,3661238014428,510,250,145,3,"CM"]
[84837732,"TUILE A DOUILLE 25 A 45° NOIRE","CX52",65.900000000000006,3661238014336,520,250,145,3,"CM"]
[84837734,"TUILE A DOUILLE 35 A 55° NOIRE","CX63",82.3,3661238014312,510,265,180,3.2,"CM"]
[84837120,"TUILE A DOUILLE 5 A 25° ROUGE","CX120",94.4,3661238014435,515,245,145,3,"CM"]
[84837783,"TUILE A DOUILLE 25 A 45° ROUGE","CX83",65.900000000000006,3661238014213,515,250,150,3,"CM"]
[84837784,"TUILE A DOUILLE 35 A 55° ROUGE","CX84",82.3,3661238014206,520,265,180,3,"CM"]
[84837741,"PLATINE DE FINITION INTERIEURE","CX72",15.6,3661238014251,245,210,3,0.7,"CM"]
[100005002,"GRILLE DE PROTECTION INOX Ø 80/125 MM","DY865",148,3661238001886,275,270,270,2.6,"CM"]
[84887435,"GRILLE D'AERATION EXTERIEURE 175 CM²","DY35",17.7,3661238013889,300,250,30,0.3,"CM"]
[84887436,"GRILLE D'AERATION INTERIEURE 175 CM²","DY36",20.7,3661238013872,250,295,2,0.3,"CM"]
[84837779,"COLLIER DE FIXATION Ø 125 MM PATTE LONGUE","CX79",14.6,3661238014237,230,160,200,0.4,"CM"]
[84837118,"COLLIER DE FIXATION Ø 125 MM PATTE COURTE","CX118",9.6999999999999993,3661238014459,225,185,20,0.2,"CM"]
[84887451,"COLLIER D'ETANCHEITE POUR MONTAGE EXTERIEUR","DY51",20,3661238013841,150,130,60,0.2,"CM"]
[]
["OPTIONS FUMISTERIE INNOVENS PRO MCA 45 A 115"]
["REFERENCE","DESIGNATION","COLIS","PRIX","Code EAN","DIMENSIONS EMBALLAGE",null,null,"POIDS","GROUPE"]
[null,null,null,"EUR","","L","l","H","KG","ARTICLE"]
[]
[null,"ALU Ø 100 MM"]
[]
[84887624,"TUBE D'INSPECTION LG=300 MM","DY624",91.2,3661238012851,305,150,150,0.6,"CM"]
[84887739,"TÉ DE VISITE Ø 100 MM","DY739",79.900000000000006,3661238011748,310,230,145,0.8,"CM"]
[84887625,"RALLONGE  Ø 100 MM   LG=  500 MM (2 PIÈCES)","DY625",66.2,3661238012844,1010,135,140,1.6,"CM"]
[84887626,"RALLONGE  Ø 100 MM   LG=  1000 MM (2 PIÈCES)","DY626",110.9,3661238012837,1005,290,150,3.4,"CM"]
[84887627,"RALLONGE  Ø 100 MM   LG=  1950 MM  (2 PIÈCES)","DY627",207.2,3661238012820,1970,300,190,7.5,"CM"]
[84887628,"ETOILE DE CENTRAGE Ø 100 MM (2 PIÈCES)","DY628",32.5,3661238012813,300,300,35,0.1,"CM"]
[84887629,"COUDE A 90°","DY629",41.3,3661238012806,250,145,150,0.4,"CM"]
[84887630,"COUDE A 45°  (2 PIÈCES)","DY630",79.900000000000006,3661238012790,255,190,150,0.6,"CM"]
[84887633,"KIT N° 6   RACCORDEMENT CHEMINÉE Ø  100 ","DY633",242.5,3661238012769,590,395,410,3.6,"CM"]
[84887589,"TERMINAL AVEC SOLIN Ø 100/110 MM","DY189",194.1,3661238013100,390,395,275,1.5,"CM"]
[100002362,"PIÈCE D'ADAPTATION BIFLUX 2X100","DY820",37.5,3661238007321,340,240,35,0.1,"CM"]
[100002285,"PRISE D'AIR EXTÉRIEUR LG 500 MM Ø 100","DY810",81.2,3661238007642,1005,110,110,1.4,"CM"]
[]
[null,"RACCORDEMENT BIFLUX C53 Ø 100"]
[]
[84887633,"KIT N° 6   RACCORDEMENT CHEMINÉE Ø  100 ","DY633",242.5,3661238012769,590,395,410,3.6,"CM"]
[]
[null,"FLEXIBLE PPS Ø 110 MM"]
[]
[100015288,"FLEXIBLE PPS Ø 110 MM LG= 15 M","DY889",450,3661238380042,1320,1280,355,13.2,"CM"]
[100015289,"FLEXIBLE PPS Ø 110 MM LG= 25 M","DY890",750,3661238380059,1610,1610,400,14.5,"CM"]
[100002280,"ETOILES DE CENTRAGE  Ø 110 MM POUR FLEXIBLE (4 PIÈCES)","DY805",35,3661238007697,325,360,80,0.1,"CM"]
[100015321,"PIÈCE DE COUPLAGE FLEXIBLE Ø 110 MM","DY891",140,3661238380073,195,195,140,0.3,"CM"]
[100015323,"TUBE DE VISITE Ø 110 MM POUR FLEXIBLE PPS","DY893",200,3661238380097,295,140,140,0.5,"CM"]
[100015324,"OUTIL D'AIDE À L'INSERTION  Ø 110 MM","DY894",230,3661238380103,190,210,165,1.4,"CM"]
[100015287,"KIT N° 1 RACCORDEMENT CHEMINÉE FLEXIBLE PPS Ø 110 MM","DY888",300,3661238380035,590,390,400,3.4,"CM"]
[100015322,"TERMINAL AVEC SOLIN POUR FLEX DIAMÉTRE 110","DY892",220,3661238380080,590,400,265,2.2000000000000002,"CM"]
[100015881,"ADAPTATEUR PPS FLEX Ø 110 MM","DY905",43,3661238417625,195,195,145,0.2,"CH"]
[]
[null,"PPS 110/150 MM"]
[100011364,"PPS/ALU KIT VENTOUSE HORIZONTALE Ø 110/150MM","DY881",383.9,3661238367821,1500,400,300,6.2,"CM"]
[100002734,"TERMINAL VERTICAL PPS/GALV Ø 110/150 MM NOIR","DY845",228,3661238006607,1210,265,240,6.2,"CM"]
[100002360,"KIT N° 3 RACCORDEMENT CHAUDIÈRE  PPS Ø 100/150 MM","DY818",253.2,3661238007345,390,295,1010,3.7,"CM"]
[100002351,"RALLONGE PPS-ALU  Ø 110/150 MM LG=  500 MM","DY811",58.7,3661238007437,525,195,200,1.5,"CM"]
[100002352,"RALLONGE PPS-ALU Ø 110/150 MM LG=1000 MM","DY812",87.4,3661238007420,1025,195,200,2.7,"CM"]
[100002353,"COUDE PPS-ALU  87°Ø 110/150 MM  ","DY813",106.2,3661238007413,345,265,190,1.6,"CM"]
[100002354,"COUDE PPS-ALU  45°Ø 110/150 MM (2 PIÈCES)","DY814",184.8,3661238007406,390,290,260,2.2999999999999998,"CM"]
[100002355,"PIÈCE DE RÉVISION DROITE PPS-ALU  Ø 110/150 MM","DY815",112.4,3661238007390,340,265,190,1.3,"CM"]
[100002356,"TÉ DE RÉVISION PPS-ALU  Ø 110/150 MM","DY816",160.9,3661238007383,345,265,190,1.3,"CM"]
[100002357," ADAPTATEUR PPS-ALU  100/150 - 110/150 MM","DY817",94.9,3661238007376,255,170,180,0.5,"CM"]
[84827104,"TUILE A DOUILLE NOIRE AVEC ROTULE NOIRE POUR PENTE DE 25 ° A 45 °","CX104",92.1,3661238014572,510,260,180,3,"CM"]
[84827106,"TUILE A DOUILLE NOIRE AVEC ROTULE ROUGE POUR PENTE DE 25 ° A 45 °","CX106",92.1,3661238014565,510,260,180,3,"CM"]
[84827111,"COLLIER DE FIXATION Ø 150 MM","CX111",12.7,3661238014527,200,170,20,0.2,"CM"]
[84827115,"PLATINES DE FINITION ( 2 PIECES )","CX115",20.7,3661238014480,250,210,3,0.7,"CM"]
[100005004,"GRILLE DE PROTECTION INOX Ø 100/150 MM","DY866",152.80000000000001,3661238001879,305,310,270,3.1,"CM"]
[84827103,"EMBASE D'ETANCHEITE POUR TOIT PLAT","CX103",48.5,3661238014589,470,470,100,0.5,"CM"]
[]
[null,"PPS Ø 110 MM"]
[]
[100008312,"KIT DE RACCORDEMENT CHEMINÉE Ø 80 - 110 MM PPS","DY876",176.7,3661238167995,600,395,410,2.8,"CM"]
[100002357," ADAPTATEUR PPS-ALU  100/150 - 110/150 MM","DY817",94.9,3661238007376,255,170,180,0.5,"CM"]
[100002266,"KIT N°2 RACCORDEMENT CHAUDIÈRE Ø 110 MM PPS","DY801",209.6,3661238007819,595,400,410,3.5,"CM"]
[84887577,"KIT DE RACCORDEMENT CHEMINÉE PPS Ø 110 MM","DY177",218.4,3661238013223,395,300,510,2.7,"CM"]
[84887589,"TERMINAL AVEC SOLIN DIAMÉTRE 100/110","DY189",194.1,3661238013100,390,395,275,1.5,"CM"]
[84887578,"TUYAU PPS Ø 110 MM LG = 1950 MM (GRIS)","DY178",60.7,3661238013216,1960,150,150,2.5,"CM"]
[84887579,"TUYAU PPS Ø 110 MM LG = 1000 MM (GRIS)","DY179",34,3661238013209,1015,130,140,1.2,"CM"]
[84887580,"TUYAU PPS Ø 110 MM LG = 500 MM (GRIS)","DY180",23,3661238013193,515,135,140,0.6,"CM"]
[84887581,"COUDE PPS 87° Ø 110 MM (GRIS)","DY181",28,3661238013186,255,190,150,0.3,"CM"]
[84887582,"COUDE PPS 45° Ø 110 MM (GRIS)","DY182",42.5,3661238013179,295,215,165,0.5,"CM"]
[84887583,"TÉ DE RÉVISION Ø 110 MM (GRIS)","DY183",42.5,3661238013162,300,150,150,0.5,"CM"]
[84887587,"ETOILE DE CENTRAGE PPS  Ø 110 MM (2 PIÈCES)","DY187",12.7,3661238013124,300,300,30,0.2,"CM"]
[100010270,"PLAQUE DE FINITION CHEMINEE Ø 110 MM","DY879",36.5,3661238338609,305,230,145,0.4,"CH"]
[84887588,"COUDE DE REVISION PPS 87° Ø 110 MM (GRIS)","DY188",60.7,3661238013117,315,235,150,0.5,"CH"]
[100002750,"ADAPTATEUR Ø 80/110 MM AVEC PRISE DE MESURE","DY846",59.2,3661238006584,180,170,175,0.3,"CH"]
[]
["INNOVENS MC 45 A 115"]
["REFERENCE","DESIGNATION","COLIS","PRIX","Code EAN","DIMENSIONS EMBALLAGE",null,null,"POIDS","GROUPE"]
[null,null,null,"EUR","","L","l","H","KG","ARTICLE"]
[null,null,null,null,""]
[]
[]
[100002181,"MC 45","HC131",3964,3661238007970,1120,550,390,62,"CM"]
[100002182,"MC 65","HC132",4575,3661238007963,1120,550,390,70.5,"CM"]
[100002183,"MC 90","HC133",6536,3661238007956,1110,545,475,83,"CM"]
[100006745,"MC 115 ","HC181",7567,3661238161580,1110,550,480,84,"CM"]
[]
["OPTIONS REGULATION"]
[]
[100000030,"COLIS OPTION SONDE ECS","AD212",43.5,3661238011168,200,150,30,0.2,"CM"]
[100005130,"COLIS SONDES POUR BALLON TAMPON","AD216",82.4,3661238001855,210,170,35,0.3,"CM"]
[85757746,"COMMANDE A DISTANCE INTERACTIVE CDI 2 ","FM51",176.1,3661238022713,180,110,85,0.3,"CM"]
[100004636,"COMMANDE A DISTANCE RADIO CDR 2","FM161",310.39999999999998,3661238002456,200,150,130,0.6,"CM"]
[100004637,"MODULE CDR 2 SUPPLEMENTAIRE","FM162",205.5,3661238002449,280,200,40,0.2,"CM"]
[100010960,"SONDE EXTERIEURE RADIO DIEMATIC 3","AD241",67.8,3661238338128,150,210,30,0.2,"CH"]
[100010961,"MODULE CHAUDIERE RADIO DIEMATIC 3","AD242",105.1,3661238338135,260,160,120,0.3,"CH"]
[85757747,"COMMANDE A DISTANCE SIMPLIFIEE AVEC SONDE D'AMBIANCE","FM52",88,3661238022706,110,85,40,0.1,"CM"]
[85757743,"PLATINE + SONDE POUR 1 CIRCUIT AVEC VANNE MELANGEUSE","FM48",152.6,3661238022737,260,170,120,0.4,"CM"]
[88017851,"CABLE DE LIAISON BUS LG 12 M","AD134",92.7,3661238048850,350,260,30,0.4,"CM"]
[88017878,"MODULE DE TELESURVEILLANCE VOCAL","AD152",595.9,3661238048751,210,190,105,1.1000000000000001,"CM"]
[88017832,"REGULATION DIEMATIC VM","AD120",1397,3661238048935,415,280,190,4.3,"GC"]
[]
["OPTIONS EAU CHAUDE SANITAIRE"]
[]
[100002190,"KIT VANNE D'INVERSION CHAUFFAGE/ECS","HC134",389,3661238007932,310,210,130,3.8,"CM"]
[100002276,"VANNE D'INVERSION CHAUFFAGE SANITAIRE MC 35E MC 45 ET 65","HC135",301.7,3661238007734,195,155,130,1,"CM"]
[100007827,"KIT LIAISON MC 35E-115 et DTG 45-115/ B 150-200-300","EA121",507.9,3661238116528,600,500,135,6.5,"CH"]
[100000030,"COLIS OPTION SONDE ECS","AD212",43.5,3661238011168,200,150,30,0.2,"CM"]
[]
["OPTIONS CHAUDIERE"]
[]
[100002278,"KIT DE RACCORDEMENT HYDRAULIQUE MC 35E ET MC 45","HC137",205.4,3661238007710,310,215,130,2.8,"CM"]
[100002310,"KIT DE RACCORDEMENT HYDRAULIQUE MC 65-90 ","HC139",282.5,3661238007604,310,215,130,4.0999999999999996,"CM"]
[100004641,"ROBINET GAZ 3/4\" DROIT","HC158",37.6,3661238002432,200,150,125,0.8,"CM"]
[100002312,"POMPE CHAUFFAGE 3 VITESSES POUR MC 45 ","HC141",187.3,3661238007581,310,210,130,3.1,"CM"]
[100002313,"POMPE CHAUFFAGE ELECTRONIQUE POUR MC 45 ","HC142",276,3661238007574,310,210,130,3.1,"CM"]
[100002314,"POMPE CHAUFFAGE 3 VITESSES POUR MC 65 ","HC143",212.1,3661238007567,305,210,130,3.2,"CM"]
[100002316,"POMPE CHAUFFAGE 3 VITESSES POUR MC 90","HC145",330.7,3661238007550,310,210,130,4.5,"CM"]
[100002323,"POMPE PRIMAIRE POUR MC 45-65-90","HC147",301.39999999999998,3661238007499,310,210,130,4.5999999999999996,"CM"]
[85317005,"VANNE TROIS VOIES AVEC MOTEUR 1\"","HC15",326.7,3661238091696,265,170,120,2.4,"CM"]
[85317018,"BOUTEILLE CASSE PRESSION HW PLUS 70","HC28",382.5,3661238091658,585,290,270,6.6,"CM"]
[85317019,"BOUTEILLE CASSE PRESSION HW 200 POUR MC 35-50","HC29",938,3661238091641,1030,290,470,26.5,"CM"]
[85317023,"STATION DE NEUTRALISATION","HC33",331.1,3661238091634,410,420,340,5.5,"CM"]
[85317024,"SUPPORT MURAL POUR STATION DE NEUTRALISATION HC33","HC34",92.6,3661238091627,340,255,190,1.8,"CM"]
[85317025,"RECHARGE DE 2 KG DE GRANULATS POUR STATION DE NEUTRALISATION HC33","HC35",118,3661238091610,510,315,190,3.7,"CM"]
[83877009,"STATION DE NEURALISATION DES CONDENSATS (CHAUDIERES JUSQU'À 120KW)","DU13",886.3,3661238015081,350,230,360,15,"CM"]
[83877010,"STATION DE NEUTRALISATION DES CONDENSATS (CHAUDIERES DE 120 A 350 KW)","DU14",1081,3661238015074,450,330,350,26,"CH"]
[83877011,"SYSTEME DE NEUTRALISATION DES CONDENSATS  (CHAUDIERES ≥ 350KW)","DU15",1150.3,3661238015067,660,455,270,20,"CH"]
[100013072,"KIT DE CONVERSION PROP. 115KW","HE38",171,3661238361829,210,200,85,1.3,"CM"]
[94225601,"RECHARGE DE GRANULATS DE NEUTRALISATION 10 KG**",null,50.42,3661238075597,25,22,22,10,"PR"]
[null,"** : DISPONIBLE AU CENTRE PIECES DE RECHANGE"]
[]
["CASCADES INNOVENS MC 45 A 115"]
["REFERENCE","DESIGNATION","COLIS","PRIX","Code EAN","DIMENSIONS EMBALLAGE",null,null,"POIDS","GROUPE"]
[null,null,null,"EUR","","L","l","H","KG","ARTICLE"]
[]
[null,"REFERENCES DES COMPOSANTS DE BASE DE LA CASCADE :"]
[]
[110496,"CHASSIS DE MONTAGE","HC183",89.6,3661238339149,840,480,60,6.3,"CM"]
[110948,"MONTANT-SUPPORT L","HC184",150.1,3661238339132,null,null,null,7,"CM"]
[110950,"MONTANT-SUPPORT I","HC185",81.8,3661238339125,1670,50,50,5,"CM"]
[110966,"COLLECTEUR DN65 - 4 CHAUDIÈRES","HC186",1210.9000000000001,3661238339088,500,2200,650,104,"CM"]
[110967,"COLLECTEUR DN65 - 3 CHAUDIÈRES","HC187",914.6,3661238339071,500,1700,660,77,"CM"]
[110968,"COLLECTEUR DN65 - 2 CHAUDIÈRES","HC188",802.8,3661238339064,500,1200,630,51.5,"CM"]
[110960,"COLLECTEUR DN100 - 3 CHAUDIÈRES","HC189",1147.0999999999999,3661238339101,null,null,null,96,"CM"]
[110961,"COLLECTEUR DN100 - 2 CHAUDIÈRES","HC190",1019.4,3661238339095,500,1200,650,65,"CM"]
[110954,"COLLECTEUR DN100 - 4 CHAUDIÈRES","HC191",1512.1,3661238339118,null,null,null,131,"CM"]
[111688,"RAIL DE MONTAGE MURAL 2 CHAUDIÈRES","HC192",36.5,3661238339002,970,80,50,1.3,"CM"]
[111689,"RAIL DE MONTAGE MURAL 3 CHAUDIÈRES","HC193",43.7,3661238338999,1500,80,50,2,"CM"]
[111690,"RAIL DE MONTAGE MURAL 4 CHAUDIÈRES","HC194",54.7,3661238338982,2030,800,50,2.7,"CM"]
[111708,"JEU DE BOUCHONS","HC195",34.200000000000003,3661238338937,200,130,30,0.7,"CM"]
[111698,"BRIDE PLEINE GAZ DN50","HC196",88.9,3661238338975,170,170,50,3.6,"CM"]
[111699,"BRIDE PLEINE GAZ DN65","HC197",109.5,3661238338968,null,null,null,4.5,"CM"]
[111701,"BRIDES PLEINES EAU DN65","HC198",125.3,3661238338951,370,170,50,5.3,"CM"]
[111703,"BRIDES PLEINES EAU DN100","HC199",164.2,3661238338944,null,null,null,10.3,"CM"]
[114311,"BOUTEILLE DE DÉCOUPLAGE DN65 < 350 kW","HC222",521.9,3661238362215,650,310,170,26.6,"CM"]
[111712,"BOUTEILLE DE DÉCOUPLAGE DN65 > 350 et < 460 kW","HC200",869,3661238338920,740,1060,370,47,"CM"]
[111714,"BOUTEILLE DE DÉCOUPLAGE DN100","HC201",1076.4000000000001,3661238338913,null,null,null,68,"CM"]
[111022,"KIT DE RACCORDEMENT AVANT FR + BE","HC202",513.20000000000005,3661238339057,450,315,150,7.5,"CM"]
[111037,"KIT DE RACC. POUR MONTAGE ARRIÈRE","HC203",513.20000000000005,3661238339040,null,null,null,4,"CM"]
[111088,"MANCHON D'ADAPTATION POUR POMPE MC35E","HC225",16.899999999999999,3661238363083,280,200,50,0.3,"CM"]
[100002312,"POMPE CHAUFFAGE 3 VITESSES POUR MC 45 ","HC141",187.3,3661238007581,310,210,130,3.1,"CM"]
[100002314,"POMPE CHAUFFAGE 3 VITESSES POUR MC 65 ","HC143",212.1,3661238007567,305,210,130,3.2,"CM"]
[100002316,"POMPE CHAUFFAGE 3 VITESSES POUR MC 90","HC145",330.7,3661238007550,310,210,130,4.5,"CM"]
[100013027,"SONDE DE DÉPART + DOIGT DE GANT-BOUTEILLE < 350 kW","HC223",111.9,3661238362239,220,165,25,0.2,"CM"]
[100008701,"SONDE DE DÉPART + DOIGT DE GANT-BOUTEILLE > 350 kW","HC206",131.1,3661238339255,210,160,25,0.2,"CM"]
[88017836,"CABLE DE LIAISON INTER-MODULE RX 11","AD124",73,3661238048911,210,160,5,0.1,"GC"]
[]
["OPTIONS CASCADE"]
[]
[111779,"FILTRE GAZ DN50","HC207",437.9,3661238338906,325,290,225,4.3,"CM"]
[111780,"FILTRE GAZ DN65","HC208",620.4,3661238338890,null,null,null,7.1,"CM"]
[111788,"COUDES DN65","HC209",547.4,3661238338883,700,300,170,13,"CM"]
[111790,"COUDES DN100","HC210",775.5,3661238338876,null,null,null,21,"CM"]
[111805,"TUBE RALLONGE POUR FILTRE GAZ DN50","HC211",219,3661238338869,690,165,165,7.5,"CM"]
[111806,"TUBE RALLONGE POUR FILTRE GAZ DN65","HC212",237.2,3661238338852,null,null,null,10.8,"CM"]
[111069,"ISOLATION COLLECTEUR","HC213",73,3661238339026,530,480,280,0.6,"CM"]
[111920,"ISOLATION RACCORDEMENT CHAUDIÈRE","HC214",54.7,3661238338838,530,470,250,0.4,"CM"]
[115269,"ISOLATION BOUTEILLE DE DÉCOUPLAGE < 350 kW","HC224",29.8,3661238362222,610,275,220,0.6,"CM"]
[111067,"ISOLATION BOUTEILLE DE DÉCOUPLAGE","HC215",200.8,3661238339033,300,620,960,3.1,"CM"]
[111167,"ISOLATION COUDES 90°C","HC216",84.4,3661238339019,610,300,500,0.5,"CM"]
[112632,"JEU DE CONTRE-BRIDES À SOUDER DN65","HC217",125.3,3661238338821,160,160,120,5.8,"CM"]
[112633,"JEU DE CONTRE-BRIDES À SOUDER DN100","HC218",148.30000000000001,3661238338814,null,null,null,10.199999999999999,"CM"]
[111807,"PIED RÉGLABLE","HC219",3.5,3661238338845,230,115,5,0.8,"CM"]
[100003347,"COMMANDE EXTERNE ALARME VANNE","GR12",75.3,3661238005358,195,150,125,0.4,"GC"]
[100002685,"CLAPET FUMEES MOTORISE","HC154",386.9,3661238006683,350,235,150,1.8,"CM"]
[84887768,"ADAPTATEUR Ø 80 - 100 MM","DY768",48.6,3661238011489,150,145,155,1,"CM"]
[]
["CASCADES INNOVENS MC 45 A 115"]
["REFERENCE","DESIGNATION","COLIS","PRIX","Code EAN","DIMENSIONS EMBALLAGE",null,null,"POIDS","GROUPE"]
[null,null,null,"EUR","","L","l","H","KG","ARTICLE"]
[]
["SYSTEMES DE CASCADE"]
[]
["MONTAGE MURAL (LW)",null,null,null,""]
[null,null,null,null,""]
["SYSTÈME DE CASCADE POUR 2 CHAUDIÈRES",null,null,null,""]
[null,null,null,null,""]
[null,"LW.0080kW.2000",null,3229.7,null,null,null,null,125,"CM"]
[null,"LW.0122kW.0200",null,3279.3,null,null,null,null,125,"CM"]
[null,"LW.0168kW.0020",null,3516.5,null,null,null,null,125,"CM"]
[null,"LW.0214kW.0002",null,3516.5,null,null,null,null,125,"CM"]
[null,null,null,null,""]
["SYSTÈME DE CASCADE POUR 3 CHAUDIÈRES",null,null,null,""]
[null,null,null,null,""]
[null,"LW.0120kW.3000",null,4156.3999999999996,null,null,null,null,169.5,"CM"]
[null,"LW.0183kW.0300",null,4230.8,null,null,null,null,169.5,"CM"]
[null,"LW.0252kW.0030",null,4586.6000000000004,null,null,null,null,169.5,"CM"]
[null,"LW.0321kW.0003",null,4586.6000000000004,null,null,null,null,169.5,"CM"]
[null,null,null,null,""]
["SYSTÈME DE CASCADE POUR 4 CHAUDIÈRES",null,null,null,""]
[null,null,null,null,""]
[null,"LW.0160kW.4000",null,5271.4,null,null,null,null,215.5,"CM"]
[null,"LW.0244kW.0400",null,5370.6,null,null,null,null,215.5,"CM"]
[null,"LW.0336kW.0040",null,5845,null,null,null,null,215.5,"CM"]
[null,"LW.0428kW.0004",null,6211.3,null,null,null,null,235.9,"CM"]
[null,null,null,null,""]
["ALIGNEMENT AU SOL (LV)",null,null,null,""]
[null,null,null,null,""]
["SYSTÈME DE CASCADE POUR 2 CHAUDIÈRES",null,null,null,""]
[]
[null,"LV.0080kW.2000",null,3617.8,null,null,null,null,151.30000000000001,"CM"]
[null,"LV.0122kW.0200",null,3667.4,null,null,null,null,151.30000000000001,"CM"]
[null,"LV.0168kW.0020",null,3904.6,null,null,null,null,151.30000000000001,"CM"]
[null,"LV.0214kW.0002",null,3904.6,null,null,null,null,151.30000000000001,"CM"]
[null,null,null,null,""]
["SYSTÈME DE CASCADE POUR 3 CHAUDIÈRES",null,null,null,""]
[null,null,null,null,""]
[null,"LV.0120kW.3000",null,4708.7,null,null,null,null,206.4,"CM"]
[null,"LV.0183kW.0300",null,4783.1000000000004,null,null,null,null,206.4,"CM"]
[null,"LV.0252kW.0030",null,5138.8999999999996,null,null,null,null,206.4,"CM"]
[null,"LV.0321kW.0003",null,5138.8999999999996,null,null,null,null,206.4,"CM"]
[null,null,null,null,""]
["SYSTÈME DE CASCADE POUR 4 CHAUDIÈRES",null,null,null,""]
[null,null,null,null,""]
[null,"LV.0160kW.4000",null,5984.1,null,null,null,null,263,"CM"]
[null,"LV.0244kW.0400",null,6083.3,null,null,null,null,263,"CM"]
[null,"LV.0336kW.0040",null,6557.7,null,null,null,null,263,"CM"]
[null,"LV.0428kW.0004",null,6924,null,null,null,null,283.39999999999998,"CM"]
[null,null,null,null,""]
["MONTAGE DOS À DOS (RG)",null,null,null,""]
[null,null,null,null,""]
["SYSTÈME DE CASCADE POUR 3 CHAUDIÈRES",null,null,null,""]
[null,null,null,null,""]
[null,"RG.0120kW.3000",null,4493.7,null,null,null,null,172.2,"CM"]
[null,"RG.0183kW.0300",null,4568.1000000000004,null,null,null,null,172.2,"CM"]
[null,"RG.0252kW.0030",null,4923.8999999999996,null,null,null,null,172.2,"CM"]
[null,"RG.0321kW.0003",null,4923.8999999999996,null,null,null,null,172.2,"CM"]
[null,null,null,null,""]
["SYSTÈME DE CASCADE POUR 4 CHAUDIÈRES",null,null,null,""]
[null,null,null,null,""]
[null,"RG.0160kW.4000",null,5233,null,null,null,null,189.1,"CM"]
[null,"RG.0244kW.0400",null,5332.2,null,null,null,null,189.1,"CM"]
[null,"RG.0336kW.0040",null,5806.6,null,null,null,null,189.1,"CM"]
[null,"RG.0428kW.0004",null,6172.9,null,null,null,null,209.5,"CM"]
[]
[null,null,null,null,""]
["OPTIONS FUMISTERIE INNOVENS MC 45 A 115"]
["REFERENCE","DESIGNATION","COLIS","PRIX","Code EAN","DIMENSIONS EMBALLAGE",null,null,"POIDS","GROUPE"]
[null,null,null,"EUR","","L","l","H","KG","ARTICLE"]
[null,null,null,null,""]
["FUMISTERIE",null,null,null,""]
[]
[null,"ALU Ø 80 MM"]
[]
[84887585,"TERMINAL AVEC SOLIN DIAMÉTRE 80","DY185",124.9,3661238013148,390,380,280,1.5,"CM"]
[84887600,"TUBE D'INSPECTION Ø 80 MM","DY600",42.5,3661238013094,300,145,150,0.5,"CM"]
[84887738,"TE DE VISITE Ø 80 MM","DY738",61.6,3661238011755,285,215,165,0.7,"CM"]
[84887604,"RALLONGE 250 MM (2 PIECES)","DY604",29.1,3661238013056,255,170,175,0.7,"CM"]
[84887605,"RALLONGE 500 MM (2 PIECES)","DY605",38.799999999999997,3661238013049,520,175,170,1.3,"CM"]
[84887606,"RALLONGE 1000 MM (2 PIECES)","DY606",60.7,3661238013032,1020,175,175,2.5,"CM"]
[84887607,"RALLONGE 1950 MM  (2 PIECES)","DY607",103.1,3661238013025,1985,170,175,5,"CM"]
[84887551,"ETOILE DE CENTRAGE Ø 80 MM (2 PIECES)","DY151",13.4,3661238013452,300,300,40,0.1,"CM"]
[84887608,"COUDE A 90° 87°","DY608",18.2,3661238013018,155,160,160,0.3,"CM"]
[84887609,"COUDE A 45°  (2 PIECES)","DY609",32.700000000000003,3661238013001,200,200,150,0.5,"CM"]
[84887711,"KIT N°1 RACCORDEMENT CHEMINEE Ø 80 MM","DY711",157.69999999999999,3661238011991,595,400,410,3.7,"CM"]
[100002361,"PIÈCE D'ADAPTATION BIFLUX 2X80","DY819",37.5,3661238007338,340,240,30,0.1,"CM"]
[84887438,"PRISE D'AIR EXTERIEURE LG=500 MM","DY38",83.8,3661238013858,690,245,145,1.2,"CM"]
[84887723,"ADAPTATEUR BI-FLUX Ø60/100 SUR 2x80","DY723",71.900000000000006,3661238011892,285,210,165,0.9,"CM"]
[]
[null,"FLEXIBLE PPS Ø 80 MM"]
[]
[100015325,"KIT N° 1 RACCORDEMENT CHEMINÉE FLEXIBLE PPS Ø 80 MM","DY895",200,3661238380110,395,395,380,3.4,"CM"]
[100015327,"TUBE FLEXIBLE LG=12,5M","DY897",300,3661238380134,1200,1220,250,8,"CM"]
[100015326,"TUBE FLEXIBLE LG=50M","DY896",1050,3661238380127,1600,1660,410,26,"CM"]
[84887618,"ETOILE DE CENTRAGE POUR FLEXIBLE Ø 80 MM (2 PIÈCES)","DY618",30,3661238012912,300,300,70,0.2,"CM"]
[100015328,"PIÈCE DE COUPLAGE FLEXIBLE Ø 80 MM","DY898",60,3661238380141,150,150,150,0.3,"CM"]
[100015331,"OUTIL D'AIDE À L'INSERTION Ø 80 MM","DY901",150,3661238380172,300,210,185,1.4,"CM"]
[100015330,"PIÈCE D'INSPECTION POUR TUBE FLEXIBLE","DY900",109,3661238380165,295,140,140,0.5,"CM"]
[100015329,"TERMINAL AVEC SOLIN FLEX. Ø 80 MM","DY899",150,3661238380158,385,385,250,1.7,"CM"]
[100015880,"ADAPTATEUR PPS FLEX Ø 80 MM","DY904",35,3661238417632,195,195,145,0.1,"CH"]
[]
[null,"PPS Ø 80 MM"]
[]
[100008298,"ADAPTATEUR PPS D110-80","DY873",40.200000000000003,3661238101913,195,195,145,0.2,"CM"]
[100015325,"KIT N° 1 RACCORDEMENT CHEMINÉE FLEXIBLE PPS Ø 80 MM","DY895",200,3661238380110,395,395,380,3.4,"CM"]
[84887718,"KIT N° 2  KIT DE RACCORDEMENT CHAUDIÈRE PPS Ø 80 MM","DY718",121.2,3661238011939,505,290,260,2.2000000000000002,"CM"]
[84887708,"ADAPTATEUR PPS Ø 60/100 SUR 80/125 MM","DY708",49,3661238012028,255,145,150,0.3,"CM"]
[84887717,"KIT N° 1 KIT DE RACCORDEMENT CHEMINÉE PPS Ø 80 MM","DY717",133.4,3661238011946,395,405,390,2.9,"CM"]
[84887546,"PIÈCE DE VISITE Ø 80 MM DROITE","DY146",48.5,3661238013506,300,145,150,0.3,"CM"]
[84887613,"RALLONGE PPS Ø 80 MM   LG= 250 MM (2 PIÈCES)","DY613",32.700000000000003,3661238012967,250,170,175,0.4,"CM"]
[84887614,"RALLONGE PPS Ø 80 MM   LG= 500 MM (2 PIÈCES)","DY614",30.4,3661238012950,500,160,150,0.7,"CM"]
[84887615,"RALLONGE PPS Ø 80 MM   LG= 1000 MM (2 PIÈCES)","DY615",46.2,3661238012943,1000,160,145,1.3,"CM"]
[84887550,"RALLONGE PPS Ø 80 MM   LG= 2000 MM  (2 PIÈCES)","DY150",66.7,3661238013469,1960,150,150,2.5,"CM"]
[84887552,"COUDE PPS À 90°","DY152",14.6,3661238013445,255,145,150,0.2,"CM"]
[84887554,"COUDE PPS À 45° (2 PIECES)","DY154",26.7,3661238013421,200,200,150,0.3,"CM"]
[84887563,"TÉ PPS  AVEC COUVERCLE D'INSPECTION","DY163",48.5,3661238013353,290,220,170,0.4,"CM"]
[84887551,"ETOILE DE CENTRAGE Ø 80 MM (2 PIECES)","DY151",13.4,3661238013452,300,300,40,0.1,"CM"]
[84887585,"TERMINAL AVEC SOLIN DIAMÉTRE 80","DY185",124.9,3661238013148,390,380,280,1.5,"CM"]
[100008301,"COUDE DE REVISION PPS 87° Ø 80 MM (GRIS)","DY877",34.299999999999997,3661238102026,190,195,145,0.2,"CM"]
[]
[null,"PPS 80/125 MM"]
[]
[100011365,"PPS/ALU KIT VENTOUSE HORIZONTALE Ø 80/125MM","DY882",175.5,3661238374768,null,null,null,2.7,"CM"]
[100002732,"TERMINAL VERTICAL PPS Ø 80/125 MM NOIR","DY843",130,3661238006621,1210,270,240,4.2,"CM"]
[100002733,"TERMINAL VERTICAL PPS Ø 80/125 MM ROUGE","DY844",130,3661238006614,1210,265,240,4.2,"CM"]
[84887716,"KIT N° 3 RACCORDEMENT CHAUDIÈRE  PPS Ø 80/125 MM","DY716",121.2,3661238011953,500,290,260,2.4,"CM"]
[84887524,"PIÈCE D'INSPECTION DROITE ALU/PPS Ø 80/125 MM","DY124",92.1,3661238013704,300,145,150,0.6,"CM"]
[100008311,"COUDE DE REVISION ALU/PPS Ø 80/125 MM","DY875",98.2,3661238101920,195,195,145,0.7,"CM"]
[100003271,"KIT DE RACCORDEMENT CHAUDIÈRE PERPENDICULAIRE","DY849",190.8,3661238005600,595,395,410,3.5,"CM"]
[100003272,"KIT DE RACCORDEMENT CHAUDIÈRE SOUS CONDUIT","DY850",143.4,3661238005594,500,290,260,1.4,"CM"]
[84887525,"TÉ D'INSPECTION ALU/PPS Ø 80/125 MM","DY125",109.3,3661238013698,315,235,150,0.8,"CM"]
[84887526,"RALLONGE CONCENTRIQUE ALU/PPS 80/125 LG= 250 MM","DY126",34,3661238013681,255,145,150,0.5,"CM"]
[84887527,"RALLONGE CONCENTRIQUE ALU/PPS 80/125 LG= 500 MM","DY127",41.3,3661238013674,520,140,140,0.9,"CM"]
[84887528,"RALLONGE CONCENTRIQUE ALU/PPS 80/125 LG=1000 MM","DY128",58.1,3661238013667,1010,135,140,1.7,"CM"]
[84887529,"RALLONGE CONCENTRIQUE ALU/PPS 80/125 LG=1950 MM","DY129",103.1,3661238013650,1960,150,150,3.5,"CM"]
[84887530,"MANC. COMP. D80/125","DY130",60.5,3661238013643,300,140,145,0.6,"CM"]
[84887531,"COUDE A 87° ALU/PPS  Ø 80/125 MM","DY131",47,3661238013636,200,200,150,0.7,"CM"]
[84887532,"COUDE CONCENTRIQUE 45° ALU/PPS Ø 80/125 MM (2 PIÈCES)","DY132",66.7,3661238013629,315,235,150,1,"CM"]
[]
[null,"DIVERS FUMISTERIE"]
[]
[84887411,"SORTIE HORIZONTALE TOIT PENTE DE 30° A 45° ( uniquement pour tuiles mécaniques)","DY11",151.5,3661238013940,1020,700,370,3.6,"CM"]
[84837729,"SORTIE DE TOIT EN PENTE DE 40° A 60° ( uniquement pour tuiles mécaniques)","CX49",151.5,3661238014367,920,700,320,3.5,"CM"]
[84837731,"EMBASE D'ETANCHEITE POUR TOIT PLAT","CX51",36.5,3661238014343,400,400,155,0.6,"CM"]
[84837121,"TUILE A DOUILLE 5 A 25° NOIRE","CX121",94.4,3661238014428,510,250,145,3,"CM"]
[84837732,"TUILE A DOUILLE 25 A 45° NOIRE","CX52",65.900000000000006,3661238014336,520,250,145,3,"CM"]
[84837734,"TUILE A DOUILLE 35 A 55° NOIRE","CX63",82.3,3661238014312,510,265,180,3.2,"CM"]
[84837120,"TUILE A DOUILLE 5 A 25° ROUGE","CX120",94.4,3661238014435,515,245,145,3,"CM"]
[84837783,"TUILE A DOUILLE 25 A 45° ROUGE","CX83",65.900000000000006,3661238014213,515,250,150,3,"CM"]
[84837784,"TUILE A DOUILLE 35 A 55° ROUGE","CX84",82.3,3661238014206,520,265,180,3,"CM"]
[84837741,"PLATINE DE FINITION INTERIEURE","CX72",15.6,3661238014251,245,210,3,0.7,"CM"]
[100005002,"GRILLE DE PROTECTION INOX Ø 80/125 MM","DY865",148,3661238001886,275,270,270,2.6,"CM"]
[84887435,"GRILLE D'AERATION EXTERIEURE 175 CM²","DY35",17.7,3661238013889,300,250,30,0.3,"CM"]
[84887436,"GRILLE D'AERATION INTERIEURE 175 CM²","DY36",20.7,3661238013872,250,295,2,0.3,"CM"]
[84837779,"COLLIER DE FIXATION Ø 125 MM PATTE LONGUE","CX79",14.6,3661238014237,230,160,200,0.4,"CM"]
[84837118,"COLLIER DE FIXATION Ø 125 MM PATTE COURTE","CX118",9.6999999999999993,3661238014459,225,185,20,0.2,"CM"]
[84887451,"COLLIER D'ETANCHEITE POUR MONTAGE EXTERIEUR","DY51",20,3661238013841,150,130,60,0.2,"CM"]
[null,null,null,null,""]
["OPTIONS FUMISTERIE INNOVENS MC 45 A 115"]
["REFERENCE","DESIGNATION","COLIS","PRIX","Code EAN","DIMENSIONS EMBALLAGE",null,null,"POIDS","GROUPE"]
[null,null,null,"EUR","","L","l","H","KG","ARTICLE"]
[]
[null,"ALU Ø 100 MM"]
[]
[84887624,"TUBE D'INSPECTION LG=300 MM","DY624",91.2,3661238012851,305,150,150,0.6,"CM"]
[84887739,"TÉ DE VISITE Ø 100 MM","DY739",79.900000000000006,3661238011748,310,230,145,0.8,"CM"]
[84887625,"RALLONGE  Ø 100 MM   LG=  500 MM (2 PIÈCES)","DY625",66.2,3661238012844,1010,135,140,1.6,"CM"]
[84887626,"RALLONGE  Ø 100 MM   LG=  1000 MM (2 PIÈCES)","DY626",110.9,3661238012837,1005,290,150,3.4,"CM"]
[84887627,"RALLONGE  Ø 100 MM   LG=  1950 MM  (2 PIÈCES)","DY627",207.2,3661238012820,1970,300,190,7.5,"CM"]
[84887628,"ETOILE DE CENTRAGE Ø 100 MM (2 PIÈCES)","DY628",32.5,3661238012813,300,300,35,0.1,"CM"]
[84887629,"COUDE A 90°","DY629",41.3,3661238012806,250,145,150,0.4,"CM"]
[84887630,"COUDE A 45°  (2 PIÈCES)","DY630",79.900000000000006,3661238012790,255,190,150,0.6,"CM"]
[84887633,"KIT N° 6   RACCORDEMENT CHEMINÉE Ø  100 ","DY633",242.5,3661238012769,590,395,410,3.6,"CM"]
[84887589,"TERMINAL AVEC SOLIN Ø 100/110 MM","DY189",194.1,3661238013100,390,395,275,1.5,"CM"]
[100002362,"PIÈCE D'ADAPTATION BIFLUX 2X100","DY820",37.5,3661238007321,340,240,35,0.1,"CM"]
[100002285,"PRISE D'AIR EXTÉRIEUR LG 500 MM Ø 100","DY810",81.2,3661238007642,1005,110,110,1.4,"CM"]
[]
[null,"RACCORDEMENT BIFLUX C53 Ø 100"]
[]
[84887633,"KIT N° 6   RACCORDEMENT CHEMINÉE Ø  100 ","DY633",242.5,3661238012769,590,395,410,3.6,"CM"]
[]
[null,"FLEXIBLE PPS Ø 110 MM"]
[]
[100015288,"FLEXIBLE PPS Ø 110 MM LG= 15 M","DY889",450,3661238380042,1320,1280,355,13.2,"CM"]
[100015289,"FLEXIBLE PPS Ø 110 MM LG= 25 M","DY890",750,3661238380059,1610,1610,400,14.5,"CM"]
[100002280,"ETOILES DE CENTRAGE  Ø 110 MM POUR FLEXIBLE (4 PIÈCES)","DY805",35,3661238007697,325,360,80,0.1,"CM"]
[100015321,"PIÈCE DE COUPLAGE FLEXIBLE Ø 110 MM","DY891",140,3661238380073,195,195,140,0.3,"CM"]
[100015323,"TUBE DE VISITE Ø 110 MM POUR FLEXIBLE PPS","DY893",200,3661238380097,295,140,140,0.5,"CM"]
[100015324,"OUTIL D'AIDE À L'INSERTION  Ø 110 MM","DY894",230,3661238380103,190,210,165,1.4,"CM"]
[100015287,"KIT N° 1 RACCORDEMENT CHEMINÉE FLEXIBLE PPS Ø 110 MM","DY888",300,3661238380035,590,390,400,3.4,"CM"]
[100015322,"TERMINAL AVEC SOLIN POUR FLEX DIAMÉTRE 110","DY892",220,3661238380080,590,400,265,2.2000000000000002,"CM"]
[100015881,"ADAPTATEUR PPS FLEX Ø 110 MM","DY905",43,3661238417625,195,195,145,0.2,"CH"]
[]
[null,"PPS 110/150 MM"]
[]
[100011364,"PPS/ALU KIT VENTOUSE HORIZONTALE Ø 110/150MM","DY881",383.9,3661238367821,1500,400,300,6.2,"CM"]
[100002734,"TERMINAL VERTICAL PPS/GALV Ø 110/150 MM NOIR","DY845",228,3661238006607,1210,265,240,6.2,"CM"]
[100002360,"KIT N° 3 RACCORDEMENT CHAUDIÈRE  PPS Ø 100/150 MM","DY818",253.2,3661238007345,390,295,1010,3.7,"CM"]
[100002351,"RALLONGE PPS-ALU  Ø 110/150 MM LG=  500 MM","DY811",58.7,3661238007437,525,195,200,1.5,"CM"]
[100002352,"RALLONGE PPS-ALU Ø 110/150 MM LG=1000 MM","DY812",87.4,3661238007420,1025,195,200,2.7,"CM"]
[100002353,"COUDE PPS-ALU  87°Ø 110/150 MM  ","DY813",106.2,3661238007413,345,265,190,1.6,"CM"]
[100002354,"COUDE PPS-ALU  45°Ø 110/150 MM (2 PIÈCES)","DY814",184.8,3661238007406,390,290,260,2.2999999999999998,"CM"]
[100002355,"PIÈCE DE RÉVISION DROITE PPS-ALU  Ø 110/150 MM","DY815",112.4,3661238007390,340,265,190,1.3,"CM"]
[100002356,"TÉ DE RÉVISION PPS-ALU  Ø 110/150 MM","DY816",160.9,3661238007383,345,265,190,1.3,"CM"]
[100002357," ADAPTATEUR PPS-ALU  100/150 - 110/150 MM","DY817",94.9,3661238007376,255,170,180,0.5,"CM"]
[84827104,"TUILE A DOUILLE NOIRE AVEC ROTULE NOIRE POUR PENTE DE 25 ° A 45 °","CX104",92.1,3661238014572,510,260,180,3,"CM"]
[84827106,"TUILE A DOUILLE NOIRE AVEC ROTULE ROUGE POUR PENTE DE 25 ° A 45 °","CX106",92.1,3661238014565,510,260,180,3,"CM"]
[84827111,"COLLIER DE FIXATION Ø 150 MM","CX111",12.7,3661238014527,200,170,20,0.2,"CM"]
[84827115,"PLATINES DE FINITION ( 2 PIECES )","CX115",20.7,3661238014480,250,210,3,0.7,"CM"]
[100005004,"GRILLE DE PROTECTION INOX Ø 100/150 MM","DY866",152.80000000000001,3661238001879,305,310,270,3.1,"CM"]
[84827103,"EMBASE D'ETANCHEITE POUR TOIT PLAT","CX103",48.5,3661238014589,470,470,100,0.5,"CM"]
[]
[null,"PPS Ø 110 MM"]
[]
[100008312,"KIT DE RACCORDEMENT CHEMINÉE Ø 80 - 110 MM PPS","DY876",176.7,3661238167995,600,395,410,2.8,"CM"]
[100002357," ADAPTATEUR PPS-ALU  100/150 - 110/150 MM","DY817",94.9,3661238007376,255,170,180,0.5,"CM"]
[100002266,"KIT N°2 RACCORDEMENT CHAUDIÈRE Ø 110 MM PPS","DY801",209.6,3661238007819,595,400,410,3.5,"CM"]
[84887577,"KIT DE RACCORDEMENT CHEMINÉE PPS Ø 110 MM","DY177",218.4,3661238013223,395,300,510,2.7,"CM"]
[84887589,"TERMINAL AVEC SOLIN DIAMÉTRE 100/110","DY189",194.1,3661238013100,390,395,275,1.5,"CM"]
[84887578,"TUYAU PPS Ø 110 MM LG = 1950 MM (GRIS)","DY178",60.7,3661238013216,1960,150,150,2.5,"CM"]
[84887579,"TUYAU PPS Ø 110 MM LG = 1000 MM (GRIS)","DY179",34,3661238013209,1015,130,140,1.2,"CM"]
[84887580,"TUYAU PPS Ø 110 MM LG = 500 MM (GRIS)","DY180",23,3661238013193,515,135,140,0.6,"CM"]
[84887581,"COUDE PPS 87° Ø 110 MM (GRIS)","DY181",28,3661238013186,255,190,150,0.3,"CM"]
[84887582,"COUDE PPS 45° Ø 110 MM (GRIS)","DY182",42.5,3661238013179,295,215,165,0.5,"CM"]
[84887583,"TÉ DE RÉVISION Ø 110 MM (GRIS)","DY183",42.5,3661238013162,300,150,150,0.5,"CM"]
[84887587,"ETOILE DE CENTRAGE PPS  Ø 110 MM (2 PIÈCES)","DY187",12.7,3661238013124,300,300,30,0.2,"CM"]
[100010270,"PLAQUE DE FINITION CHEMINEE Ø 110 MM","DY879",36.5,3661238338609,305,230,145,0.4,"CH"]
[84887588,"COUDE DE REVISION PPS 87° Ø 110 MM (GRIS)","DY188",60.7,3661238013117,315,235,150,0.5,"CH"]
[100002750,"ADAPTATEUR Ø 80/110 MM AVEC PRISE DE MESURE","DY846",59.2,3661238006584,180,170,175,0.3,"CH"]
[]
["DTG 230 Eco.NOx     "]
["REFERENCE","DESIGNATION","COLIS","PRIX","Code EAN","DIMENSIONS EMBALLAGE",null,null,"POIDS","GROUPE"]
[null,null,null,"EUR","","L","l","H","KG","ARTICLE"]
[null,null,null,null,""]
["CHAUDIERE MONTEE",null,null,null,""]
[null,null,null,null,""]
[100007585," DTG 230-7 EcoNOx-B3",null,3694,3661238158313,null,null,null,296.8,"GC"]
[100007587," DTG 230-8 EcoNOx-B3",null,4192,3661238158306,null,null,null,331.8,"GC"]
[]
[100007588," DTG 230-7 EcoNOx-K3",null,3984,3661238158290,null,null,null,296.8,"GC"]
[100007589," DTG 230-8 EcoNOx-K3",null,4482,3661238158283,null,null,null,331.8,"GC"]
[]
[100007640," DTG 230-7 EcoNOx-Diematic m3",null,4500,3661238157958,null,null,null,297.3,"GC"]
[100007641," DTG 230-8 EcoNOx-Diematic m3",null,4998,3661238157941,null,null,null,332.3,"GC"]
[]
["LISTE DES COLIS"]
[]
[100007569," DTG 230-7 EcoNOx","GJ1",2951,3661238158436,1000,1135,1130,287,"GC"]
[100007590," DTG 230-8 EcoNOx","GJ2",3449,3661238158276,1080,1150,1140,322,"GC"]
[]
[100007593,"TABLEAU B3","GJ5",706,3661238158245,830,320,370,9.5,"GC"]
[100007594,"TABLEAU K3","GJ6",996,3661238158238,830,320,370,9.5,"GC"]
[100007595,"TABLEAU Diematic m3","GJ7",1512,3661238158221,830,320,370,10,"GC"]
[]
[100007639,"NOTICES DTG 230 EcoNOx B3 FR","GJ34",37,3661238157965,400,270,10,0.3,"GC"]
[100007790,"NOTICES DTG 230 EcoNOx K3 FR","GJ35",37,3661238156913,400,270,10,0.3,"GC"]
[100007791,"NOTICES DTG 230 EcoNOx Diematic M3 FR","GJ36",37,3661238156906,400,270,10,0.4,"GC"]
[]
[]
["CHAUDIERE CORPS EN VRAC"]
[]
[100007643," DTG 230-7 EcoNOx-B3 CORPS EN VRAC",null,3694,3661238157934,null,null,null,289.3,"GC"]
[100007644," DTG 230-8 EcoNOx-B3 CORPS EN VRAC",null,4192,3661238157927,null,null,null,340.8,"GC"]
[100007645," DTG 230-9 EcoNOx-B3 CORPS EN VRAC",null,4699,3661238157910,null,null,null,382.8,"GC"]
[100007646," DTG 230-10 EcoNOx-B3 CORPS EN VRAC",null,5049,3661238157903,null,null,null,407.3,"GC"]
[100007647," DTG 230-11 EcoNOx-B3 CORPS EN VRAC",null,5464,3661238157897,null,null,null,438.8,"GC"]
[100007648," DTG 230-12 EcoNOx-B3 CORPS EN VRAC",null,5858,3661238157880,null,null,null,469.8,"GC"]
[100007649," DTG 230-13 EcoNOx-B3 CORPS EN VRAC",null,6331,3661238157873,null,null,null,506.8,"GC"]
[100007650," DTG 230-14 EcoNOx-B3 CORPS EN VRAC",null,6811,3661238157866,null,null,null,537.29999999999995,"GC"]
[]
[100007652," DTG 230-7 EcoNOx-K3 CORPS EN VRAC",null,3984,3661238157859,null,null,null,289.3,"GC"]
[100007653," DTG 230-8 EcoNOx-K3 CORPS EN VRAC",null,4482,3661238157842,null,null,null,340.8,"GC"]
[100007654," DTG 230-9 EcoNOx-K3 CORPS EN VRAC",null,4989,3661238157835,null,null,null,382.8,"GC"]
[100007655," DTG 230-10 EcoNOx-K3 CORPS EN VRAC",null,5339,3661238157828,null,null,null,407.3,"GC"]
[100007656," DTG 230-11 EcoNOx-K3 CORPS EN VRAC",null,5754,3661238157811,null,null,null,438.8,"GC"]
[100007657," DTG 230-12 EcoNOx-K3 CORPS EN VRAC",null,6148,3661238157804,null,null,null,469.8,"GC"]
[100007658," DTG 230-13 EcoNOx-K3 CORPS EN VRAC",null,6621,3661238157798,null,null,null,506.8,"GC"]
[100007659," DTG 230-14 EcoNOx-K3 CORPS EN VRAC",null,7101,3661238157781,null,null,null,537.29999999999995,"GC"]
[]
[100007661," DTG 230-7 EcoNOx-Diematic m3 CORPS EN VRAC",null,4500,3661238157774,null,null,null,289.8,"GC"]
[100007662," DTG 230-8 EcoNOx-Diematic m3 CORPS EN VRAC",null,4998,3661238157767,null,null,null,341.3,"GC"]
[100007663," DTG 230-9 EcoNOx-Diematic m3 CORPS EN VRAC",null,5505,3661238157750,null,null,null,383.3,"GC"]
[100007664," DTG 230-10 EcoNOx-Diematic m3 CORPS EN VRAC",null,5855,3661238157743,null,null,null,407.8,"GC"]
[100007665," DTG 230-11 EcoNOx-Diematic m3 CORPS EN VRAC",null,6270,3661238157736,null,null,null,439.3,"GC"]
[100007666," DTG 230-12 EcoNOx-Diematic m3 CORPS EN VRAC",null,6664,3661238157729,null,null,null,470.3,"GC"]
[100007667," DTG 230-13 EcoNOx-Diematic m3 CORPS EN VRAC",null,7137,3661238157712,null,null,null,507.3,"GC"]
[100007668," DTG 230-14 EcoNOx-Diematic m3 CORPS EN VRAC",null,7617,3661238157705,null,null,null,537.79999999999995,"GC"]
[]
["CHAUDIERE CORPS MONTE"]
[]
[100007671," DTG 230-7 EcoNOx-B3 CORPS ASSEMBLE",null,3694,3661238157699,null,null,null,297.3,"GC"]
[100007673," DTG 230-8 EcoNOx-B3 CORPS ASSEMBLE",null,4192,3661238157682,null,null,null,328.8,"GC"]
[100007674," DTG 230-9 EcoNOx-B3 CORPS ASSEMBLE",null,4699,3661238157675,null,null,null,366.8,"GC"]
[100007675," DTG 230-10 EcoNOx-B3 CORPS ASSEMBLE",null,5049,3661238157668,null,null,null,392.3,"GC"]
[100007676," DTG 230-11 EcoNOx-B3 CORPS ASSEMBLE",null,5464,3661238157651,null,null,null,432.8,"GC"]
[100007677," DTG 230-12 EcoNOx-B3 CORPS ASSEMBLE",null,5858,3661238157644,null,null,null,458.8,"GC"]
[100007678," DTG 230-13 EcoNOx-B3 CORPS ASSEMBLE",null,6331,3661238157637,null,null,null,494.8,"GC"]
[100007680," DTG 230-14 EcoNOx-B3 CORPS ASSEMBLE",null,6811,3661238157620,null,null,null,523.29999999999995,"GC"]
[]
[100007683," DTG 230-7 EcoNOx-K3 CORPS ASSEMBLE",null,3984,3661238157613,null,null,null,297.3,"GC"]
[100007686," DTG 230-8 EcoNOx-K3 CORPS ASSEMBLE",null,4482,3661238157606,null,null,null,328.8,"GC"]
[100007687," DTG 230-9 EcoNOx-K3 CORPS ASSEMBLE",null,4989,3661238157590,null,null,null,366.8,"GC"]
[100007688," DTG 230-10 EcoNOx-K3 CORPS ASSEMBLE",null,5339,3661238157583,null,null,null,392.3,"GC"]
[100007689," DTG 230-11 EcoNOx-K3 CORPS ASSEMBLE",null,5754,3661238157576,null,null,null,432.8,"GC"]
[100007690," DTG 230-12 EcoNOx-K3 CORPS ASSEMBLE",null,6148,3661238157569,null,null,null,458.8,"GC"]
[100007691," DTG 230-13 EcoNOx-K3 CORPS ASSEMBLE",null,6621,3661238157552,null,null,null,494.8,"GC"]
[100007692," DTG 230-14 EcoNOx-K3 CORPS ASSEMBLE",null,7101,3661238157545,null,null,null,523.29999999999995,"GC"]
[]
[100007694," DTG 230-7 EcoNOx-Diematic m3 CORPS ASSEMBLE",null,4500,3661238157538,null,null,null,297.8,"GC"]
[100007695," DTG 230-8 EcoNOx-Diematic m3 CORPS ASSEMBLE",null,4998,3661238157521,null,null,null,329.3,"GC"]
[100007696," DTG 230-9 EcoNOx-Diematic m3 CORPS ASSEMBLE",null,5505,3661238157514,null,null,null,367.3,"GC"]
[100007697," DTG 230-10 EcoNOx-Diematic m3 CORPS ASSEMBLE",null,5855,3661238157507,null,null,null,392.8,"GC"]
[100007698," DTG 230-11 EcoNOx-Diematic m3 CORPS ASSEMBLE",null,6270,3661238157491,null,null,null,433.3,"GC"]
[100007699," DTG 230-12 EcoNOx-Diematic m3 CORPS ASSEMBLE",null,6664,3661238157484,null,null,null,459.3,"GC"]
[100007700," DTG 230-13 EcoNOx-Diematic m3 CORPS ASSEMBLE",null,7137,3661238157477,null,null,null,495.3,"GC"]
[100007701," DTG 230-14 EcoNOx-Diematic m3 CORPS ASSEMBLE",null,7617,3661238157460,null,null,null,523.79999999999995,"GC"]
[null,null,null,null,""]
["LISTE DES COLIS DTG 230 Eco.NOx"]
["REFERENCE","DESIGNATION","COLIS","PRIX","Code EAN","DIMENSIONS EMBALLAGE",null,null,"POIDS","GROUPE"]
[null,null,null,"EUR","","L","l","H","KG","ARTICLE"]
[null,null,null,null,""]
[83777478,"COLIS CORPS + SOCLE 7 ELEMENTS","CY075",882,3661238015302,840,720,790,208,"GC"]
[83777479,"COLIS CORPS + SOCLE 8 ELEMENTS","CY076",1068,3661238015296,930,720,755,233,"GC"]
[83777400,"COLIS CORPS + SOCLE 9 ELEMENTS","CY003",1226,3661238015432,1090,720,780,264,"GC"]
[83777401,"COLIS CORPS + SOCLE 10 ELEMENTS","CY004",1456,3661238015425,1090,720,780,284,"GC"]
[83777402,"COLIS CORPS + SOCLE 11 ELEMENTS","CY005",1632,3661238015418,1260,720,780,318,"GC"]
[83777403,"COLIS CORPS + SOCLE 12 ELEMENTS","CY006",1834,3661238015401,1260,720,780,339,"GC"]
[83777404,"COLIS CORPS + SOCLE 13 ELEMENTS","CY007",2012,3661238015395,1430,720,780,368,"GC"]
[83777405,"COLIS CORPS + SOCLE 14 ELEMENTS","CY008",2214,3661238015388,1430,720,780,393,"GC"]
[]
[83777488,"ELEMENTS VRAC + ACCESSOIRES 7 ELEMENTS","CY085",882,3661238015289,880,740,820,200,"GC"]
[83777489,"ELEMENTS VRAC + ACCESSOIRES 8 ELEMENTS","CY086",1068,3661238015272,960,750,820,245,"GC"]
[83777430,"ELEMENTS VRAC + ACCESSOIRES 9 ELEMENTS","CY035",1226,3661238015371,1120,740,810,280,"GC"]
[83777431,"ELEMENTS VRAC + ACCESSOIRES 10 ELEMENTS","CY036",1456,3661238015364,1120,740,810,299,"GC"]
[83777432,"ELEMENTS VRAC + ACCESSOIRES 11 ELEMENTS","CY037",1632,3661238015357,1290,740,810,324,"GC"]
[83777433,"ELEMENTS VRAC + ACCESSOIRES 12 ELEMENTS","CY038",1834,3661238015340,1290,740,810,350,"GC"]
[83777434,"ELEMENTS VRAC + ACCESSOIRES 13 ELEMENTS","CY039",2012,3661238015333,1460,740,810,380,"GC"]
[83777435,"ELEMENTS VRAC + ACCESSOIRES 14 ELEMENTS","CY040",2214,3661238015326,1460,740,830,407,"GC"]
[]
[100007600,"LIGNE GAZ ECO.NOX 7 ELEMENTS","GJ9",1107,3661238158214,940,490,650,22,"GC"]
[100007601,"LIGNE GAZ ECO.NOX 8 ELEMENTS","GJ10",1371,3661238158207,950,490,650,24,"GC"]
[100007602,"LIGNE GAZ ECO.NOX 9 ELEMENTS","GJ11",1689,3661238158191,950,490,650,24.5,"GC"]
[100007603,"LIGNE GAZ ECO.NOX 10 ELEMENTS","GJ12",1706,3661238158184,1120,490,650,27.5,"GC"]
[100007604,"LIGNE GAZ ECO.NOX 11 ELEMENTS","GJ13",1806,3661238158177,1120,490,650,28.5,"GC"]
[100007605,"LIGNE GAZ ECO.NOX 12 ELEMENTS","GJ14",1926,3661238158160,1290,490,650,31,"GC"]
[100007606,"LIGNE GAZ ECO.NOX 13 ELEMENTS","GJ15",2082,3661238158153,1290,490,650,32,"GC"]
[100007607,"LIGNE GAZ ECO.NOX 14 ELEMENTS","GJ16",2230,3661238158146,1370,490,650,34,"GC"]
[]
[85027014,"ANTIREFOULEUR ECO.NOX + ISOL. + TUBES 7 ELEMENTS","GC25",460,3661238032965,730,700,460,23,"GC"]
[85027015,"ANTIREFOULEUR ECO.NOX + ISOL. + TUBES 8 ELEMENTS","GC26",494,3661238032958,875,730,450,25,"GC"]
[85027016,"ANTIREFOULEUR ECO.NOX + ISOL. + TUBES 9 ELEMENTS","GC27",502,3661238032941,875,730,450,27.5,"GC"]
[85027017,"ANTIREFOULEUR ECO.NOX + ISOL. + TUBES 10 ELEMENTS","GC28",574,3661238032934,1040,730,450,30,"GC"]
[85027018,"ANTIREFOULEUR ECO.NOX + ISOL. + TUBES 11 ELEMENTS","GC29",588,3661238032927,1040,730,450,32,"GC"]
[85027019,"ANTIREFOULEUR ECO.NOX + ISOL. + TUBES 12 ELEMENTS","GC30",622,3661238032910,1205,730,450,34.5,"GC"]
[85027020,"ANTIREFOULEUR ECO.NOX + ISOL. + TUBES 13 ELEMENTS","GC31",700,3661238032903,1205,730,450,36.5,"GC"]
[85027169,"ANTIREFOULEUR ECO.NOX/II + ISOL. + TUBES 14 ELEMENTS","GC189",783,3661238032446,1370,730,450,38,"GC"]
[]
[100007628,"COLIS HABILLAGE 7 ELEMENTS","GJ26",502,3661238158054,970,910,240,34.5,"GC"]
[100007629,"COLIS HABILLAGE 8 ELEMENTS","GJ27",516,3661238158047,970,910,240,37,"GC"]
[100007631,"COLIS HABILLAGE 9 ELEMENTS","GJ28",539,3661238158030,1140,910,240,41,"GC"]
[100007632,"COLIS HABILLAGE 10 ELEMENTS","GJ29",570,3661238158023,1140,910,240,41,"GC"]
[100007633,"COLIS HABILLAGE 11 ELEMENTS","GJ30",695,3661238158016,1300,910,240,44.5,"GC"]
[100007634,"COLIS HABILLAGE 12 ELEMENTS","GJ31",733,3661238158009,1300,910,240,44.5,"GC"]
[100007635,"COLIS HABILLAGE 13 ELEMENTS","GJ32",794,3661238157996,1450,910,240,48.5,"GC"]
[100007636,"COLIS HABILLAGE 14 ELEMENTS","GJ33",841,3661238157989,1450,910,240,48.5,"GC"]
[]
[100007593,"TABLEAU B3","GJ5",706,3661238158245,830,320,370,9.5,"GC"]
[100007594,"TABLEAU K3","GJ6",996,3661238158238,830,320,370,9.5,"GC"]
[100007595,"TABLEAU Diematic m3","GJ7",1512,3661238158221,830,320,370,10,"GC"]
[]
["OPTIONS DTG 230 ECO.NOX"]
["REFERENCE","DESIGNATION","COLIS","PRIX","Code EAN","DIMENSIONS EMBALLAGE",null,null,"POIDS","GROUPE"]
[null,null,null,"EUR","","L","l","H","KG","ARTICLE"]
[null,null,null,null,""]
["OPTIONS TOUS MODELES",null,null,null,""]
[null,null,null,null,""]
[85027171,"KIT VANNE DE SECURITE + PRESSOSTAT","GC191",561.9,3661238032439,255,240,285,3.5,"GC"]
[85027112,"TRANSFORMATEUR DE SEPARATION DES CIRCUITS 100 VA PRECABLE","GC123",93.4,3661238032644,310,210,135,3.7,"GC"]
[85027011,"THERMOSTAT ANTI-REFOULEUR POU CHAUDIERES 10 A 14 ELEMENTS","GC22",92.1,3661238032996,260,160,120,0.4,"GC"]
[85027172,"KIT DE FONCTIONNEMENT A 300 MBAR","GC192",596.6,3661238032422,255,240,285,5,"GC"]
[88017847,"AMPLIFICATEUR DE COURANT D'IONISATION","AD132",130.1,3661238048867,260,160,120,0.8,"GC"]
[]
["OPTIONS TABLEAU B3"]
[]
[82197729,"THERMOMETRE DE FUMEES","BP28",104.8,3661238020733,195,150,125,0.3,"GC"]
[82187730,"COMPTEUR HORAIRE","BG40",139.6,3661238020849,195,150,125,0.2,"CH"]
[]
[88017859,"THERMOSTAT D'AMBIANCE NON PROGRAMMABLE","AD140",42.9,3661238048805,80,80,40,0.1,"CM"]
[88017855,"THERMOSTAT D'AMBIANCE PROGRAMMABLE (FILAIRE)","AD137",137.80000000000001,3661238048836,130,90,55,0.2,"CM"]
[88017018,"THERMOSTAT D'AMBIANCE PROGRAMMABLE (SANS FILS)","AD200",242.7,3661238049178,175,150,90,0.4,"CM"]
[100000030,"COLIS OPTION SONDE ECS","AD212",43.5,3661238011168,200,150,30,0.2,"CM"]
[]
["OPTIONS TABLEAU K3"]
[]
[85757742,"SONDE DE TEMPERATURE FUMEES  ","FM47",59.8,3661238022744,210,160,40,0.2,"CH"]
[100004970,"PLATINES + SONDE POUR 1ER CIRCUIT VANNE POUR TABLEAU K3","AD220",272.5,3661238001893,310,210,130,0.7,"GC"]
[85757743,"PLATINE + SONDE POUR 1 CIRCUIT AVEC VANNE MELANGEUSE","FM48",152.6,3661238022737,260,170,120,0.4,"CM"]
[100004636,"COMMANDE A DISTANCE RADIO CDR 2","FM161",310.39999999999998,3661238002456,200,150,130,0.6,"CM"]
[100004637,"MODULE CDR 2 SUPPLEMENTAIRE","FM162",205.5,3661238002449,280,200,40,0.2,"CM"]
[85757746,"COMMANDE A DISTANCE INTERACTIVE CDI 2 ","FM51",176.1,3661238022713,180,110,85,0.3,"CM"]
[85757747,"COMMANDE A DISTANCE SIMPLIFIEE AVEC SONDE D'AMBIANCE","FM52",88,3661238022706,110,85,40,0.1,"CM"]
[100012044,"SONDE D'AMBIANCE","AD244",71.3,3661238374775,105,85,40,0.1,"CH"]
[]
["OPTIONS TABLEAU DIEMATIC-M 3"]
[]
[85757742,"SONDE DE TEMPERATURE FUMEES  ","FM47",59.8,3661238022744,210,160,40,0.2,"CH"]
[88017017,"SONDE DEPART V3V","AD199",69.3,3661238049185,150,200,40,0.2,"CH"]
[85757743,"PLATINE + SONDE POUR 1 CIRCUIT AVEC VANNE MELANGEUSE","FM48",152.6,3661238022737,260,170,120,0.4,"CM"]
[85757746,"COMMANDE A DISTANCE INTERACTIVE CDI 2 ","FM51",176.1,3661238022713,180,110,85,0.3,"CM"]
[100004636,"COMMANDE A DISTANCE RADIO CDR 2","FM161",310.39999999999998,3661238002456,200,150,130,0.6,"CM"]
[100004637,"MODULE CDR 2 SUPPLEMENTAIRE","FM162",205.5,3661238002449,280,200,40,0.2,"CM"]
[100010960,"SONDE EXTERIEURE RADIO DIEMATIC 3","AD241",67.8,3661238338128,150,210,30,0.2,"CH"]
[100010961,"MODULE CHAUDIERE RADIO DIEMATIC 3","AD242",105.1,3661238338135,260,160,120,0.3,"CH"]
[85757747,"COMMANDE A DISTANCE SIMPLIFIEE AVEC SONDE D'AMBIANCE","FM52",88,3661238022706,110,85,40,0.1,"CM"]
[88017851,"CABLE DE LIAISON BUS LG 12 M","AD134",92.7,3661238048850,350,260,30,0.4,"CM"]
[81997720,"CABLE DE LIAISON LG 40 M","DB119",126.2,3661238001350,310,215,130,1.3,"CH"]
[88017878,"MODULE DE TELESURVEILLANCE VOCAL","AD152",595.9,3661238048751,210,190,105,1.1000000000000001,"CM"]
[100000030,"COLIS OPTION SONDE ECS","AD212",43.5,3661238011168,200,150,30,0.2,"CM"]
[88017887,"SONDES POUR BALLON TAMPON","AD160",83.6,3661238048720,210,150,40,0.2,"CM"]
[100004781,"SONDE PLONGEUR DIEMATIC 3","AD218",157.5,3661238002234,190,145,120,0.3,"GC"]
[88017832,"REGULATION DIEMATIC VM","AD120",1397,3661238048935,415,280,190,4.3,"GC"]
[100012044,"SONDE D'AMBIANCE","AD244",71.3,3661238374775,105,85,40,0.1,"CH"]
[]
["AUTRES ACCESSOIRES"]
[]
[85027173,"KIT DE CONVERSION AU PROPANE","GC193",82.4,3661238032415,240,190,40,0.4,"GC"]
[88017847,"AMPLIFICATEUR DE COURANT D'IONISATION","AD132",130.1,3661238048867,260,160,120,0.8,"GC"]
[]
["DTG 230 S    "]
["REFERENCE","DESIGNATION","COLIS","PRIX","Code EAN","DIMENSIONS EMBALLAGE",null,null,"POIDS","GROUPE"]
[null,null,null,"EUR","","L","l","H","KG","ARTICLE"]
[null,null,null,null,""]
["CHAUDIERE MONTEE",null,null,null,""]
[null,null,null,null,""]
[100007702," DTG 230-7 S-B3",null,3328,3661238157453,null,null,null,274.8,"GC"]
[100007703," DTG 230-8 S-B3",null,3776,3661238157446,null,null,null,325.8,"GC"]
[]
[100007704," DTG 230-7 S-K3",null,3618,3661238157439,null,null,null,274.8,"GC"]
[100007705," DTG 230-8 S-K3",null,4066,3661238157422,null,null,null,325.8,"GC"]
[]
[100007706," DTG 230-7 S-Diematic m3",null,4134,3661238157415,null,null,null,275.3,"GC"]
[100007707," DTG 230-8 S-Diematic m3",null,4582,3661238157408,null,null,null,326.3,"GC"]
[]
["LISTE DES COLIS"]
[]
[100007591," DTG 230-7 S","GJ3",2585,3661238158269,1000,1135,1130,265,"GC"]
[100007592," DTG 230-8 S","GJ4",3033,3661238158252,1080,1150,1140,316,"GC"]
[]
[100007593,"TABLEAU B3","GJ5",706,3661238158245,830,320,370,9.5,"GC"]
[100007594,"TABLEAU K3","GJ6",996,3661238158238,830,320,370,9.5,"GC"]
[100007595,"TABLEAU Diematic m3","GJ7",1512,3661238158221,830,320,370,10,"GC"]
[]
[100007792,"NOTICES DTG 230 S B3 FR","GJ37",37,3661238156890,400,270,10,0.3,"GC"]
[100007793,"NOTICES DTG 230 S K3 FR","GJ38",37,3661238156883,400,270,10,0.3,"GC"]
[100007794,"NOTICES DTG 230 S Diematic M3 FR","GJ39",37,3661238156876,400,270,10,0.4,"GC"]
[]
[]
["CHAUDIERE CORPS EN VRAC"]
[]
[100007708," DTG 230-7 S-B3 CORPS EN VRAC",null,3328,3661238157392,null,null,null,284.3,"GC"]
[100007710," DTG 230-8 S-B3 CORPS EN VRAC",null,3776,3661238157385,null,null,null,334.8,"GC"]
[100007711," DTG 230-9 S-B3 CORPS EN VRAC",null,4235,3661238157378,null,null,null,376.8,"GC"]
[100007712," DTG 230-10 S-B3 CORPS EN VRAC",null,4549,3661238157361,null,null,null,400.3,"GC"]
[100007713," DTG 230-11 S-B3 CORPS EN VRAC",null,4941,3661238157354,null,null,null,430.8,"GC"]
[100007714," DTG 230-12 S-B3 CORPS EN VRAC",null,5275,3661238157347,null,null,null,459.8,"GC"]
[100007715," DTG 230-13 S-B3 CORPS EN VRAC",null,5703,3661238157330,null,null,null,496.3,"GC"]
[100007716," DTG 230-14 S-B3 CORPS EN VRAC",null,6136,3661238157323,null,null,null,531.79999999999995,"GC"]
[]
[100007717," DTG 230-7 S-K3 CORPS EN VRAC",null,3618,3661238157316,null,null,null,284.3,"GC"]
[100007718," DTG 230-8 S-K3 CORPS EN VRAC",null,4066,3661238157309,null,null,null,334.8,"GC"]
[100007719," DTG 230-9 S-K3 CORPS EN VRAC",null,4525,3661238157293,null,null,null,376.8,"GC"]
[100007721," DTG 230-10 S-K3 CORPS EN VRAC",null,4839,3661238157286,null,null,null,400.3,"GC"]
[100007722," DTG 230-11 S-K3 CORPS EN VRAC",null,5231,3661238157279,null,null,null,430.8,"GC"]
[100007723," DTG 230-12 S-K3 CORPS EN VRAC",null,5565,3661238157262,null,null,null,459.8,"GC"]
[100007724," DTG 230-13 S-K3 CORPS EN VRAC",null,5993,3661238157255,null,null,null,496.3,"GC"]
[100007726," DTG 230-14 S-K3 CORPS EN VRAC",null,6426,3661238157248,null,null,null,531.79999999999995,"GC"]
[]
[100007727," DTG 230-7 S-Diematic m3 CORPS EN VRAC",null,4134,3661238157231,null,null,null,284.8,"GC"]
[100007728," DTG 230-8 S-Diematic m3 CORPS EN VRAC",null,4582,3661238157224,null,null,null,335.3,"GC"]
[100007729," DTG 230-9 S-Diematic m3 CORPS EN VRAC",null,5041,3661238157217,null,null,null,377.3,"GC"]
[100007730," DTG 230-10 S-Diematic m3 CORPS EN VRAC",null,5355,3661238157200,null,null,null,400.8,"GC"]
[100007731," DTG 230-11 S-Diematic m3 CORPS EN VRAC",null,5747,3661238157194,null,null,null,431.3,"GC"]
[100007732," DTG 230-12 S-Diematic m3 CORPS EN VRAC",null,6081,3661238157187,null,null,null,460.3,"GC"]
[100007733," DTG 230-13 S-Diematic m3 CORPS EN VRAC",null,6509,3661238157170,null,null,null,496.8,"GC"]
[100007734," DTG 230-14 S-Diematic m3 CORPS EN VRAC",null,6942,3661238157163,null,null,null,532.29999999999995,"GC"]
[]
["CHAUDIERE CORPS MONTE"]
[]
[100007736," DTG 230-7 S-B3 CORPS ASSEMBLE",null,3328,3661238157156,null,null,null,292.3,"GC"]
[100007737," DTG 230-8 S-B3 CORPS ASSEMBLE",null,3776,3661238157149,null,null,null,322.8,"GC"]
[100007738," DTG 230-9 S-B3 CORPS ASSEMBLE",null,4235,3661238157132,null,null,null,360.8,"GC"]
[100007739," DTG 230-10 S-B3 CORPS ASSEMBLE",null,4549,3661238157125,null,null,null,385.3,"GC"]
[100007741," DTG 230-11 S-B3 CORPS ASSEMBLE",null,4941,3661238157118,null,null,null,424.8,"GC"]
[100007742," DTG 230-12 S-B3 CORPS ASSEMBLE",null,5275,3661238157101,null,null,null,448.8,"GC"]
[100007743," DTG 230-13 S-B3 CORPS ASSEMBLE",null,5703,3661238157095,null,null,null,484.3,"GC"]
[100007744," DTG 230-14 S-B3 CORPS ASSEMBLE",null,6136,3661238157088,null,null,null,517.79999999999995,"GC"]
[]
[100007745," DTG 230-7 S-K3 CORPS ASSEMBLE",null,3618,3661238157071,null,null,null,292.3,"GC"]
[100007746," DTG 230-8 S-K3 CORPS ASSEMBLE",null,4066,3661238157064,null,null,null,322.8,"GC"]
[100007748," DTG 230-9 S-K3 CORPS ASSEMBLE",null,4525,3661238157057,null,null,null,360.8,"GC"]
[100007749," DTG 230-10 S-K3 CORPS ASSEMBLE",null,4839,3661238157040,null,null,null,385.3,"GC"]
[100007750," DTG 230-11 S-K3 CORPS ASSEMBLE",null,5231,3661238157033,null,null,null,424.8,"GC"]
[100007751," DTG 230-12 S-K3 CORPS ASSEMBLE",null,5565,3661238157026,null,null,null,448.8,"GC"]
[100007753," DTG 230-13 S-K3 CORPS ASSEMBLE",null,5993,3661238157019,null,null,null,484.3,"GC"]
[100007754," DTG 230-14 S-K3 CORPS ASSEMBLE",null,6426,3661238157002,null,null,null,517.79999999999995,"GC"]
[]
[100007755," DTG 230-7 S-Diematic m3 CORPS ASSEMBLE",null,4134,3661238156999,null,null,null,292.8,"GC"]
[100007756," DTG 230-8 S-Diematic m3 CORPS ASSEMBLE",null,4582,3661238156982,null,null,null,323.3,"GC"]
[100007757," DTG 230-9 S-Diematic m3 CORPS ASSEMBLE",null,5041,3661238156975,null,null,null,361.3,"GC"]
[100007758," DTG 230-10 S-Diematic m3 CORPS ASSEMBLE",null,5355,3661238156968,null,null,null,385.8,"GC"]
[100007759," DTG 230-11 S-Diematic m3 CORPS ASSEMBLE",null,5747,3661238156951,null,null,null,425.3,"GC"]
[100007760," DTG 230-12 S-Diematic m3 CORPS ASSEMBLE",null,6081,3661238156944,null,null,null,449.3,"GC"]
[100007761," DTG 230-13 S-Diematic m3 CORPS ASSEMBLE",null,6509,3661238156937,null,null,null,484.8,"GC"]
[100007762," DTG 230-14 S-Diematic m3 CORPS ASSEMBLE",null,6942,3661238156920,null,null,null,518.29999999999995,"GC"]
["LISTE DES COLIS DTG 230 S"]
["REFERENCE","DESIGNATION","COLIS","PRIX","Code EAN","DIMENSIONS EMBALLAGE",null,null,"POIDS","GROUPE"]
[null,null,null,"EUR","","L","l","H","KG","ARTICLE"]
[null,null,null,null,""]
[83777478,"COLIS CORPS + SOCLE 7 ELEMENTS","CY075",882,3661238015302,840,720,790,208,"GC"]
[83777479,"COLIS CORPS + SOCLE 8 ELEMENTS","CY076",1068,3661238015296,930,720,755,233,"GC"]
[83777400,"COLIS CORPS + SOCLE 9 ELEMENTS","CY003",1226,3661238015432,1090,720,780,264,"GC"]
[83777401,"COLIS CORPS + SOCLE 10 ELEMENTS","CY004",1456,3661238015425,1090,720,780,284,"GC"]
[83777402,"COLIS CORPS + SOCLE 11 ELEMENTS","CY005",1632,3661238015418,1260,720,780,318,"GC"]
[83777403,"COLIS CORPS + SOCLE 12 ELEMENTS","CY006",1834,3661238015401,1260,720,780,339,"GC"]
[83777404,"COLIS CORPS + SOCLE 13 ELEMENTS","CY007",2012,3661238015395,1430,720,780,368,"GC"]
[83777405,"COLIS CORPS + SOCLE 14 ELEMENTS","CY008",2214,3661238015388,1430,720,780,393,"GC"]
[]
[83777488,"ELEMENTS VRAC + ACCESSOIRES 7 ELEMENTS","CY085",882,3661238015289,880,740,820,200,"GC"]
[83777489,"ELEMENTS VRAC + ACCESSOIRES 8 ELEMENTS","CY086",1068,3661238015272,960,750,820,245,"GC"]
[83777430,"ELEMENTS VRAC + ACCESSOIRES 9 ELEMENTS","CY035",1226,3661238015371,1120,740,810,280,"GC"]
[83777431,"ELEMENTS VRAC + ACCESSOIRES 10 ELEMENTS","CY036",1456,3661238015364,1120,740,810,299,"GC"]
[83777432,"ELEMENTS VRAC + ACCESSOIRES 11 ELEMENTS","CY037",1632,3661238015357,1290,740,810,324,"GC"]
[83777433,"ELEMENTS VRAC + ACCESSOIRES 12 ELEMENTS","CY038",1834,3661238015340,1290,740,810,350,"GC"]
[83777434,"ELEMENTS VRAC + ACCESSOIRES 13 ELEMENTS","CY039",2012,3661238015333,1460,740,810,380,"GC"]
[83777435,"ELEMENTS VRAC + ACCESSOIRES 14 ELEMENTS","CY040",2214,3661238015326,1460,740,830,407,"GC"]
[]
[100007608,"LIGNE GAZ S 7 ELEMENTS","GJ17",925,3661238158139,940,490,650,19,"GC"]
[100007609,"LIGNE GAZ S 8 ELEMENTS","GJ18",1171,3661238158122,950,490,650,20.5,"GC"]
[100007620,"LIGNE GAZ S 9 ELEMENTS","GJ19",1425,3661238158115,950,490,650,20.5,"GC"]
[100007621,"LIGNE GAZ S 10 ELEMENTS","GJ20",1453,3661238158108,1120,490,650,22.5,"GC"]
[100007622,"LIGNE GAZ S 11 ELEMENTS","GJ21",1543,3661238158092,1120,490,650,22.5,"GC"]
[100007623,"LIGNE GAZ S 12 ELEMENTS","GJ22",1634,3661238158085,1290,490,650,25,"GC"]
[100007624,"LIGNE GAZ S 13 ELEMENTS","GJ23",1767,3661238158078,1290,490,650,24.5,"GC"]
[100007625,"LIGNE GAZ S 14 ELEMENTS","GJ24",1891,3661238158061,1370,490,650,27,"GC"]
[]
[85027022,"ANTIREFOULEUR S + ISOL. + TUBES 7 ELEMENTS","GC33",276,3661238032880,730,710,450,21,"GC"]
[85027023,"ANTIREFOULEUR S + ISOL. + TUBES 8 ELEMENTS","GC34",278,3661238032873,730,710,450,22.5,"GC"]
[85027024,"ANTIREFOULEUR S + ISOL. + TUBES 9 ELEMENTS","GC35",302,3661238032866,875,730,450,25.5,"GC"]
[85027025,"ANTIREFOULEUR S + ISOL. + TUBES 10 ELEMENTS","GC36",327,3661238032859,875,730,450,28,"GC"]
[85027026,"ANTIREFOULEUR S + ISOL. + TUBES 11 ELEMENTS","GC37",328,3661238032842,1040,730,450,30,"GC"]
[85027027,"ANTIREFOULEUR S + ISOL. + TUBES 12 ELEMENTS","GC38",331,3661238032835,1040,730,450,30.5,"GC"]
[85027028,"ANTIREFOULEUR S + ISOL. + TUBES 13 ELEMENTS","GC39",387,3661238032828,1205,730,450,33.5,"GC"]
[85027029,"ANTIREFOULEUR S + ISOL. + TUBES 14 ELEMENTS","GC40",447,3661238032811,1205,730,450,39.5,"GC"]
[]
[100007628,"COLIS HABILLAGE 7 ELEMENTS","GJ26",502,3661238158054,970,910,240,34.5,"GC"]
[100007629,"COLIS HABILLAGE 8 ELEMENTS","GJ27",516,3661238158047,970,910,240,37,"GC"]
[100007631,"COLIS HABILLAGE 9 ELEMENTS","GJ28",539,3661238158030,1140,910,240,41,"GC"]
[100007632,"COLIS HABILLAGE 10 ELEMENTS","GJ29",570,3661238158023,1140,910,240,41,"GC"]
[100007633,"COLIS HABILLAGE 11 ELEMENTS","GJ30",695,3661238158016,1300,910,240,44.5,"GC"]
[100007634,"COLIS HABILLAGE 12 ELEMENTS","GJ31",733,3661238158009,1300,910,240,44.5,"GC"]
[100007635,"COLIS HABILLAGE 13 ELEMENTS","GJ32",794,3661238157996,1450,910,240,48.5,"GC"]
[100007636,"COLIS HABILLAGE 14 ELEMENTS","GJ33",841,3661238157989,1450,910,240,48.5,"GC"]
[]
[100007593,"TABLEAU B3","GJ5",706,3661238158245,830,320,370,9.5,"GC"]
[100007594,"TABLEAU K3","GJ6",996,3661238158238,830,320,370,9.5,"GC"]
[100007595,"TABLEAU Diematic m3","GJ7",1512,3661238158221,830,320,370,10,"GC"]
[null,null,null,null,""]
["OPTIONS DTG 230 S"]
["REFERENCE","DESIGNATION","COLIS","PRIX","Code EAN","DIMENSIONS EMBALLAGE",null,null,"POIDS","GROUPE"]
[null,null,null,"EUR","","L","l","H","KG","ARTICLE"]
[null,null,null,null,""]
["OPTIONS TOUS MODELES",null,null,null,""]
[null,null,null,null,""]
[85027171,"KIT VANNE DE SECURITE + PRESSOSTAT","GC191",561.9,3661238032439,255,240,285,3.5,"GC"]
[85027112,"TRANSFORMATEUR DE SEPARATION DES CIRCUITS 100 VA PRECABLE","GC123",93.4,3661238032644,310,210,135,3.7,"GC"]
[85027011,"THERMOSTAT ANTI-REFOULEUR POU CHAUDIERES 10 A 14 ELEMENTS","GC22",92.1,3661238032996,260,160,120,0.4,"GC"]
[85027172,"KIT DE FONCTIONNEMENT A 300 MBAR","GC192",596.6,3661238032422,255,240,285,5,"GC"]
[88017847,"AMPLIFICATEUR DE COURANT D'IONISATION","AD132",130.1,3661238048867,260,160,120,0.8,"GC"]
[]
["OPTIONS TABLEAU B3"]
[]
[82197729,"THERMOMETRE DE FUMEES","BP28",104.8,3661238020733,195,150,125,0.3,"GC"]
[82187730,"COMPTEUR HORAIRE","BG40",139.6,3661238020849,195,150,125,0.2,"CH"]
[]
[88017859,"THERMOSTAT D'AMBIANCE NON PROGRAMMABLE","AD140",42.9,3661238048805,80,80,40,0.1,"CM"]
[88017855,"THERMOSTAT D'AMBIANCE PROGRAMMABLE (FILAIRE)","AD137",137.80000000000001,3661238048836,130,90,55,0.2,"CM"]
[88017018,"THERMOSTAT D'AMBIANCE PROGRAMMABLE (SANS FILS)","AD200",242.7,3661238049178,175,150,90,0.4,"CM"]
[100000030,"COLIS OPTION SONDE ECS","AD212",43.5,3661238011168,200,150,30,0.2,"CM"]
[]
["OPTIONS TABLEAU K3"]
[]
[85757742,"SONDE DE TEMPERATURE FUMEES  ","FM47",59.8,3661238022744,210,160,40,0.2,"CH"]
[100004970,"PLATINES + SONDE POUR 1ER CIRCUIT VANNE POUR TABLEAU K3","AD220",272.5,3661238001893,310,210,130,0.7,"GC"]
[85757743,"PLATINE + SONDE POUR 1 CIRCUIT AVEC VANNE MELANGEUSE","FM48",152.6,3661238022737,260,170,120,0.4,"CM"]
[100004636,"COMMANDE A DISTANCE RADIO CDR 2","FM161",310.39999999999998,3661238002456,200,150,130,0.6,"CM"]
[100004637,"MODULE CDR 2 SUPPLEMENTAIRE","FM162",205.5,3661238002449,280,200,40,0.2,"CM"]
[85757746,"COMMANDE A DISTANCE INTERACTIVE CDI 2 ","FM51",176.1,3661238022713,180,110,85,0.3,"CM"]
[85757747,"COMMANDE A DISTANCE SIMPLIFIEE AVEC SONDE D'AMBIANCE","FM52",88,3661238022706,110,85,40,0.1,"CM"]
[100012044,"SONDE D'AMBIANCE","AD244",71.3,3661238374775,105,85,40,0.1,"CH"]
[]
["OPTIONS TABLEAU DIEMATIC-M 3"]
[]
[85757742,"SONDE DE TEMPERATURE FUMEES  ","FM47",59.8,3661238022744,210,160,40,0.2,"CH"]
[88017017,"SONDE DEPART V3V","AD199",69.3,3661238049185,150,200,40,0.2,"CH"]
[85757743,"PLATINE + SONDE POUR 1 CIRCUIT AVEC VANNE MELANGEUSE","FM48",152.6,3661238022737,260,170,120,0.4,"CM"]
[85757746,"COMMANDE A DISTANCE INTERACTIVE CDI 2 ","FM51",176.1,3661238022713,180,110,85,0.3,"CM"]
[100004636,"COMMANDE A DISTANCE RADIO CDR 2","FM161",310.39999999999998,3661238002456,200,150,130,0.6,"CM"]
[100004637,"MODULE CDR 2 SUPPLEMENTAIRE","FM162",205.5,3661238002449,280,200,40,0.2,"CM"]
[100010960,"SONDE EXTERIEURE RADIO DIEMATIC 3","AD241",67.8,3661238338128,150,210,30,0.2,"CH"]
[100010961,"MODULE CHAUDIERE RADIO DIEMATIC 3","AD242",105.1,3661238338135,260,160,120,0.3,"CH"]
[85757747,"COMMANDE A DISTANCE SIMPLIFIEE AVEC SONDE D'AMBIANCE","FM52",88,3661238022706,110,85,40,0.1,"CM"]
[88017851,"CABLE DE LIAISON BUS LG 12 M","AD134",92.7,3661238048850,350,260,30,0.4,"CM"]
[81997720,"CABLE DE LIAISON LG 40 M","DB119",126.2,3661238001350,310,215,130,1.3,"CH"]
[88017878,"MODULE DE TELESURVEILLANCE VOCAL","AD152",595.9,3661238048751,210,190,105,1.1000000000000001,"CM"]
[100000030,"COLIS OPTION SONDE ECS","AD212",43.5,3661238011168,200,150,30,0.2,"CM"]
[88017887,"SONDES POUR BALLON TAMPON","AD160",83.6,3661238048720,210,150,40,0.2,"CM"]
[100004781,"SONDE PLONGEUR DIEMATIC 3","AD218",157.5,3661238002234,190,145,120,0.3,"GC"]
[88017832,"REGULATION DIEMATIC VM","AD120",1397,3661238048935,415,280,190,4.3,"GC"]
[100012044,"SONDE D'AMBIANCE","AD244",71.3,3661238374775,105,85,40,0.1,"CH"]
[]
["AUTRES ACCESSOIRES"]
[]
[85027173,"KIT DE CONVERSION AU PROPANE","GC193",82.4,3661238032415,240,190,40,0.4,"GC"]
[88017847,"AMPLIFICATEUR DE COURANT D'IONISATION","AD132",130.1,3661238048867,260,160,120,0.8,"GC"]
[]
["DTG 330 Eco.NOx 20/25 MBAR  "]
["REFERENCE","DESIGNATION","COLIS","PRIX","Code EAN","DIMENSIONS EMBALLAGE",null,null,"POIDS","GROUPE"]
[null,null,null,"EUR","","L","l","H","KG","ARTICLE"]
[null,null,null,null,""]
["CHAUDIERES CORPS EN VRAC 20/25 MBAR",null,null,null,""]
[null,null,null,null,""]
[100006878," DTG330-8 EcoNOx-B3 20/25 MBAR CORPS EN VRAC",null,7249,3661238161320,null,null,null,668,"GC"]
[100006879," DTG330-9 EcoNOx-B3 20/25 MBAR CORPS EN VRAC",null,7889,3661238161313,null,null,null,728.6,"GC"]
[100006880," DTG330-10 EcoNOx-B3 20/25 MBAR CORPS EN VRAC",null,8955,3661238161306,null,null,null,792.2,"GC"]
[100006881," DTG330-11 EcoNOx-B3 20/25 MBAR CORPS EN VRAC",null,9807,3661238161290,null,null,null,861.8,"GC"]
[100006882," DTG330-12 EcoNOx-B3 20/25 MBAR CORPS EN VRAC",null,10876,3661238161283,null,null,null,921.8,"GC"]
[100006883," DTG330-14 EcoNOx-B3 20/25 MBAR CORPS EN VRAC",null,11728,3661238161276,null,null,null,1091.5,"GC"]
[100006884," DTG330-16 EcoNOx-B3 20/25 MBAR CORPS EN VRAC",null,12362,3661238161269,null,null,null,1240.7,"GC"]
[100006885," DTG330-18 EcoNOx-B3 20/25 MBAR CORPS EN VRAC",null,13855,3661238161252,null,null,null,1384.4,"GC"]
[100006886," DTG330-20 EcoNOx-B3 20/25 MBAR CORPS EN VRAC",null,14499,3661238161245,null,null,null,1520.6,"GC"]
[]
[100006923," DTG330-8 EcoNOx-K3 20/25 MBAR CORPS EN VRAC",null,7430,3661238161238,null,null,null,668.5,"GC"]
[100006924," DTG330-9 EcoNOx-K3 20/25 MBAR CORPS EN VRAC",null,8070,3661238161221,null,null,null,729.1,"GC"]
[100006926," DTG330-10 EcoNOx-K3 20/25 MBAR CORPS EN VRAC",null,9136,3661238161214,null,null,null,792.7,"GC"]
[100006927," DTG330-11 EcoNOx-K3 20/25 MBAR CORPS EN VRAC",null,9988,3661238161207,null,null,null,862.3,"GC"]
[100006929," DTG330-12 EcoNOx-K3 20/25 MBAR CORPS EN VRAC",null,11057,3661238161191,null,null,null,922.3,"GC"]
[100006931," DTG330-14 EcoNOx-K3 20/25 MBAR CORPS EN VRAC",null,11909,3661238161184,null,null,null,1092,"GC"]
[100006932," DTG330-16 EcoNOx-K3 20/25 MBAR CORPS EN VRAC",null,12543,3661238161177,null,null,null,1241.2,"GC"]
[100006933," DTG330-18 EcoNOx-K3 20/25 MBAR CORPS EN VRAC",null,14036,3661238161160,null,null,null,1384.9,"GC"]
[100006935," DTG330-20 EcoNOx-K3 20/25 MBAR CORPS EN VRAC",null,14680,3661238161153,null,null,null,1521.1,"GC"]
[]
[100007176," DTG330-8 EcoNOx-Diematic m3 20/25 MBAR CORPS EN VRAC",null,8124,3661238160903,null,null,null,669,"GC"]
[100007177," DTG330-9 EcoNOx-Diematic m3 20/25 MBAR CORPS EN VRAC",null,8764,3661238160897,null,null,null,729.6,"GC"]
[100007178," DTG330-10 EcoNOx-Diematic m3 20/25 MBAR CORPS EN VRAC",null,9830,3661238160880,null,null,null,793.2,"GC"]
[100007179," DTG330-11 EcoNOx-Diematic m3 20/25 MBAR CORPS EN VRAC",null,10682,3661238160873,null,null,null,862.8,"GC"]
[100007180," DTG330-12 EcoNOx-Diematic m3 20/25 MBAR CORPS EN VRAC",null,11751,3661238160866,null,null,null,922.8,"GC"]
[100007181," DTG330-14 EcoNOx-Diematic m3 20/25 MBAR CORPS EN VRAC",null,12603,3661238160859,null,null,null,1092.5,"GC"]
[100007182," DTG330-16 EcoNOx-Diematic m3 20/25 MBAR CORPS EN VRAC",null,13237,3661238160842,null,null,null,1241.7,"GC"]
[100007183," DTG330-18 EcoNOx-Diematic m3 20/25 MBAR CORPS EN VRAC",null,14730,3661238160835,null,null,null,1385.4,"GC"]
[100007184," DTG330-20 EcoNOx-Diematic m3 20/25 MBAR CORPS EN VRAC",null,15374,3661238160828,null,null,null,1521.6,"GC"]
[]
["CHAUDIERES CORPS ASSEMBLE 20/25 MBAR"]
[]
[100007186," DTG330-8 EcoNOx-B3 20/25 MBAR CORPS MONTE",null,7456,3661238160811,null,null,null,653.79999999999995,"GC"]
[100007187," DTG330-9 EcoNOx-B3 20/25 MBAR CORPS MONTE",null,8117,3661238160804,null,null,null,716.8,"GC"]
[100007188," DTG330-10 EcoNOx-B3 20/25 MBAR CORPS MONTE",null,9206,3661238160798,null,null,null,789.3,"GC"]
[100007189," DTG330-11 EcoNOx-B3 20/25 MBAR CORPS MONTE",null,10078,3661238160781,null,null,null,861.8,"GC"]
[100007190," DTG330-12 EcoNOx-B3 20/25 MBAR CORPS MONTE",null,11168,3661238160774,null,null,null,908.8,"GC"]
[100007191," DTG330-14 EcoNOx-B3 20/25 MBAR CORPS MONTE",null,12061,3661238160767,null,null,null,1072.3,"GC"]
[100007192," DTG330-16 EcoNOx-B3 20/25 MBAR CORPS MONTE",null,12737,3661238160750,null,null,null,1217.8,"GC"]
[100007193," DTG330-18 EcoNOx-B3 20/25 MBAR CORPS MONTE",null,14272,3661238160743,null,null,null,1363.3,"GC"]
[100007194," DTG330-20 EcoNOx-B3 20/25 MBAR CORPS MONTE",null,14958,3661238160736,null,null,null,1489.8,"GC"]
[]
[100007195," DTG330-8 EcoNOx-K3 20/25 MBAR CORPS MONTE",null,7637,3661238160729,null,null,null,654.29999999999995,"GC"]
[100007196," DTG330-9 EcoNOx-K3 20/25 MBAR CORPS MONTE",null,8298,3661238160712,null,null,null,717.3,"GC"]
[100007197," DTG330-10 EcoNOx-K3 20/25 MBAR CORPS MONTE",null,9387,3661238160705,null,null,null,789.8,"GC"]
[100007198," DTG330-11 EcoNOx-K3 20/25 MBAR CORPS MONTE",null,10259,3661238160699,null,null,null,862.3,"GC"]
[100007199," DTG330-12 EcoNOx-K3 20/25 MBAR CORPS MONTE",null,11349,3661238160682,null,null,null,909.3,"GC"]
[100007200," DTG330-14 EcoNOx-K3 20/25 MBAR CORPS MONTE",null,12242,3661238160675,null,null,null,1072.8,"GC"]
[100007201," DTG330-16 EcoNOx-K3 20/25 MBAR CORPS MONTE",null,12918,3661238160668,null,null,null,1218.3,"GC"]
[100007202," DTG330-18 EcoNOx-K3 20/25 MBAR CORPS MONTE",null,14453,3661238160651,null,null,null,1363.8,"GC"]
[100007203," DTG330-20 EcoNOx-K3 20/25 MBAR CORPS MONTE",null,15139,3661238160644,null,null,null,1490.3,"GC"]
[]
[100007204," DTG330-8 EcoNOx-Diematic m3 20/25 MBAR CORPS MONTE",null,8331,3661238160637,null,null,null,654.79999999999995,"GC"]
[100007205," DTG330-9 EcoNOx-Diematic m3 20/25 MBAR CORPS MONTE",null,8992,3661238160620,null,null,null,717.8,"GC"]
[100007206," DTG330-10 EcoNOx-Diematic m3 20/25 MBAR CORPS MONTE",null,10081,3661238160613,null,null,null,790.3,"GC"]
[100007207," DTG330-11 EcoNOx-Diematic m3 20/25 MBAR CORPS MONTE",null,10953,3661238160606,null,null,null,862.8,"GC"]
[100007208," DTG330-12 EcoNOx-Diematic m3 20/25 MBAR CORPS MONTE",null,12043,3661238160590,null,null,null,909.8,"GC"]
[100007209," DTG330-14 EcoNOx-Diematic m3 20/25 MBAR CORPS MONTE",null,12936,3661238160583,null,null,null,1073.3,"GC"]
[100007210," DTG330-16 EcoNOx-Diematic m3 20/25 MBAR CORPS MONTE",null,13612,3661238160576,null,null,null,1218.8,"GC"]
[100007211," DTG330-18 EcoNOx-Diematic m3 20/25 MBAR CORPS MONTE",null,15147,3661238160569,null,null,null,1364.3,"GC"]
[100007212," DTG330-20 EcoNOx-Diematic m3 20/25 MBAR CORPS MONTE",null,15833,3661238160552,null,null,null,1490.8,"GC"]
[null,null,null,null,""]
["DTG 330 Eco.NOx 300 MBAR              "]
["REFERENCE","DESIGNATION","COLIS","PRIX","Code EAN","DIMENSIONS EMBALLAGE",null,null,"POIDS","GROUPE"]
[null,null,null,"EUR","","L","l","H","KG","ARTICLE"]
[null,null,null,null,""]
["CHAUDIERES CORPS EN VRAC 300 MBAR",null,null,null,""]
[null,null,null,null,""]
[100007131," DTG330-8 EcoNOx-B3 300 MBAR CORPS EN VRAC",null,7249,3661238161016,null,null,null,661.5,"GC"]
[100007132," DTG330-9 EcoNOx-B3 300 MBAR CORPS EN VRAC",null,7889,3661238161009,null,null,null,721.6,"GC"]
[100007133," DTG330-10 EcoNOx-B3 300 MBAR CORPS EN VRAC",null,8955,3661238160996,null,null,null,792.2,"GC"]
[100007134," DTG330-11 EcoNOx-B3 300 MBAR CORPS EN VRAC",null,9807,3661238160989,null,null,null,856.8,"GC"]
[100007135," DTG330-12 EcoNOx-B3 300 MBAR CORPS EN VRAC",null,10876,3661238160972,null,null,null,923.8,"GC"]
[100007136," DTG330-14 EcoNOx-B3 300 MBAR CORPS EN VRAC",null,11728,3661238160965,null,null,null,1090.5,"GC"]
[100007137," DTG330-16 EcoNOx-B3 300 MBAR CORPS EN VRAC",null,12362,3661238160958,null,null,null,1234.7,"GC"]
[100007138," DTG330-18 EcoNOx-B3 300 MBAR CORPS EN VRAC",null,13855,3661238160941,null,null,null,1384.4,"GC"]
[100007139," DTG330-20 EcoNOx-B3 300 MBAR CORPS EN VRAC",null,14499,3661238160934,null,null,null,1510.1,"GC"]
[]
[100007230," DTG330-8 EcoNOx-K3 300 MBAR CORPS EN VRAC",null,7430,3661238160545,null,null,null,662,"GC"]
[100007231," DTG330-9 EcoNOx-K3 300 MBAR CORPS EN VRAC",null,8070,3661238160538,null,null,null,722.1,"GC"]
[100007232," DTG330-10 EcoNOx-K3 300 MBAR CORPS EN VRAC",null,9136,3661238160521,null,null,null,792.7,"GC"]
[100007233," DTG330-11 EcoNOx-K3 300 MBAR CORPS EN VRAC",null,9988,3661238160514,null,null,null,857.3,"GC"]
[100007234," DTG330-12 EcoNOx-K3 300 MBAR CORPS EN VRAC",null,11057,3661238160507,null,null,null,924.3,"GC"]
[100007235," DTG330-14 EcoNOx-K3 300 MBAR CORPS EN VRAC",null,11909,3661238160491,null,null,null,1091,"GC"]
[100007236," DTG330-16 EcoNOx-K3 300 MBAR CORPS EN VRAC",null,12543,3661238160484,null,null,null,1235.2,"GC"]
[100007237," DTG330-18 EcoNOx-K3 300 MBAR CORPS EN VRAC",null,14036,3661238160477,null,null,null,1384.9,"GC"]
[100007238," DTG330-20 EcoNOx-K3 300 MBAR CORPS EN VRAC",null,14680,3661238160460,null,null,null,1510.6,"GC"]
[]
[100007239," DTG330-8 EcoNOx-Diematic m3 300 MBAR CORPS EN VRAC",null,8124,3661238160453,null,null,null,662.5,"GC"]
[100007240," DTG330-9 EcoNOx-Diematic m3 300 MBAR CORPS EN VRAC",null,8764,3661238160446,null,null,null,722.6,"GC"]
[100007241," DTG330-10 EcoNOx-Diematic m3 300 MBAR CORPS EN VRAC",null,9830,3661238160439,null,null,null,793.2,"GC"]
[100007242," DTG330-11 EcoNOx-Diematic m3 300 MBAR CORPS EN VRAC",null,10682,3661238160422,null,null,null,857.8,"GC"]
[100007243," DTG330-12 EcoNOx-Diematic m3 300 MBAR CORPS EN VRAC",null,11751,3661238160415,null,null,null,924.8,"GC"]
[100007244," DTG330-14 EcoNOx-Diematic m3 300 MBAR CORPS EN VRAC",null,12603,3661238160408,null,null,null,1091.5,"GC"]
[100007245," DTG330-16 EcoNOx-Diematic m3 300 MBAR CORPS EN VRAC",null,13237,3661238160392,null,null,null,1235.7,"GC"]
[100007246," DTG330-18 EcoNOx-Diematic m3 300 MBAR CORPS EN VRAC",null,14730,3661238160385,null,null,null,1385.4,"GC"]
[100007247," DTG330-20 EcoNOx-Diematic m3 300 MBAR CORPS EN VRAC",null,15374,3661238160378,null,null,null,1511.1,"GC"]
[]
["CHAUDIERES CORPS ASSEMBLE 300 MBAR"]
[]
[100007248," DTG330-8 EcoNOx-B3 300 MBAR CORPS MONTE",null,7456,3661238160361,null,null,null,647.29999999999995,"GC"]
[100007249," DTG330-9 EcoNOx-B3 300 MBAR CORPS MONTE",null,8117,3661238160354,null,null,null,709.8,"GC"]
[100007250," DTG330-10 EcoNOx-B3 300 MBAR CORPS MONTE",null,9206,3661238160347,null,null,null,789.3,"GC"]
[100007251," DTG330-11 EcoNOx-B3 300 MBAR CORPS MONTE",null,10078,3661238160330,null,null,null,856.8,"GC"]
[100007252," DTG330-12 EcoNOx-B3 300 MBAR CORPS MONTE",null,11168,3661238160323,null,null,null,910.8,"GC"]
[100007253," DTG330-14 EcoNOx-B3 300 MBAR CORPS MONTE",null,12061,3661238160316,null,null,null,1071.3,"GC"]
[100007254," DTG330-16 EcoNOx-B3 300 MBAR CORPS MONTE",null,12737,3661238160309,null,null,null,1211.8,"GC"]
[100007255," DTG330-18 EcoNOx-B3 300 MBAR CORPS MONTE",null,14272,3661238160293,null,null,null,1363.3,"GC"]
[100007256," DTG330-20 EcoNOx-B3 300 MBAR CORPS MONTE",null,14958,3661238160286,null,null,null,1479.3,"GC"]
[]
[100007257," DTG330-8 EcoNOx-K3 300 MBAR CORPS MONTE",null,7637,3661238160279,null,null,null,647.79999999999995,"GC"]
[100007258," DTG330-9 EcoNOx-K3 300 MBAR CORPS MONTE",null,8298,3661238160262,null,null,null,710.3,"GC"]
[100007259," DTG330-10 EcoNOx-K3 300 MBAR CORPS MONTE",null,9387,3661238160255,null,null,null,789.8,"GC"]
[100007260," DTG330-11 EcoNOx-K3 300 MBAR CORPS MONTE",null,10259,3661238160248,null,null,null,857.3,"GC"]
[100007261," DTG330-12 EcoNOx-K3 300 MBAR CORPS MONTE",null,11349,3661238160231,null,null,null,911.3,"GC"]
[100007262," DTG330-14 EcoNOx-K3 300 MBAR CORPS MONTE",null,12242,3661238160224,null,null,null,1071.8,"GC"]
[100007263," DTG330-16 EcoNOx-K3 300 MBAR CORPS MONTE",null,12918,3661238160217,null,null,null,1212.3,"GC"]
[100007264," DTG330-18 EcoNOx-K3 300 MBAR CORPS MONTE",null,14453,3661238160200,null,null,null,1363.8,"GC"]
[100007265," DTG330-20 EcoNOx-K3 300 MBAR CORPS MONTE",null,15139,3661238160194,null,null,null,1479.8,"GC"]
[]
[100007266," DTG330-8 EcoNOx-Diematic m3 300 MBAR CORPS MONTE",null,8331,3661238160187,null,null,null,648.29999999999995,"GC"]
[100007267," DTG330-9 EcoNOx-Diematic m3 300 MBAR CORPS MONTE",null,8992,3661238160170,null,null,null,710.8,"GC"]
[100007268," DTG330-10 EcoNOx-Diematic m3 300 MBAR CORPS MONTE",null,10081,3661238160163,null,null,null,790.3,"GC"]
[100007269," DTG330-11 EcoNOx-Diematic m3 300 MBAR CORPS MONTE",null,10953,3661238160156,null,null,null,857.8,"GC"]
[100007270," DTG330-12 EcoNOx-Diematic m3 300 MBAR CORPS MONTE",null,12043,3661238160149,null,null,null,911.8,"GC"]
[100007271," DTG330-14 EcoNOx-Diematic m3 300 MBAR CORPS MONTE",null,12936,3661238160132,null,null,null,1072.3,"GC"]
[100007272," DTG330-16 EcoNOx-Diematic m3 300 MBAR CORPS MONTE",null,13612,3661238160125,null,null,null,1212.8,"GC"]
[100007273," DTG330-18 EcoNOx-Diematic m3 300 MBAR CORPS MONTE",null,15147,3661238160118,null,null,null,1364.3,"GC"]
[100007274," DTG330-20 EcoNOx-Diematic m3 300 MBAR CORPS MONTE",null,15833,3661238160101,null,null,null,1480.3,"GC"]
[null,null,null,null,""]
["DTG 330 S 20/25 MBAR     "]
["REFERENCE","DESIGNATION","COLIS","PRIX","Code EAN","DIMENSIONS EMBALLAGE",null,null,"POIDS","GROUPE"]
[null,null,null,"EUR","","L","l","H","KG","ARTICLE"]
[null,null,null,null,""]
["CHAUDIERES CORPS EN VRAC 20/25 MBAR",null,null,null,""]
[null,null,null,null,""]
[100007275," DTG330-8 S-B3 20/25 MBAR CORPS EN VRAC",null,7035,3661238160095,null,null,null,662.5,"GC"]
[100007276," DTG330-9 S-B3 20/25 MBAR CORPS EN VRAC",null,7675,3661238160088,null,null,null,726.1,"GC"]
[100007277," DTG330-10 S-B3 20/25 MBAR CORPS EN VRAC",null,8315,3661238160071,null,null,null,787.2,"GC"]
[100007278," DTG330-11 S-B3 20/25 MBAR CORPS EN VRAC",null,8956,3661238160064,null,null,null,852.8,"GC"]
[100007279," DTG330-12 S-B3 20/25 MBAR CORPS EN VRAC",null,10237,3661238160057,null,null,null,923.8,"GC"]
[100007280," DTG330-14 S-B3 20/25 MBAR CORPS EN VRAC",null,10878,3661238160040,null,null,null,1092,"GC"]
[100007281," DTG330-16 S-B3 20/25 MBAR CORPS EN VRAC",null,12792,3661238160033,null,null,null,1223.7,"GC"]
[100007282," DTG330-18 S-B3 20/25 MBAR CORPS EN VRAC",null,13855,3661238160026,null,null,null,1384.4,"GC"]
[100007283," DTG330-20 S-B3 20/25 MBAR CORPS EN VRAC",null,14710,3661238160019,null,null,null,1510.1,"GC"]
[]
[100007284," DTG330-8 S-K3 20/25 MBAR CORPS EN VRAC",null,7216,3661238160002,null,null,null,663,"GC"]
[100007285," DTG330-9 S-K3 20/25 MBAR CORPS EN VRAC",null,7856,3661238159990,null,null,null,726.6,"GC"]
[100007286," DTG330-10 S-K3 20/25 MBAR CORPS EN VRAC",null,8496,3661238159983,null,null,null,787.7,"GC"]
[100007287," DTG330-11 S-K3 20/25 MBAR CORPS EN VRAC",null,9137,3661238159976,null,null,null,853.3,"GC"]
[100007288," DTG330-12 S-K3 20/25 MBAR CORPS EN VRAC",null,10418,3661238159969,null,null,null,924.3,"GC"]
[100007289," DTG330-14 S-K3 20/25 MBAR CORPS EN VRAC",null,11059,3661238159952,null,null,null,1092.5,"GC"]
[100007290," DTG330-16 S-K3 20/25 MBAR CORPS EN VRAC",null,12973,3661238159945,null,null,null,1224.2,"GC"]
[100007291," DTG330-18 S-K3 20/25 MBAR CORPS EN VRAC",null,14036,3661238159938,null,null,null,1384.9,"GC"]
[100007292," DTG330-20 S-K3 20/25 MBAR CORPS EN VRAC",null,14891,3661238159921,null,null,null,1510.6,"GC"]
[]
[100007293," DTG330-8 S-Diematic m3 20/25 MBAR CORPS EN VRAC",null,7910,3661238159914,null,null,null,663.5,"GC"]
[100007294," DTG330-9 S-Diematic m3 20/25 MBAR CORPS EN VRAC",null,8550,3661238159907,null,null,null,727.1,"GC"]
[100007295," DTG330-10 S-Diematic m3 20/25 MBAR CORPS EN VRAC",null,9190,3661238159891,null,null,null,788.2,"GC"]
[100007296," DTG330-11 S-Diematic m3 20/25 MBAR CORPS EN VRAC",null,9831,3661238159884,null,null,null,853.8,"GC"]
[100007297," DTG330-12 S-Diematic m3 20/25 MBAR CORPS EN VRAC",null,11112,3661238159877,null,null,null,924.8,"GC"]
[100007298," DTG330-14 S-Diematic m3 20/25 MBAR CORPS EN VRAC",null,11753,3661238159860,null,null,null,1093,"GC"]
[100007299," DTG330-16 S-Diematic m3 20/25 MBAR CORPS EN VRAC",null,13667,3661238159853,null,null,null,1224.7,"GC"]
[100007300," DTG330-18 S-Diematic m3 20/25 MBAR CORPS EN VRAC",null,14730,3661238159846,null,null,null,1385.4,"GC"]
[100007301," DTG330-20 S-Diematic m3 20/25 MBAR CORPS EN VRAC",null,15585,3661238159839,null,null,null,1511.1,"GC"]
[]
["CHAUDIERES CORPS ASSEMBLE 20/25 MBAR"]
[]
[100007302," DTG330-8 S-B3 20/25 MBAR CORPS MONTE",null,7242,3661238159822,null,null,null,648.29999999999995,"GC"]
[100007303," DTG330-9 S-B3 20/25 MBAR CORPS MONTE",null,7903,3661238159815,null,null,null,714.3,"GC"]
[100007304," DTG330-10 S-B3 20/25 MBAR CORPS MONTE",null,8566,3661238159808,null,null,null,784.3,"GC"]
[100007305," DTG330-11 S-B3 20/25 MBAR CORPS MONTE",null,9227,3661238159792,null,null,null,852.8,"GC"]
[100007306," DTG330-12 S-B3 20/25 MBAR CORPS MONTE",null,10529,3661238159785,null,null,null,910.8,"GC"]
[100007308," DTG330-14 S-B3 20/25 MBAR CORPS MONTE",null,11211,3661238159778,null,null,null,1072.8,"GC"]
[100007309," DTG330-16 S-B3 20/25 MBAR CORPS MONTE",null,13167,3661238159761,null,null,null,1200.8,"GC"]
[100007310," DTG330-18 S-B3 20/25 MBAR CORPS MONTE",null,14272,3661238159754,null,null,null,1363.3,"GC"]
[100007311," DTG330-20 S-B3 20/25 MBAR CORPS MONTE",null,15169,3661238159747,null,null,null,1479.3,"GC"]
[]
[100007312," DTG330-8 S-K3 20/25 MBAR CORPS MONTE",null,7423,3661238159730,null,null,null,648.79999999999995,"GC"]
[100007313," DTG330-9 S-K3 20/25 MBAR CORPS MONTE",null,8084,3661238159723,null,null,null,714.8,"GC"]
[100007314," DTG330-10 S-K3 20/25 MBAR CORPS MONTE",null,8747,3661238159716,null,null,null,784.8,"GC"]
[100007315," DTG330-11 S-K3 20/25 MBAR CORPS MONTE",null,9408,3661238159709,null,null,null,853.3,"GC"]
[100007316," DTG330-12 S-K3 20/25 MBAR CORPS MONTE",null,10710,3661238159693,null,null,null,911.3,"GC"]
[100007317," DTG330-14 S-K3 20/25 MBAR CORPS MONTE",null,11392,3661238159686,null,null,null,1073.3,"GC"]
[100007318," DTG330-16 S-K3 20/25 MBAR CORPS MONTE",null,13348,3661238159679,null,null,null,1201.3,"GC"]
[100007319," DTG330-18 S-K3 20/25 MBAR CORPS MONTE",null,14453,3661238159662,null,null,null,1363.8,"GC"]
[100007320," DTG330-20 S-K3 20/25 MBAR CORPS MONTE",null,15350,3661238159655,null,null,null,1479.8,"GC"]
[]
[100007321," DTG330-8 S-Diematic m3 20/25 MBAR CORPS MONTE",null,8117,3661238159648,null,null,null,649.29999999999995,"GC"]
[100007322," DTG330-9 S-Diematic m3 20/25 MBAR CORPS MONTE",null,8778,3661238159631,null,null,null,715.3,"GC"]
[100007323," DTG330-10 S-Diematic m3 20/25 MBAR CORPS MONTE",null,9441,3661238159624,null,null,null,785.3,"GC"]
[100007324," DTG330-11 S-Diematic m3 20/25 MBAR CORPS MONTE",null,10102,3661238159617,null,null,null,853.8,"GC"]
[100007326," DTG330-12 S-Diematic m3 20/25 MBAR CORPS MONTE",null,11404,3661238159600,null,null,null,911.8,"GC"]
[100007327," DTG330-14 S-Diematic m3 20/25 MBAR CORPS MONTE",null,12086,3661238159594,null,null,null,1073.8,"GC"]
[100007328," DTG330-16 S-Diematic m3 20/25 MBAR CORPS MONTE",null,14042,3661238159587,null,null,null,1201.8,"GC"]
[100007329," DTG330-18 S-Diematic m3 20/25 MBAR CORPS MONTE",null,15147,3661238159570,null,null,null,1364.3,"GC"]
[100007330," DTG330-20 S-Diematic m3 20/25 MBAR CORPS MONTE",null,16044,3661238159563,null,null,null,1480.3,"GC"]
[null,null,null,null,""]
["DTG 330 S 300 MBAR            "]
["REFERENCE","DESIGNATION","COLIS","PRIX","Code EAN","DIMENSIONS EMBALLAGE",null,null,"POIDS","GROUPE"]
[null,null,null,"EUR","","L","l","H","KG","ARTICLE"]
[null,null,null,null,""]
["CHAUDIERES CORPS EN VRAC 300 MBAR",null,null,null,""]
[null,null,null,null,""]
[100007332," DTG330-8 S-B3 300 MBAR CORPS EN VRAC",null,7035,3661238159556,null,null,null,666.5,"GC"]
[100007333," DTG330-9 S-B3 300 MBAR CORPS EN VRAC",null,7675,3661238159549,null,null,null,717.6,"GC"]
[100007335," DTG330-10 S-B3 300 MBAR CORPS EN VRAC",null,8315,3661238159532,null,null,null,792.2,"GC"]
[100007336," DTG330-11 S-B3 300 MBAR CORPS EN VRAC",null,8956,3661238159525,null,null,null,847.8,"GC"]
[100007337," DTG330-12 S-B3 300 MBAR CORPS EN VRAC",null,10237,3661238159518,null,null,null,923.8,"GC"]
[100007338," DTG330-14 S-B3 300 MBAR CORPS EN VRAC",null,10878,3661238159501,null,null,null,1092,"GC"]
[100007339," DTG330-16 S-B3 300 MBAR CORPS EN VRAC",null,12792,3661238159495,null,null,null,1222.7,"GC"]
[100007340," DTG330-18 S-B3 300 MBAR CORPS EN VRAC",null,13855,3661238159488,null,null,null,1384.4,"GC"]
[100007341," DTG330-20 S-B3 300 MBAR CORPS EN VRAC",null,14710,3661238159471,null,null,null,1501.6,"GC"]
[]
[100007342," DTG330-8 S-K3 300 MBAR CORPS EN VRAC",null,7216,3661238159464,null,null,null,667,"GC"]
[100007343," DTG330-9 S-K3 300 MBAR CORPS EN VRAC",null,7856,3661238159457,null,null,null,718.1,"GC"]
[100007344," DTG330-10 S-K3 300 MBAR CORPS EN VRAC",null,8496,3661238159440,null,null,null,792.7,"GC"]
[100007345," DTG330-11 S-K3 300 MBAR CORPS EN VRAC",null,9137,3661238159433,null,null,null,848.3,"GC"]
[100007346," DTG330-12 S-K3 300 MBAR CORPS EN VRAC",null,10418,3661238159426,null,null,null,924.3,"GC"]
[100007347," DTG330-14 S-K3 300 MBAR CORPS EN VRAC",null,11059,3661238159419,null,null,null,1092.5,"GC"]
[100007348," DTG330-16 S-K3 300 MBAR CORPS EN VRAC",null,12973,3661238159402,null,null,null,1223.2,"GC"]
[100007349," DTG330-18 S-K3 300 MBAR CORPS EN VRAC",null,14036,3661238159396,null,null,null,1384.9,"GC"]
[100007360," DTG330-20 S-K3 300 MBAR CORPS EN VRAC",null,14891,3661238159334,null,null,null,1502.1,"GC"]
[]
[100007361," DTG330-8 S-Diematic m3 300 MBAR CORPS EN VRAC",null,7910,3661238159327,null,null,null,667.5,"GC"]
[100007362," DTG330-9 S-Diematic m3 300 MBAR CORPS EN VRAC",null,8550,3661238159310,null,null,null,718.6,"GC"]
[100007363," DTG330-10 S-Diematic m3 300 MBAR CORPS EN VRAC",null,9190,3661238159303,null,null,null,793.2,"GC"]
[100007364," DTG330-11 S-Diematic m3 300 MBAR CORPS EN VRAC",null,9831,3661238159297,null,null,null,848.8,"GC"]
[100007365," DTG330-12 S-Diematic m3 300 MBAR CORPS EN VRAC",null,11112,3661238159280,null,null,null,924.8,"GC"]
[100007366," DTG330-14 S-Diematic m3 300 MBAR CORPS EN VRAC",null,11753,3661238159273,null,null,null,1093,"GC"]
[100007367," DTG330-16 S-Diematic m3 300 MBAR CORPS EN VRAC",null,13667,3661238159266,null,null,null,1223.7,"GC"]
[100007368," DTG330-18 S-Diematic m3 300 MBAR CORPS EN VRAC",null,14730,3661238159259,null,null,null,1385.4,"GC"]
[100007369," DTG330-20 S-Diematic m3 300 MBAR CORPS EN VRAC",null,15585,3661238159242,null,null,null,1502.6,"GC"]
[]
["CHAUDIERES CORPS ASSEMBLE 300 MBAR"]
[]
[100007380," DTG330-8 S-B3 300 MBAR CORPS MONTE",null,7242,3661238159198,null,null,null,652.29999999999995,"GC"]
[100007381," DTG330-9 S-B3 300 MBAR CORPS MONTE",null,7903,3661238159181,null,null,null,705.8,"GC"]
[100007382," DTG330-10 S-B3 300 MBAR CORPS MONTE",null,8566,3661238159174,null,null,null,789.3,"GC"]
[100007383," DTG330-11 S-B3 300 MBAR CORPS MONTE",null,9227,3661238159167,null,null,null,847.8,"GC"]
[100007384," DTG330-12 S-B3 300 MBAR CORPS MONTE",null,10529,3661238159150,null,null,null,910.8,"GC"]
[100007385," DTG330-14 S-B3 300 MBAR CORPS MONTE",null,11211,3661238159143,null,null,null,1072.8,"GC"]
[100007386," DTG330-16 S-B3 300 MBAR CORPS MONTE",null,13167,3661238159136,null,null,null,1199.8,"GC"]
[100007387," DTG330-18 S-B3 300 MBAR CORPS MONTE",null,14272,3661238159129,null,null,null,1363.3,"GC"]
[100007388," DTG330-20 S-B3 300 MBAR CORPS MONTE",null,15169,3661238159112,null,null,null,1470.8,"GC"]
[]
[100007389," DTG330-8 S-K3 300 MBAR CORPS MONTE",null,7423,3661238159105,null,null,null,652.79999999999995,"GC"]
[100007390," DTG330-9 S-K3 300 MBAR CORPS MONTE",null,8084,3661238159099,null,null,null,706.3,"GC"]
[100007391," DTG330-10 S-K3 300 MBAR CORPS MONTE",null,8747,3661238159082,null,null,null,789.8,"GC"]
[100007392," DTG330-11 S-K3 300 MBAR CORPS MONTE",null,9408,3661238159075,null,null,null,848.3,"GC"]
[100007393," DTG330-12 S-K3 300 MBAR CORPS MONTE",null,10710,3661238159068,null,null,null,911.3,"GC"]
[100007394," DTG330-14 S-K3 300 MBAR CORPS MONTE",null,11392,3661238159051,null,null,null,1073.3,"GC"]
[100007395," DTG330-16 S-K3 300 MBAR CORPS MONTE",null,13348,3661238159044,null,null,null,1200.3,"GC"]
[100007396," DTG330-18 S-K3 300 MBAR CORPS MONTE",null,14453,3661238159037,null,null,null,1363.8,"GC"]
[100007397," DTG330-20 S-K3 300 MBAR CORPS MONTE",null,15350,3661238159020,null,null,null,1471.3,"GC"]
[]
[100007398," DTG330-8 S-Diematic m3 300 MBAR CORPS MONTE",null,8117,3661238159013,null,null,null,653.29999999999995,"GC"]
[100007399," DTG330-9 S-Diematic m3 300 MBAR CORPS MONTE",null,8778,3661238159006,null,null,null,706.8,"GC"]
[100007400," DTG330-10 S-Diematic m3 300 MBAR CORPS MONTE",null,9441,3661238158993,null,null,null,790.3,"GC"]
[100007401," DTG330-11 S-Diematic m3 300 MBAR CORPS MONTE",null,10102,3661238158986,null,null,null,848.8,"GC"]
[100007402," DTG330-12 S-Diematic m3 300 MBAR CORPS MONTE",null,11404,3661238158979,null,null,null,911.8,"GC"]
[100007403," DTG330-14 S-Diematic m3 300 MBAR CORPS MONTE",null,12086,3661238158962,null,null,null,1073.8,"GC"]
[100007404," DTG330-16 S-Diematic m3 300 MBAR CORPS MONTE",null,14042,3661238158955,null,null,null,1200.8,"GC"]
[100007405," DTG330-18 S-Diematic m3 300 MBAR CORPS MONTE",null,15147,3661238158948,null,null,null,1364.3,"GC"]
[100007406," DTG330-20 S-Diematic m3 300 MBAR CORPS MONTE",null,16044,3661238158931,null,null,null,1471.8,"GC"]
[null,null,null,null,""]
["OPTIONS DTG 330 "]
["REFERENCE","DESIGNATION","COLIS","PRIX","Code EAN","DIMENSIONS EMBALLAGE",null,null,"POIDS","GROUPE"]
[null,null,null,"EUR","","L","l","H","KG","ARTICLE"]
[null,null,null,null,""]
["OPTIONS POUR TOUTES LES VERSIONS",null,null,null,""]
[null,null,null,null,""]
[83507118,"KIT CONTRÔLE CYCLIQUE D'ETANCHEITE ","DP92",1443,3661238017948,260,160,120,1.6,"GC"]
[83587134,"TRANSFORMATEUR DE SEPARATION DE CIRCUIT (160 VA) PRECABLE","GD122",194.3,3661238016934,260,160,120,4.5,"GC"]
[83507106,"KIT THERMOSTAT ANTI-REFOULEUR","DP89",98.4,3661238017955,260,160,120,0.4,"GC"]
[82197752,"SONDE PLONGEUR + DOIGT DE GANT","BP42",159.6,3661238020702,195,150,125,0.3,"CH"]
[83587095,"CLAPET MOTORISE DTG 320 - 8 ET 9 ELEMENTS","GD95",614.4,3661238017214,405,270,275,4.0999999999999996,"GC"]
[83587096,"CLAPET MOTORISE DTG 320 - 10 A 12 ELEMENTS","GD96",726.3,3661238017207,455,475,315,8.3000000000000007,"GC"]
[83587097,"CLAPET MOTORISE DTG 320 - 14 A 18 ELEMENTS ","GD97",815.7,3661238017191,570,570,370,11.5,"GC"]
[83587102,"CLAPET MOTORISE DTG 320 - 20 ELEMENTS","GD153",960.8,3661238017160,560,560,420,14,"GC"]
[]
["OPTIONS TABLEAU B 3"]
[]
[82197729,"THERMOMETRE DE FUMEES","BP28",104.8,3661238020733,195,150,125,0.3,"GC"]
[82187730,"COMPTEUR HORAIRE ","BG40",139.6,3661238020849,195,150,125,0.2,"CH"]
[]
["OPTIONS TABLEAU K 3"]
[]
[100004970,"PLATINES + SONDE POUR 1ER CIRCUIT VANNE POUR TABLEAU K3","AD220",272.5,3661238001893,310,210,130,0.7,"GC"]
[85757742,"SONDE DE TEMPERATURE FUMEES  ","FM47",59.8,3661238022744,210,160,40,0.2,"CH"]
[85757743,"PLATINE + SONDE POUR 1 CIRCUIT AVEC VANNE MELANGEUSE","FM48",152.6,3661238022737,260,170,120,0.4,"CM"]
[85757746,"COMMANDE A DISTANCE INTERACTIVE CDI 2 ","FM51",176.1,3661238022713,180,110,85,0.3,"CM"]
[85757747,"COMMANDE A DISTANCE SIMPLIFIEE AVEC SONDE D'AMBIANCE","FM52",88,3661238022706,110,85,40,0.1,"CM"]
[100004636,"COMMANDE A DISTANCE RADIO CDR 2","FM161",310.39999999999998,3661238002456,200,150,130,0.6,"CM"]
[100004637,"MODULE CDR 2 SUPPLEMENTAIRE","FM162",205.5,3661238002449,280,200,40,0.2,"CM"]
[100012044,"SONDE D'AMBIANCE","AD244",71.3,3661238374775,105,85,40,0.1,"CH"]
[]
["OPTIONS TABLEAU DIEMATIC-M 3"]
[]
[85757742,"SONDE DE TEMPERATURE FUMEES  ","FM47",59.8,3661238022744,210,160,40,0.2,"CH"]
[88017017,"SONDE DEPART V3V","AD199",69.3,3661238049185,150,200,40,0.2,"CH"]
[85757743,"PLATINE + SONDE POUR 1 CIRCUIT AVEC VANNE MELANGEUSE","FM48",152.6,3661238022737,260,170,120,0.4,"CM"]
[85757746,"COMMANDE A DISTANCE INTERACTIVE CDI 2 ","FM51",176.1,3661238022713,180,110,85,0.3,"CM"]
[100004636,"COMMANDE A DISTANCE RADIO CDR 2","FM161",310.39999999999998,3661238002456,200,150,130,0.6,"CM"]
[100004637,"MODULE CDR 2 SUPPLEMENTAIRE","FM162",205.5,3661238002449,280,200,40,0.2,"CM"]
[100010960,"SONDE EXTERIEURE RADIO DIEMATIC 3","AD241",67.8,3661238338128,150,210,30,0.2,"CH"]
[100010961,"MODULE CHAUDIERE RADIO DIEMATIC 3","AD242",105.1,3661238338135,260,160,120,0.3,"CH"]
[85757747,"COMMANDE A DISTANCE SIMPLIFIEE AVEC SONDE D'AMBIANCE","FM52",88,3661238022706,110,85,40,0.1,"CM"]
[88017851,"CABLE DE LIAISON BUS LG 12 M","AD134",92.7,3661238048850,350,260,30,0.4,"CM"]
[81997720,"CABLE DE LIAISON LG 40 M","DB119",126.2,3661238001350,310,215,130,1.3,"CH"]
[88017878,"MODULE DE TELESURVEILLANCE VOCAL TELCOM 2","AD152",595.9,3661238048751,210,190,105,1.1000000000000001,"CM"]
[100000030,"COLIS OPTION SONDE ECS","AD212",43.5,3661238011168,200,150,30,0.2,"CM"]
[88017887,"SONDES POUR BALLON TAMPON","AD160",83.6,3661238048720,210,150,40,0.2,"CM"]
[100004781,"SONDE PLONGEUR DIEMATIC 3","AD218",157.5,3661238002234,190,145,120,0.3,"GC"]
[100012044,"SONDE D'AMBIANCE","AD244",71.3,3661238374775,105,85,40,0.1,"CH"]
[]
["AUTRES ACCESSOIRES"]
[]
[81997723,"SONDE DE TEMPERATURE DES FUMEES","DB120",58.1,3661238001343,200,150,45,0.2,"CH"]
[]
[null,"OPTION DTG 330 Eco.Nox"]
[]
[83587196,"KIT DE CONVERSION AU PROPANE","GD207",74.91,3661238067059,200,250,10,0.1,"PR"]
[null,"** : DISPONIBLE AU CENTRE PIECES DE RECHANGE"]
[]
["GTU C 330"]
["REFERENCE","DESIGNATION","COLIS","PRIX","Code EAN","DIMENSIONS EMBALLAGE",null,null,"POIDS","GROUPE"]
[null,null,null,"EUR","","L","l","H","KG","ARTICLE"]
[]
[100012304,"GTU C 334 CORPS VRAC",null,13448,3661238377936,null,null,null,767,"GC"]
[100012305,"GTU C 335 CORPS VRAC",null,13810,3661238377943,null,null,null,891,"GC"]
[100012306,"GTU C 336 CORPS VRAC",null,14316,3661238377950,null,null,null,1043,"GC"]
[100012307,"GTU C 337 CORPS VRAC",null,19969,3661238377967,null,null,null,1250.7,"GC"]
[100012308,"GTU C 338 CORPS VRAC",null,20849,3661238377974,null,null,null,1383.2,"GC"]
[100012309,"GTU C 339 CORPS VRAC",null,21963,3661238377981,null,null,null,1526.1,"GC"]
[]
[100012065,"GTU C 334 B3 CORPS VRAC",null,13688,3661238377998,null,null,null,773.5,"GC"]
[100012066,"GTU C 335 B3 CORPS VRAC",null,14050,3661238378001,null,null,null,897.5,"GC"]
[100012067,"GTU C 336 B3 CORPS VRAC",null,14556,3661238378018,null,null,null,1049.5,"GC"]
[100012068,"GTU C 337 B3 CORPS VRAC",null,20209,3661238378025,null,null,null,1257.2,"GC"]
[100012069,"GTU C 338 B3 CORPS VRAC",null,21089,3661238378032,null,null,null,1389.7,"GC"]
[100012070,"GTU C 339 B3 CORPS VRAC",null,22203,3661238378049,null,null,null,1532.6,"GC"]
[]
[100012077,"GTU C 334 K3 CORPS VRAC",null,14002,3661238378056,null,null,null,774,"GC"]
[100012078,"GTU C 335 K3 CORPS VRAC",null,14364,3661238378063,null,null,null,898,"GC"]
[100012079,"GTU C 336 K3 CORPS VRAC",null,14870,3661238378070,null,null,null,1050,"GC"]
[100012080,"GTU C 337 K3 CORPS VRAC",null,20523,3661238378087,null,null,null,1257.7,"GC"]
[100012081,"GTU C 338 K3 CORPS VRAC",null,21403,3661238378094,null,null,null,1390.2,"GC"]
[100012082,"GTU C 339 K3 CORPS VRAC",null,22517,3661238378100,null,null,null,1533.1,"GC"]
[]
[100012089,"GTU C 334 DIEMATIC-M 3 CORPS VRAC",null,14695,3661238378117,null,null,null,774,"GC"]
[100012091,"GTU C 335 DIEMATIC-M 3 CORPS VRAC",null,15057,3661238378124,null,null,null,898,"GC"]
[100012092,"GTU C 336 DIEMATIC-M 3 CORPS VRAC",null,15563,3661238378131,null,null,null,1050,"GC"]
[100012093,"GTU C 337 DIEMATIC-M 3 CORPS VRAC",null,21216,3661238378148,null,null,null,1257.7,"GC"]
[100012094,"GTU C 338 DIEMATIC-M 3 CORPS VRAC",null,22096,3661238378155,null,null,null,1390.2,"GC"]
[100012095,"GTU C 339 DIEMATIC-M 3 CORPS VRAC",null,23210,3661238378162,null,null,null,1533.1,"GC"]
[]
[100012310,"GTU C 334 CORPS ASSEMBLE",null,13814,3661238378179,null,null,null,758,"GC"]
[100012311,"GTU C 335 CORPS ASSEMBLE",null,14213,3661238378186,null,null,null,890.5,"GC"]
[100012312,"GTU C 336 CORPS ASSEMBLE",null,14752,3661238378193,null,null,null,1030,"GC"]
[100012313,"GTU C 337 CORPS ASSEMBLE",null,20443,3661238378209,null,null,null,1249.7,"GC"]
[100012314,"GTU C 338 CORPS ASSEMBLE",null,21360,3661238378216,null,null,null,1367.2,"GC"]
[100012315,"GTU C 339 CORPS ASSEMBLE",null,22514,3661238378223,null,null,null,1502.7,"GC"]
[]
[100012071,"GTU C 334 B3 CORPS ASSEMBLE",null,14054,3661238378230,null,null,null,764.5,"GC"]
[100012072,"GTU C 335 B3 CORPS ASSEMBLE",null,14453,3661238378247,null,null,null,897,"GC"]
[100012073,"GTU C 336 B3 CORPS ASSEMBLE",null,14992,3661238378254,null,null,null,1036.5,"GC"]
[100012074,"GTU C 337 B3 CORPS ASSEMBLE",null,20683,3661238378261,null,null,null,1256.2,"GC"]
[100012075,"GTU C 338 B3 CORPS ASSEMBLE",null,21600,3661238378278,null,null,null,1373.7,"GC"]
[100012076,"GTU C 339 B3 CORPS ASSEMBLE",null,22754,3661238378285,null,null,null,1509.2,"GC"]
[]
[100012083,"GTU C 334 K3 CORPS ASSEMBLE",null,14368,3661238378292,null,null,null,765,"GC"]
[100012084,"GTU C 335 K3 CORPS ASSEMBLE",null,14767,3661238378308,null,null,null,897.5,"GC"]
[100012085,"GTU C 336 K3 CORPS ASSEMBLE",null,15306,3661238378315,null,null,null,1037,"GC"]
[100012086,"GTU C 337 K3 CORPS ASSEMBLE",null,20997,3661238378322,null,null,null,1256.7,"GC"]
[100012087,"GTU C 338 K3 CORPS ASSEMBLE",null,21914,3661238378339,null,null,null,1374.2,"GC"]
[100012088,"GTU C 339 K3 CORPS ASSEMBLE",null,23068,3661238378346,null,null,null,1509.7,"GC"]
[]
[100012096,"GTU C 334 DIEMATIC-M 3 CORPS ASSEMBLE",null,15061,3661238378353,null,null,null,765,"GC"]
[100012097,"GTU C 335 DIEMATIC-M 3 CORPS ASSEMBLE",null,15460,3661238378360,null,null,null,897.5,"GC"]
[100012098,"GTU C 336 DIEMATIC-M 3 CORPS ASSEMBLE",null,15999,3661238378377,null,null,null,1037,"GC"]
[100012099,"GTU C 337 DIEMATIC-M 3 CORPS ASSEMBLE",null,21690,3661238378384,null,null,null,1256.7,"GC"]
[100012100,"GTU C 338 DIEMATIC-M 3 CORPS ASSEMBLE",null,22607,3661238378391,null,null,null,1374.2,"GC"]
[100012101,"GTU C 339 DIEMATIC-M 3 CORPS ASSEMBLE",null,23761,3661238378407,null,null,null,1509.7,"GC"]
[]
["LISTE DES COLIS GTU C 330"]
["REFERENCE","DESIGNATION","COLIS","PRIX","Code EAN","DIMENSIONS EMBALLAGE",null,null,"POIDS","GROUPE"]
[null,null,null,"EUR","","L","l","H","KG","ARTICLE"]
[]
[85537066,"CORPS ASSEMBLE GT 334",null,2151,3661238026186,1100,920,680,483,"GC"]
[85537067,"CORPS ASSEMBLE GT 335",null,2483,3661238026179,1085,1085,670,606,"GC"]
[85537068,"CORPS ASSEMBLE GT 336",null,2838,3661238026162,1250,1080,740,708.5,"GC"]
[85537069,"CORPS ASSEMBLE GT 337",null,3201,3661238026155,1400,1080,740,833.5,"GC"]
[85537070,"CORPS ASSEMBLE GT 338",null,3600,3661238026148,1550,1080,680,933,"GC"]
[85537071,"CORPS ASSEMBLE GT 339",null,4158,3661238026131,1730,1080,680,1040,"GC"]
[]
[85537072,"ELEMENT ARRIERE COMPLET GT 330",null,435,3661238026124,1070,600,190,130,"GC"]
[82190001,"ELEMENT INTERMEDIAIRE GT 330",null,296,3661238020832,990,600,165,111,"GC"]
[82190002,"ELEMENT AVANT GT 330",null,386,3661238020825,1070,620,170,104,"GC"]
[]
[82198944,"LIASSE TIGES ASSEMBLEES GT 334",null,7,3661238020658,575,50,50,1.5,"GC"]
[82198945,"LIASSE TIGES ASSEMBLEES GT 335",null,7,3661238020641,700,50,50,1.5,"GC"]
[82198946,"LIASSE TIGES ASSEMBLEES GT 336",null,8,3661238020634,865,50,50,2,"GC"]
[82198947,"LIASSE TIGES ASSEMBLEES GT 337",null,10,3661238020627,1025,50,50,2,"GC"]
[82198948,"LIASSE TIGES ASSEMBLEES GT 338",null,13,3661238020610,1185,50,50,2.5,"GC"]
[82198949,"LIASSE TIGES ASSEMBLEES GT 339",null,19,3661238020603,1340,35,35,2.9,"GC"]
[]
[85537009,"COLIS ACCESSOIRES GT 334 CV","FD9",446,3661238026537,660,615,370,47,"GC"]
[85537010,"COLIS ACCESSOIRES GT 335 CV","FD10",445,3661238026520,660,615,370,48,"GC"]
[85537011,"COLIS ACCESSOIRES GT 336 CV","FD11",460,3661238026513,660,615,370,49.5,"GC"]
[85537012,"COLIS ACCESSOIRES GT 337 CV","FD12",478,3661238026506,660,615,370,49.5,"GC"]
[85537013,"COLIS ACCESSOIRES GT 338 CV","FD13",528,3661238026490,660,615,370,50,"GC"]
[85537014,"COLIS ACCESSOIRES GT 339 CV","FD14",670,3661238026483,660,615,370,51.5,"GC"]
[]
[82197712,"COLIS TURBULATEURS GT 334","BP16",201,3661238020818,635,510,220,36,"GC"]
[82197713,"COLIS TURBULATEUR GT 335/6","BP17",210,3661238020801,635,510,220,37,"GC"]
[82197715,"COLIS TURBULATEURS GT 337","BP19",265,3661238020795,500,630,240,39,"GC"]
[82197716,"COLIS TURBULATEURS GT 338","BP20",395,3661238020788,635,510,380,61,"GC"]
[82197717,"COLIS TURBULATEURS GT 339","BP21",492,3661238020771,500,630,400,60,"GC"]
[]
[82197718,"PORTE FOYERE D 135 GT330","BP13",257,3661238020764,680,180,520,21.6,"GC"]
[]
[85537015,"COLIS ACCESSOIRES CORPS ASSEMBLE GT 334-5","FD15",203,3661238026476,680,525,190,26,"GC"]
[85537019,"COLIS ACCESSOIRES CORPS ASSEMBLE GT 336-7-8","FD19",203,3661238026469,680,525,190,26.5,"GC"]
[85537020,"COLIS ACCESSOIRES CORPS ASSEMBLE GT 339","FD20",203,3661238026452,680,525,190,27,"GC"]
[]
[100004865,"COLIS JAQUETTE LATERALE GT 334","MD7",489,3661238002098,1180,980,330,40.5,"GC"]
[100004866,"COLIS JAQUETTE LATERALE GT 335","MD8",489,3661238002081,1180,980,330,44,"GC"]
[100004867,"COLIS JAQUETTE LATERALE GT 336","MD9",554,3661238002074,1230,1350,390,80.5,"GC"]
[100004868,"COLIS JAQUETTE LATERALE GT 337","MD10",618,3661238002067,1230,1350,390,95.3,"GC"]
[100004869,"COLIS JAQUETTE LATERALE GT 338","MD11",939,3661238002050,1230,1650,390,91.3,"GC"]
[100004880,"COLIS JAQUETTE LATERALE GT 339","MD12",1354,3661238002043,1230,1650,390,112.3,"GC"]
[]
[100004881,"COLIS JAQUETTE AVANT GT 330","MD13",103,3661238002036,1020,830,120,9.5,"GC"]
[]
[85537060,"COLIS CHASSIS GT 334","FD30",122,3661238026247,760,180,100,13.5,"GC"]
[85537061,"COLIS CHASSIS GT 335","FD31",122,3661238026230,750,190,100,16,"GC"]
[85537062,"COLIS CHASSIS GT 336","FD32",132,3661238026223,760,190,110,18.5,"GC"]
[85537063,"COLIS CHASSIS GT 337","FD33",141,3661238026216,900,210,120,20.5,"GC"]
[85537064,"COLIS CHASSIS GT 338","FD34",154,3661238026209,1060,210,130,23,"GC"]
[85537065,"COLIS CHASSIS GT 339","FD35",228,3661238026193,1220,210,140,25,"GC"]
[]
[100012021,"COLIS DOCUMENT TECHNIQUE FR GTU C 334","MD175",42,3661238351752,325,240,50,0.3,"GC"]
[100012022,"COLIS DOCUMENT TECHNIQUE FR GTU C 335","MD176",42,3661238352414,325,240,50,0.3,"GC"]
[100012023,"COLIS DOCUMENT TECHNIQUE FR GTU C 336","MD177",42,3661238352421,325,240,50,0.3,"GC"]
[100012024,"COLIS DOCUMENT TECHNIQUE FR GTU C 337","MD178",42,3661238352438,325,240,50,0.3,"GC"]
[100012025,"COLIS DOCUMENT TECHNIQUE FR GTU C 338","MD179",42,3661238352445,325,240,50,0.3,"GC"]
[100012026,"COLIS DOCUMENT TECHNIQUE FR GTU C 339","MD180",42,3661238352452,325,240,50,0.3,"GC"]
[]
[100004299,"TABLEAU STANDARD S 3","MD4",487,3661238004153,800,200,200,5,"GC"]
[100004298,"TABLEAU B 3","MD3",727,3661238004160,830,430,270,11.5,"GC"]
[100004296,"TABLEAU K 3","MD2",1041,3661238004177,830,430,270,12,"GC"]
[100004295,"TABLEAU DIEMATIC-M 3","MD1",1734,3661238004184,830,430,270,12,"GC"]
[]
[100011882,"CONDENSEUR RCF 301","MD169",7028,3661238350915,1300,720,1250,98,"GC"]
[100011883,"CONDENSEUR RCF 302","MD170",11819,3661238350922,1360,720,1250,166.6,"GC"]
[]
[100011802,"COLIS HYDRAULIQUE RCF301","MD171",470,3661238351462,610,460,190,14,"GC"]
[100011803,"COLIS HYDRAULIQUE RCF302","MD172",491,3661238351479,610,460,190,16.899999999999999,"GC"]
[]
[100011804,"COLIS FUMEES RCF301","MD173",777,3661238351486,410,410,430,4.0999999999999996,"GC"]
[100011805,"COLIS FUMEES RCF302","MD174",1174,3661238351493,825,425,270,10.5,"GC"]
[]
[100011811,"BRULEUR M202-2S/P","M202-2S/P",1606,3661238491717,800,300,400,20,"CH"]
[100011812,"BRULEUR M302-1S/P","M302-1S/P",1664,3661238491724,780,370,420,25,"GC"]
[100011813,"BRULEUR M302-2S/P","M302-2S/P",1727,3661238415218,780,370,420,25,"GC"]
[100011814,"BRULEUR M302-3S/P","M302-3S/P",1783,3661238491731,780,370,420,25,"GC"]
[100011815,"BRULEUR M302-4S/P","M302-4S/P",1850,3661238491748,780,370,420,25,"GC"]
[100011816,"BRULEUR M302-5S/P","M302-5S/P",1934,3661238491755,780,370,420,33,"GC"]
[]
["OPTIONS GTU C 330"]
["REFERENCE","DESIGNATION","COLIS","PRIX","Code EAN","DIMENSIONS EMBALLAGE",null,null,"POIDS","GROUPE"]
[null,null,null,"EUR","","L","l","H","KG","ARTICLE"]
[]
[]
["OPTIONS CHAUDIERE"]
[]
[]
[100012250,"SIPHON GTU C 330","MD217",363.9,3661238357914,825,425,270,4,"GC"]
[100012251,"KIT RECIRCULATION ","MD218",361.7,3661238357921,660,490,300,17,"GC"]
[85537074,"KIT VANNE DE CHASSE","FD37",231.4,3661238026100,410,290,170,6.5,"GC"]
[85537075,"JEU DE 2 CONTRE-BRIDE A EPAULEMENT, Ø 2\"","FD38",59.3,3661238026094,195,150,125,2.8,"GC"]
[85537076,"KIT DE SECURITE 115kW","FD39",148,3661238026087,425,255,120,2.4,"GC"]
[85537079,"KIT DE SECURITE 115 à 330 kW","FD42",210,3661238026056,470,255,115,3.1,"GC"]
[100012385,"STATION DE NEUTRALISATION (Jusqu'à 350 kW)","MD225",451.5,3661238357938,550,370,440,32.9,"GC"]
[100012685,"COLIS RECHARGE STATION DE NEUTRALISATION","MD226",168.3,3661238359703,510,360,240,24.5,"GC"]
[]
[100007507,"TABLEAU LATERAL DIEMATIC M3","MD138",1734,3661238092389,825,430,270,14.2,"GC"]
[100007508,"TABLEAU LATERAL K3","MD139",1041,3661238092372,825,430,270,13.5,"GC"]
[100007509,"TABLEAU LATERAL B3","MD140",727,3661238092365,825,430,270,13,"GC"]
[]
["OPTIONS BRULEURS M300"]
[]
[88027180,"CAPOT INSONORISANT M300/G300",null,1421,3661238048270,515,640,910,47,"GC"]
[]
["OPTIONS TABLEAU STANDARD"]
[]
[82197729,"THERMOMETRE DE FUMEES","BP28",104.8,3661238020733,195,150,125,0.3,"GC"]
[]
["OPTIONS TABLEAU B 3"]
[]
[82197729,"THERMOMETRE DE FUMEES","BP28",104.8,3661238020733,195,150,125,0.3,"GC"]
[88017859,"THERMOSTAT D'AMBIANCE NON PROGRAMMABLE","AD140",42.9,3661238048805,80,80,40,0.1,"CM"]
[88017855,"THERMOSTAT D'AMBIANCE PROGRAMMABLE (FILAIRE)","AD137",137.80000000000001,3661238048836,130,90,55,0.2,"CM"]
[88017018,"THERMOSTAT D'AMBIANCE PROGRAMMABLE (SANS FILS)","AD200",242.7,3661238049178,175,150,90,0.4,"CM"]
[82187730,"COMPTEUR HORAIRE","BG40",139.6,3661238020849,195,150,125,0.2,"CH"]
[]
["OPTIONS TABLEAU K 3"]
[]
[85757742,"SONDE DE TEMPERATURE FUMEES  ","FM47",59.8,3661238022744,210,160,40,0.2,"CH"]
[100004970,"PLATINES + SONDE POUR 1ER CIRCUIT VANNE POUR TABLEAU K3","AD220",272.5,3661238001893,310,210,130,0.7,"GC"]
[85757743,"PLATINE + SONDE POUR 1 CIRCUIT AVEC VANNE MELANGEUSE","FM48",152.6,3661238022737,260,170,120,0.4,"CM"]
[100004636,"COMMANDE A DISTANCE RADIO CDR 2","FM161",310.39999999999998,3661238002456,200,150,130,0.6,"CM"]
[100004637,"MODULE CDR 2 SUPPLEMENTAIRE","FM162",205.5,3661238002449,280,200,40,0.2,"CM"]
[85757746,"COMMANDE A DISTANCE INTERACTIVE CDI 2 ","FM51",176.1,3661238022713,180,110,85,0.3,"CM"]
[85757747,"COMMANDE A DISTANCE SIMPLIFIEE AVEC SONDE D'AMBIANCE","FM52",88,3661238022706,110,85,40,0.1,"CM"]
[100012044,"SONDE D'AMBIANCE","AD244",71.3,3661238374775,105,85,40,0.1,"CH"]
[]
["OPTIONS TABLEAU DIEMATIC-M 3"]
[]
[85757742,"SONDE DE TEMPERATURE FUMEES  ","FM47",59.8,3661238022744,210,160,40,0.2,"CH"]
[88017017,"SONDE DEPART V3V","AD199",69.3,3661238049185,150,200,40,0.2,"CH"]
[85757743,"PLATINE + SONDE POUR 1 CIRCUIT AVEC VANNE MELANGEUSE","FM48",152.6,3661238022737,260,170,120,0.4,"CM"]
[85757746,"COMMANDE A DISTANCE INTERACTIVE CDI 2 ","FM51",176.1,3661238022713,180,110,85,0.3,"CM"]
[100004636,"COMMANDE A DISTANCE RADIO CDR 2","FM161",310.39999999999998,3661238002456,200,150,130,0.6,"CM"]
[100004637,"MODULE CDR 2 SUPPLEMENTAIRE","FM162",205.5,3661238002449,280,200,40,0.2,"CM"]
[100010960,"SONDE EXTERIEURE RADIO DIEMATIC 3","AD241",67.8,3661238338128,150,210,30,0.2,"CH"]
[100010961,"MODULE CHAUDIERE RADIO DIEMATIC 3","AD242",105.1,3661238338135,260,160,120,0.3,"CH"]
[85757747,"COMMANDE A DISTANCE SIMPLIFIEE AVEC SONDE D'AMBIANCE","FM52",88,3661238022706,110,85,40,0.1,"CM"]
[]
[88017851,"CABLE DE LIAISON BUS LG 12 M","AD134",92.7,3661238048850,350,260,30,0.4,"CM"]
[81997720,"CABLE DE LIAISON LG 40 M","DB119",126.2,3661238001350,310,215,130,1.3,"CH"]
[88017835,"CABLE DE LIAISON RX 10","AD123",90,3661238048928,350,260,20,0.3,"CH"]
[88017858,"PROLONGATEUR DE CABLE BUS","AD139",20.6,3661238048812,210,150,20,0.1,"GC"]
[100004781,"SONDE PLONGEUR DIEMATIC 3","AD218",157.5,3661238002234,190,145,120,0.3,"GC"]
[88017878,"MODULE DE TELESURVEILLANCE VOCAL","AD152",595.9,3661238048751,210,190,105,1.1000000000000001,"CM"]
[]
[100000030,"COLIS OPTION SONDE ECS","AD212",43.5,3661238011168,200,150,30,0.2,"CM"]
[88017887,"SONDES POUR BALLON TAMPON","AD160",83.6,3661238048720,210,150,40,0.2,"CM"]
[100012044,"SONDE D'AMBIANCE","AD244",71.3,3661238374775,105,85,40,0.1,"CH"]
[]
["GT 220 "]
["REFERENCE","DESIGNATION","COLIS","PRIX","Code EAN","DIMENSIONS EMBALLAGE",null,null,"POIDS","GROUPE"]
[null,null,null,"EUR","","L","l","H","KG","ARTICLE"]
[null,null,null,null,""]
[100004256,"GT 224 B CV",null,3188,3661238004481,null,null,null,230.3,"CH"]
[100004258,"GT 225 B CV",null,3686,3661238004474,null,null,null,269.8,"CH"]
[100004259,"GT 226 B CV",null,4002,3661238004467,null,null,null,312.7,"CH"]
[100004260,"GT 227 B CV",null,4270,3661238004450,null,null,null,354.3,"CH"]
[100004261,"GT 228 B CV",null,4538,3661238004443,null,null,null,389.4,"CH"]
[]
[100004262,"GT 226 B2 CV",null,4095,3661238004436,null,null,null,312.89999999999998,"CH"]
[100004263,"GT 227 B2 CV",null,4363,3661238004429,null,null,null,354.5,"CH"]
[100004264,"GT 228 B2 CV",null,4631,3661238004412,null,null,null,389.6,"CH"]
[]
[100004275,"GT 224 D CV",null,3810,3661238004337,null,null,null,231,"CH"]
[100004276,"GT 225 D CV",null,4308,3661238004320,null,null,null,270.5,"CH"]
[100004277,"GT 226 D CV",null,4624,3661238004313,null,null,null,313.39999999999998,"CH"]
[100004278,"GT 227 D CV",null,4892,3661238004306,null,null,null,355,"CH"]
[100004279,"GT 228 D CV",null,5160,3661238004290,null,null,null,390.1,"CH"]
[]
[100004378,"GT 226 D + AD 217  CV",null,4874,3661238003514,null,null,null,314.2,"CH"]
[100004379,"GT 227 D + AD 217  CV",null,5142,3661238003507,null,null,null,355.8,"CH"]
[100004390,"GT 228 D + AD 217  CV",null,5410,3661238003491,null,null,null,390.9,"CH"]
[]
[100004285,"GT 224 B CA",null,3188,3661238004283,null,null,null,251.3,"CH"]
[100004286,"GT 225 B CA",null,3686,3661238004276,null,null,null,291.8,"CH"]
[100004287,"GT 226 B CA",null,4002,3661238004269,null,null,null,350.3,"CH"]
[100004288,"GT 227 B CA",null,4270,3661238004252,null,null,null,391.3,"CH"]
[100004289,"GT 228 B CA",null,4538,3661238004245,null,null,null,429.3,"CH"]
[]
[100004300,"GT 226 B2 CA",null,4095,3661238004146,null,null,null,350.5,"CH"]
[100004301,"GT 227 B2 CA",null,4363,3661238004139,null,null,null,391.5,"CH"]
[100004302,"GT 228 B2 CA",null,4631,3661238004122,null,null,null,429.5,"CH"]
[]
[100004313,"GT 224 D CA",null,3810,3661238004047,null,null,null,252,"CH"]
[100004314,"GT 225 D CA",null,4308,3661238004030,null,null,null,292.5,"CH"]
[100004315,"GT 226 D CA",null,4624,3661238004023,null,null,null,351,"CH"]
[100004316,"GT 227 D CA",null,4892,3661238004016,null,null,null,392,"CH"]
[100004317,"GT 228 D CA",null,5160,3661238004009,null,null,null,430,"CH"]
[]
[100004391,"GT 226 D + AD 217  CA",null,4874,3661238003484,null,null,null,351.8,"CH"]
[100004392,"GT 227 D + AD 217  CA",null,5142,3661238003477,null,null,null,392.8,"CH"]
[100004393,"GT 228 D + AD 217  CA",null,5410,3661238003460,null,null,null,430.8,"CH"]
[null,null,null,null,""]
["GT 2200 / L"]
["REFERENCE","DESIGNATION","COLIS","PRIX","Code EAN","DIMENSIONS EMBALLAGE",null,null,"POIDS","GROUPE"]
[null,null,null,"EUR","","L","l","H","KG","ARTICLE"]
[null,null,null,null,""]
[100004318,"GT 2204 B / L160 CV",null,5038,3661238003996,null,null,null,334.3,"CH"]
[100004319,"GT 2204 B / L250 CV",null,5350,3661238003989,null,null,null,362.3,"CH"]
[100004320,"GT 2205 B / L160 CV",null,5536,3661238003972,null,null,null,373.8,"CH"]
[100004321,"GT 2205 B / L250 CV",null,5848,3661238003965,null,null,null,401.8,"CH"]
[]
[100004330,"GT 2204 D / L160 CV",null,5660,3661238003873,null,null,null,335,"CH"]
[100004331,"GT 2204 D / L250 CV",null,5972,3661238003866,null,null,null,363,"CH"]
[100004332,"GT 2205 D / L160 CV",null,6158,3661238003859,null,null,null,374.5,"CH"]
[100004333,"GT 2205 D / L250 CV",null,6470,3661238003842,null,null,null,402.5,"CH"]
[]
[100004334,"GT 2204 B / L160 CA",null,5038,3661238003835,null,null,null,355.3,"CH"]
[100004335,"GT 2204 B / L250 CA",null,5350,3661238003828,null,null,null,383.3,"CH"]
[100004336,"GT 2205 B / L160 CA",null,5536,3661238003811,null,null,null,395.8,"CH"]
[100004337,"GT 2205 B / L250 CA",null,5848,3661238003804,null,null,null,423.8,"CH"]
[]
[100004347,"GT 2204 D / L160 CA",null,5660,3661238003712,null,null,null,356,"CH"]
[100004348,"GT 2204 D / L250 CA",null,5972,3661238003705,null,null,null,384,"CH"]
[100004349,"GT 2205 D / L160 CA",null,6158,3661238003699,null,null,null,396.5,"CH"]
[100004360,"GT 2205 D / L250 CA",null,6470,3661238003682,null,null,null,424.5,"CH"]
[null,null,null,null,""]
["LISTE DES COLIS GT 220 - GT 2200"]
["REFERENCE","DESIGNATION","COLIS","PRIX","Code EAN","DIMENSIONS EMBALLAGE",null,null,"POIDS","GROUPE"]
[null,null,null,"EUR","","L","l","H","KG","ARTICLE"]
[null,null,null,null,""]
[200004483,"ELEMENT GT 220 INTERMEDIAIRE",null,232,3661238001787,650,410,125,35.5,"CH"]
[82270002,"ELEMENT GT 220 AVANT",null,289,3661238020580,660,480,130,35.5,"CH"]
[82270003,"ELEMENT GT 220 ARRIERE",null,381,3661238020573,690,410,130,41.5,"CH"]
[]
[100004361,"CORPS ASSEMBLE 4 ELTS","ME1",1962,3661238003675,845,815,630,214.5,"CH"]
[100004362,"CORPS ASSEMBLE 5 ELTS","ME2",2252,3661238003668,855,800,640,251,"CH"]
[100004363,"CORPS ASSEMBLE 6 ELTS","ME3",2514,3661238003651,1105,815,630,306,"CH"]
[100004364,"CORPS ASSEMBLE 7 ELTS","ME4",2772,3661238003644,1230,815,630,341.5,"CH"]
[100004365,"CORPS ASSEMBLE 8 ELTS","ME5",3030,3661238003637,1355,815,630,377,"CH"]
[]
[100004366,"CAISSE ACCESSOIRES 4 ELTS","ME6",828,3661238003620,645,610,390,45.5,"CH"]
[100004367,"CAISSE ACCESSOIRES 5 ELTS","ME7",886,3661238003613,645,610,390,45.5,"CH"]
[100004368,"CAISSE ACCESSOIRES 6 ELTS","ME8",906,3661238003606,645,610,390,49,"CH"]
[100004369,"CAISSE ACCESSOIRES 7 ELTS","ME9",932,3661238003590,645,610,390,49.5,"CH"]
[100004370,"CAISSE ACCESSOIRES 8 ELTS","ME10",958,3661238003583,645,610,390,46.5,"CH"]
[]
[100004371,"JAQUETTE GT 224","ME11",666,3661238003576,1085,620,425,33.5,"CH"]
[100004372,"JAQUETTE GT 225","ME12",874,3661238003569,1090,750,425,37.5,"CH"]
[100004373,"JAQUETTE GT 226","ME13",928,3661238003552,1100,870,440,41,"CH"]
[100004374,"JAQUETTE GT 227","ME14",938,3661238003545,1095,1045,440,46.5,"CH"]
[100004375,"JAQUETTE GT 228","ME15",948,3661238003538,1130,1095,440,49,"CH"]
[]
[82277010,"TIGES ASSEMBLAGE GT 216",null,10,3661238020511,700,15,10,0.4,"CH"]
[82277011,"TIGES ASSEMBLAGE GT 217",null,10,3661238020504,825,15,7,0.5,"CH"]
[82277012,"TIGES ASSEMBLAGE GT 218",null,10,3661238020498,1000,15,7,0.6,"CH"]
[]
[100001620,"TABLEAU BASE / TA               ","FM126",560,3661238009950,520,470,200,3.3,"CH"]
[100004376,"TABLEAU BASE 2 / TA               ","FM159",653,3661238003521,520,470,200,3.5,"CH"]
[100001623,"TABLEAU DIEMATIC 3 / TA","FM129",1182,3661238009929,520,470,200,4,"CH"]
[100004294,"PLATINE 2 ALLURES/MOD./V3V","AD217",250,3661238004191,200,145,130,0.8,"CH"]
[]
["COLIS GT 2200"]
[]
[100001580," PREPARATEUR L160 / TA","BH103",1469,3661238009981,680,680,1110,97.5,"CH"]
[100001581," PREPARATEUR L250 / TA","BH104",1781,3661238009974,680,680,1480,125.5,"CH"]
[]
[89997045,"COLIS TUBULURES                        ","BH93",381,3661238044494,575,505,140,6.5,"CH"]
[null,null,null,null,""]
["OPTIONS GT 220"]
["REFERENCE","DESIGNATION","COLIS","PRIX","Code EAN","DIMENSIONS EMBALLAGE",null,null,"POIDS","GROUPE"]
[null,null,null,"EUR","","L","l","H","KG","ARTICLE"]
[null,null,null,null,""]
["OPTIONS POUR TABLEAUX B ET B2",null,null,null,""]
[null,null,null,null,""]
[88017859,"THERMOSTAT D'AMBIANCE NON PROGRAMMABLE","AD140",42.9,3661238048805,80,80,40,0.1,"CM"]
[88017855,"THERMOSTAT D'AMBIANCE PROGRAMMABLE (FILAIRE)","AD137",137.80000000000001,3661238048836,130,90,55,0.2,"CM"]
[88017018,"THERMOSTAT D'AMBIANCE PROGRAMMABLE (SANS FILS)","AD200",242.7,3661238049178,175,150,90,0.4,"CM"]
[]
["OPTIONS POUR TABLEAU D"]
[]
[100004294,"PLATINE 2 ALLURES/MOD./V3V","AD217",250,3661238004191,200,145,130,0.8,"CH"]
[88017017,"SONDE DEPART V3V","AD199",69.3,3661238049185,150,200,40,0.2,"CH"]
[85757743,"PLATINE + SONDE POUR 1 CIRCUIT AVEC VANNE MELANGEUSE","FM48",152.6,3661238022737,260,170,120,0.4,"CM"]
[85757742,"SONDE DE TEMPERATURE FUMEES  ","FM47",59.8,3661238022744,210,160,40,0.2,"CH"]
[85757746,"COMMANDE A DISTANCE INTERACTIVE CDI 2 ","FM51",176.1,3661238022713,180,110,85,0.3,"CM"]
[100004636,"COMMANDE A DISTANCE RADIO CDR 2","FM161",310.39999999999998,3661238002456,200,150,130,0.6,"CM"]
[100004637,"MODULE CDR 2 SUPPLEMENTAIRE","FM162",205.5,3661238002449,280,200,40,0.2,"CM"]
[100010960,"SONDE EXTERIEURE RADIO DIEMATIC 3","AD241",67.8,3661238338128,150,210,30,0.2,"CH"]
[100010961,"MODULE CHAUDIERE RADIO DIEMATIC 3","AD242",105.1,3661238338135,260,160,120,0.3,"CH"]
[85757747,"COMMANDE A DISTANCE SIMPLIFIEE AVEC SONDE D'AMBIANCE","FM52",88,3661238022706,110,85,40,0.1,"CM"]
[88017887,"SONDES POUR BALLON TAMPON","AD160",83.6,3661238048720,210,150,40,0.2,"CM"]
[88017878,"MODULE DE TELESURVEILLANCE VOCAL","AD152",595.9,3661238048751,210,190,105,1.1000000000000001,"CM"]
[88017851,"CABLE DE LIAISON BUS LG 12 M","AD134",92.7,3661238048850,350,260,30,0.4,"CM"]
[]
["OPTIONS ECS"]
[]
[100000492,"KIT ANODE MAGNESIUM","EA103",55.3,3661238011069,560,90,85,0.9,"CH"]
[89557003,"KIT ENSEMBLE CHAUFFANT 2400 W ","BH76",561.9,3661238047587,870,690,235,8.8000000000000007,"CH"]
[89557009,"KIT DE RACCORDS G EN R (1\" ET 3/4\") ","BH84",23.4,3661238047563,200,140,45,0.3,"CM"]
[100000030,"COLIS OPTION SONDE ECS","AD212",43.5,3661238011168,200,150,30,0.2,"CM"]
[100007835,"KIT DE LIAISON GT 224 et 225 / B 150-200-300","EA117",445.9,3661238113312,600,500,135,6.5,"CH"]
[100007836,"KIT DE LIAISON GT 226-à 228 ET DTG 230 / B 150-200-300","EA118",445.9,3661238113343,600,500,135,6.5,"CH"]
[null,null,null,null,""]
["GT 330"]
["REFERENCE","DESIGNATION","COLIS","PRIX","Code EAN","DIMENSIONS EMBALLAGE",null,null,"POIDS","GROUPE"]
[null,null,null,"EUR","","L","l","H","KG","ARTICLE"]
[null,null,null,null,""]
[100004537,"GT 334 CORPS VRAC",null,3552,3661238002975,null,null,null,630.9,"GC"]
[100004538,"GT 335 CORPS VRAC",null,3856,3661238002968,null,null,null,749.9,"GC"]
[100004539,"GT 336 CORPS VRAC",null,4243,3661238002951,null,null,null,901.9,"GC"]
[100004540,"GT 337 CORPS VRAC",null,4687,3661238002944,null,null,null,1031.7,"GC"]
[100004541,"GT 338 CORPS VRAC",null,5500,3661238002937,null,null,null,1164.2,"GC"]
[100004542,"GT 339 CORPS VRAC",null,6530,3661238002920,null,null,null,1299.0999999999999,"GC"]
[]
[100004543,"GT 334 B3 CORPS VRAC",null,3792,3661238002913,null,null,null,637.4,"GC"]
[100004544,"GT 335 B3 CORPS VRAC",null,4096,3661238002906,null,null,null,756.4,"GC"]
[100004545,"GT 336 B3 CORPS VRAC",null,4483,3661238002890,null,null,null,908.4,"GC"]
[100004546,"GT 337 B3 CORPS VRAC",null,4927,3661238002883,null,null,null,1038.2,"GC"]
[100004547,"GT 338 B3 CORPS VRAC",null,5740,3661238002876,null,null,null,1170.7,"GC"]
[100004548,"GT 339 B3 CORPS VRAC",null,6770,3661238002869,null,null,null,1305.5999999999999,"GC"]
[]
[100004549,"GT 334 K3 CORPS VRAC",null,4106,3661238002852,null,null,null,637.9,"GC"]
[100004550,"GT 335 K3 CORPS VRAC",null,4410,3661238002845,null,null,null,756.9,"GC"]
[100004551,"GT 336 K3 CORPS VRAC",null,4797,3661238002838,null,null,null,908.9,"GC"]
[100004552,"GT 337 K3 CORPS VRAC",null,5241,3661238002821,null,null,null,1038.7,"GC"]
[100004553,"GT 338 K3 CORPS VRAC",null,6054,3661238002814,null,null,null,1171.2,"GC"]
[100004554,"GT 339 K3 CORPS VRAC",null,7084,3661238002807,null,null,null,1306.0999999999999,"GC"]
[]
[100004555,"GT 334 DIEMATIC-M 3 CORPS VRAC",null,4799,3661238002791,null,null,null,637.9,"GC"]
[100004556,"GT 335 DIEMATIC-M 3 CORPS VRAC",null,5103,3661238002784,null,null,null,756.9,"GC"]
[100004557,"GT 336 DIEMATIC-M 3 CORPS VRAC",null,5490,3661238002777,null,null,null,908.9,"GC"]
[100004558,"GT 337 DIEMATIC-M 3 CORPS VRAC",null,5934,3661238002760,null,null,null,1038.7,"GC"]
[100004559,"GT 338 DIEMATIC-M 3 CORPS VRAC",null,6747,3661238002753,null,null,null,1171.2,"GC"]
[100004560,"GT 339 DIEMATIC-M 3 CORPS VRAC",null,7777,3661238002746,null,null,null,1306.0999999999999,"GC"]
[]
[100004561,"GT 334 CORPS ASSEMBLE",null,3918,3661238002739,null,null,null,621.9,"GC"]
[100004562,"GT 335 CORPS ASSEMBLE",null,4259,3661238002722,null,null,null,749.4,"GC"]
[100004563,"GT 336 CORPS ASSEMBLE",null,4679,3661238002715,null,null,null,888.9,"GC"]
[100004564,"GT 337 CORPS ASSEMBLE",null,5161,3661238002708,null,null,null,1030.7,"GC"]
[100004565,"GT 338 CORPS ASSEMBLE",null,6011,3661238002692,null,null,null,1148.2,"GC"]
[100004566,"GT 339 CORPS ASSEMBLE",null,7081,3661238002685,null,null,null,1275.7,"GC"]
[]
[100004567,"GT 334 B3 CORPS ASSEMBLE",null,4158,3661238002678,null,null,null,628.4,"GC"]
[100004568,"GT 335 B3 CORPS ASSEMBLE",null,4499,3661238002661,null,null,null,755.9,"GC"]
[100004569,"GT 336 B3 CORPS ASSEMBLE",null,4919,3661238002654,null,null,null,895.4,"GC"]
[100004570,"GT 337 B3 CORPS ASSEMBLE",null,5401,3661238002647,null,null,null,1037.2,"GC"]
[100004571,"GT 338 B3 CORPS ASSEMBLE",null,6251,3661238002630,null,null,null,1154.7,"GC"]
[100004572,"GT 339 B3 CORPS ASSEMBLE",null,7321,3661238002623,null,null,null,1282.2,"GC"]
[]
[100004573,"GT 334 K3 CORPS ASSEMBLE",null,4472,3661238002616,null,null,null,628.9,"GC"]
[100004574,"GT 335 K3 CORPS ASSEMBLE",null,4813,3661238002609,null,null,null,756.4,"GC"]
[100004576,"GT 336 K3 CORPS ASSEMBLE",null,5233,3661238002593,null,null,null,895.9,"GC"]
[100004577,"GT 337 K3 CORPS ASSEMBLE",null,5715,3661238002586,null,null,null,1037.7,"GC"]
[100004578,"GT 338 K3 CORPS ASSEMBLE",null,6565,3661238002579,null,null,null,1155.2,"GC"]
[100004579,"GT 339 K3 CORPS ASSEMBLE",null,7635,3661238002562,null,null,null,1282.7,"GC"]
[]
[100004580,"GT 334 DIEMATIC-M 3 CORPS ASSEMBLE",null,5165,3661238002555,null,null,null,628.9,"GC"]
[100004581,"GT 335 DIEMATIC-M 3 CORPS ASSEMBLE",null,5506,3661238002548,null,null,null,756.4,"GC"]
[100004582,"GT 336 DIEMATIC-M 3 CORPS ASSEMBLE",null,5926,3661238002531,null,null,null,895.9,"GC"]
[100004583,"GT 337 DIEMATIC-M 3 CORPS ASSEMBLE",null,6408,3661238002524,null,null,null,1037.7,"GC"]
[100004584,"GT 338 DIEMATIC-M 3 CORPS ASSEMBLE",null,7258,3661238002517,null,null,null,1155.2,"GC"]
[100004585,"GT 339 DIEMATIC-M 3 CORPS ASSEMBLE",null,8328,3661238002500,null,null,null,1282.7,"GC"]
[null,null,null,null,""]
["LISTE DES COLIS GT 330"]
["REFERENCE","DESIGNATION","COLIS","PRIX","Code EAN","DIMENSIONS EMBALLAGE",null,null,"POIDS","GROUPE"]
[null,null,null,"EUR","","L","l","H","KG","ARTICLE"]
[null,null,null,null,""]
[85537066,"CORPS ASSEMBLE GT 334",null,2151,3661238026186,1100,920,680,483,"GC"]
[85537067,"CORPS ASSEMBLE GT 335",null,2483,3661238026179,1085,1085,670,606,"GC"]
[85537068,"CORPS ASSEMBLE GT 336",null,2838,3661238026162,1250,1080,740,708.5,"GC"]
[85537069,"CORPS ASSEMBLE GT 337",null,3201,3661238026155,1400,1080,740,833.5,"GC"]
[85537070,"CORPS ASSEMBLE GT 338",null,3600,3661238026148,1550,1080,680,933,"GC"]
[85537071,"CORPS ASSEMBLE GT 339",null,4158,3661238026131,1730,1080,680,1040,"GC"]
[]
[85537072,"ELEMENT ARRIERE COMPLET GT 330",null,435,3661238026124,1070,600,190,130,"GC"]
[82190001,"ELEMENT INTERMEDIAIRE GT 330",null,296,3661238020832,990,600,165,111,"GC"]
[82190002,"ELEMENT AVANT GT 330",null,386,3661238020825,1070,620,170,104,"GC"]
[]
[82198944,"LIASSE TIGES ASSEMBLEES GT 334",null,7,3661238020658,575,50,50,1.5,"GC"]
[82198945,"LIASSE TIGES ASSEMBLEES GT 335",null,7,3661238020641,700,50,50,1.5,"GC"]
[82198946,"LIASSE TIGES ASSEMBLEES GT 336",null,8,3661238020634,865,50,50,2,"GC"]
[82198947,"LIASSE TIGES ASSEMBLEES GT 337",null,10,3661238020627,1025,50,50,2,"GC"]
[82198948,"LIASSE TIGES ASSEMBLEES GT 338",null,13,3661238020610,1185,50,50,2.5,"GC"]
[82198949,"LIASSE TIGES ASSEMBLEES GT 339",null,19,3661238020603,1340,35,35,2.9,"GC"]
[]
[85537009,"COLIS ACCESSOIRES GT 334 CV","FD9",446,3661238026537,660,615,370,47,"GC"]
[85537010,"COLIS ACCESSOIRES GT 335 CV","FD10",445,3661238026520,660,615,370,48,"GC"]
[85537011,"COLIS ACCESSOIRES GT 336 CV","FD11",460,3661238026513,660,615,370,49.5,"GC"]
[85537012,"COLIS ACCESSOIRES GT 337 CV","FD12",478,3661238026506,660,615,370,49.5,"GC"]
[85537013,"COLIS ACCESSOIRES GT 338 CV","FD13",528,3661238026490,660,615,370,50,"GC"]
[85537014,"COLIS ACCESSOIRES GT 339 CV","FD14",670,3661238026483,660,615,370,51.5,"GC"]
[]
[82197712,"COLIS TURBULATEURS GT 334","BP16",201,3661238020818,635,510,220,36,"GC"]
[82197713,"COLIS TURBULATEURS GT 335/6","BP17",210,3661238020801,635,510,220,37,"GC"]
[82197715,"COLIS TURBULATEURS GT 337","BP19",265,3661238020795,500,630,240,39,"GC"]
[82197716,"COLIS TURBULATEURS GT 338","BP20",395,3661238020788,635,510,380,61,"GC"]
[82197717,"COLIS TURBULATEURS GT 339","BP21",492,3661238020771,500,630,400,60,"GC"]
[]
[82197718,"PORTE FOYERE D 135 GT330","BP13",257,3661238020764,680,180,520,21.6,"GC"]
[]
[85537015,"COLIS ACCESSOIRES CORPS ASSEMBLE GT 334-5","FD15",203,3661238026476,680,525,190,26,"GC"]
[85537019,"COLIS ACCESSOIRES CORPS ASSEMBLE GT 336-7-8","FD19",203,3661238026469,680,525,190,26.5,"GC"]
[85537020,"COLIS ACCESSOIRES CORPS ASSEMBLE GT 339","FD20",203,3661238026452,680,525,190,27,"GC"]
[]
[100004865,"COLIS JAQUETTE LATERALE GT 334","MD7",489,3661238002098,1180,980,330,40.5,"GC"]
[100004866,"COLIS JAQUETTE LATERALE GT 335","MD8",489,3661238002081,1180,980,330,44,"GC"]
[100004867,"COLIS JAQUETTE LATERALE GT 336","MD9",554,3661238002074,1230,1350,390,80.5,"GC"]
[100004868,"COLIS JAQUETTE LATERALE GT 337","MD10",618,3661238002067,1230,1350,390,95.3,"GC"]
[100004869,"COLIS JAQUETTE LATERALE GT 338","MD11",939,3661238002050,1230,1650,390,91.3,"GC"]
[100004880,"COLIS JAQUETTE LATERALE GT 339","MD12",1354,3661238002043,1230,1650,390,112.3,"GC"]
[]
[100004881,"COLIS JAQUETTE AVANT GT 330","MD13",103,3661238002036,1020,830,120,9.5,"GC"]
[]
[85537060,"COLIS CHASSIS GT 334","FD30",122,3661238026247,760,180,100,13.5,"GC"]
[85537061,"COLIS CHASSIS GT 335","FD31",122,3661238026230,750,190,100,16,"GC"]
[85537062,"COLIS CHASSIS GT 336","FD32",132,3661238026223,760,190,110,18.5,"GC"]
[85537063,"COLIS CHASSIS GT 337","FD33",141,3661238026216,900,210,120,20.5,"GC"]
[85537064,"COLIS CHASSIS GT 338","FD34",154,3661238026209,1060,210,130,23,"GC"]
[85537065,"COLIS CHASSIS GT 339","FD35",228,3661238026193,1220,210,140,25,"GC"]
[]
[100004882,"COLIS DOCUMENT TECHNIQUE FR GT 334","MD14",27,3661238002029,325,240,50,0.3,"GC"]
[100004883,"COLIS DOCUMENT TECHNIQUE FR GT 335","MD15",27,3661238002012,325,240,50,0.3,"GC"]
[100004884,"COLIS DOCUMENT TECHNIQUE FR GT 336","MD16",27,3661238002005,325,240,50,0.3,"GC"]
[100004885,"COLIS DOCUMENT TECHNIQUE FR GT 337","MD17",27,3661238001992,325,240,50,0.3,"GC"]
[100004886,"COLIS DOCUMENT TECHNIQUE FR GT 338","MD18",27,3661238001985,325,240,50,0.3,"GC"]
[100004887,"COLIS DOCUMENT TECHNIQUE FR GT 339","MD19",27,3661238001978,325,240,50,0.3,"GC"]
[]
[100004299,"TABLEAU STANDARD S 3","MD4",487,3661238004153,800,200,200,5,"GC"]
[100004298,"TABLEAU B 3","MD3",727,3661238004160,830,430,270,11.5,"GC"]
[100004296,"TABLEAU K 3","MD2",1041,3661238004177,830,430,270,12,"GC"]
[100004295,"TABLEAU DIEMATIC-M 3","MD1",1734,3661238004184,830,430,270,12,"GC"]
[null,null,null,null,""]
["OPTIONS GT 330"]
["REFERENCE","DESIGNATION","COLIS","PRIX","Code EAN","DIMENSIONS EMBALLAGE",null,null,"POIDS","GROUPE"]
[null,null,null,"EUR","","L","l","H","KG","ARTICLE"]
[null,null,null,null,""]
["OPTIONS CHAUDIERE",null,null,null,""]
[null,null,null,null,""]
[82197719,"PORTE FOYERE Ø 175-220","BP14",272.2,3661238020757,685,185,525,21,"GC"]
[82197720,"PORTE FOYERE Ø 175-270","BP15",272.2,3661238020740,685,185,525,22,"GC"]
[85537074,"KIT VANNE DE CHASSE","FD37",231.4,3661238026100,410,290,170,6.5,"GC"]
[85537075,"JEU DE 2 CONTRE-BRIDE A EPAULEMENT, Ø 2\"","FD38",59.3,3661238026094,195,150,125,2.8,"GC"]
[85537076,"KIT DE SECURITE 115kW","FD39",148,3661238026087,425,255,120,2.4,"GC"]
[85537079,"KIT DE SECURITE 115 à 330 kW","FD42",210,3661238026056,470,255,115,3.1,"GC"]
[100012251,"KIT RECIRCULATION ","MD218",361.7,3661238357921,660,490,300,17,"GC"]
[82197781,"KIT DE RELAYAGE POUR BRULEUR DE PUISSANCE ≥ 450W","BP51",129.19999999999999,3661238020665,260,160,120,0.8,"GC"]
[]
[100007507,"TABLEAU LATERAL DIEMATIC M3","MD138",1734,3661238092389,825,430,270,14.2,"GC"]
[100007508,"TABLEAU LATERAL K3","MD139",1041,3661238092372,825,430,270,13.5,"GC"]
[100007509,"TABLEAU LATERAL B3","MD140",727,3661238092365,825,430,270,13,"GC"]
[]
["OPTIONS TABLEAU STANDARD"]
[]
[82197729,"THERMOMETRE DE FUMEES","BP28",104.8,3661238020733,195,150,125,0.3,"GC"]
[]
["OPTIONS TABLEAU B 3"]
[]
[82197729,"THERMOMETRE DE FUMEES","BP28",104.8,3661238020733,195,150,125,0.3,"GC"]
[88017859,"THERMOSTAT D'AMBIANCE NON PROGRAMMABLE","AD140",42.9,3661238048805,80,80,40,0.1,"CM"]
[88017855,"THERMOSTAT D'AMBIANCE PROGRAMMABLE (FILAIRE)","AD137",137.80000000000001,3661238048836,130,90,55,0.2,"CM"]
[88017018,"THERMOSTAT D'AMBIANCE PROGRAMMABLE (SANS FILS)","AD200",242.7,3661238049178,175,150,90,0.4,"CM"]
[82187730,"COMPTEUR HORAIRE","BG40",139.6,3661238020849,195,150,125,0.2,"CH"]
[]
["OPTIONS TABLEAU K 3"]
[]
[85757742,"SONDE DE TEMPERATURE FUMEES  ","FM47",59.8,3661238022744,210,160,40,0.2,"CH"]
[100004970,"PLATINES + SONDE POUR 1ER CIRCUIT VANNE POUR TABLEAU K3","AD220",272.5,3661238001893,310,210,130,0.7,"GC"]
[85757743,"PLATINE + SONDE POUR 1 CIRCUIT AVEC VANNE MELANGEUSE","FM48",152.6,3661238022737,260,170,120,0.4,"CM"]
[100004636,"COMMANDE A DISTANCE RADIO CDR 2","FM161",310.39999999999998,3661238002456,200,150,130,0.6,"CM"]
[100004637,"MODULE CDR 2 SUPPLEMENTAIRE","FM162",205.5,3661238002449,280,200,40,0.2,"CM"]
[85757746,"COMMANDE A DISTANCE INTERACTIVE CDI 2 ","FM51",176.1,3661238022713,180,110,85,0.3,"CM"]
[85757747,"COMMANDE A DISTANCE SIMPLIFIEE AVEC SONDE D'AMBIANCE","FM52",88,3661238022706,110,85,40,0.1,"CM"]
[100012044,"SONDE D'AMBIANCE","AD244",71.3,3661238374775,105,85,40,0.1,"CH"]
[]
["OPTIONS TABLEAU DIEMATIC-M 3"]
[]
[85757742,"SONDE DE TEMPERATURE FUMEES  ","FM47",59.8,3661238022744,210,160,40,0.2,"CH"]
[88017017,"SONDE DEPART V3V","AD199",69.3,3661238049185,150,200,40,0.2,"CH"]
[85757743,"PLATINE + SONDE POUR 1 CIRCUIT AVEC VANNE MELANGEUSE","FM48",152.6,3661238022737,260,170,120,0.4,"CM"]
[85757746,"COMMANDE A DISTANCE INTERACTIVE CDI 2 ","FM51",176.1,3661238022713,180,110,85,0.3,"CM"]
[100004636,"COMMANDE A DISTANCE RADIO CDR 2","FM161",310.39999999999998,3661238002456,200,150,130,0.6,"CM"]
[100004637,"MODULE CDR 2 SUPPLEMENTAIRE","FM162",205.5,3661238002449,280,200,40,0.2,"CM"]
[100010960,"SONDE EXTERIEURE RADIO DIEMATIC 3","AD241",67.8,3661238338128,150,210,30,0.2,"CH"]
[100010961,"MODULE CHAUDIERE RADIO DIEMATIC 3","AD242",105.1,3661238338135,260,160,120,0.3,"CH"]
[85757747,"COMMANDE A DISTANCE SIMPLIFIEE AVEC SONDE D'AMBIANCE","FM52",88,3661238022706,110,85,40,0.1,"CM"]
[]
[88017851,"CABLE DE LIAISON BUS LG 12 M","AD134",92.7,3661238048850,350,260,30,0.4,"CM"]
[81997720,"CABLE DE LIAISON LG 40 M","DB119",126.2,3661238001350,310,215,130,1.3,"CH"]
[88017835,"CABLE DE LIAISON RX 10","AD123",90,3661238048928,350,260,20,0.3,"CH"]
[88017858,"PROLONGATEUR DE CABLE BUS","AD139",20.6,3661238048812,210,150,20,0.1,"GC"]
[100004781,"SONDE PLONGEUR DIEMATIC 3","AD218",157.5,3661238002234,190,145,120,0.3,"GC"]
[88017878,"MODULE DE TELESURVEILLANCE VOCAL","AD152",595.9,3661238048751,210,190,105,1.1000000000000001,"CM"]
[]
[100000030,"COLIS OPTION SONDE ECS","AD212",43.5,3661238011168,200,150,30,0.2,"CM"]
[88017887,"SONDES POUR BALLON TAMPON","AD160",83.6,3661238048720,210,150,40,0.2,"CM"]
[100012044,"SONDE D'AMBIANCE","AD244",71.3,3661238374775,105,85,40,0.1,"CH"]
[null,null,null,null,""]
["GT 430 CV"]
["REFERENCE","DESIGNATION","COLIS","PRIX","Code EAN","DIMENSIONS EMBALLAGE",null,null,"POIDS","GROUPE"]
[null,null,null,"EUR","","L","l","H","KG","ARTICLE"]
[null,null,null,null,""]
[100006915," GT 430-8  CV",null,8791,3661238094680,null,null,null,1929,"GC"]
[100006916," GT 430-9  CV",null,9711,3661238094673,null,null,null,2139.1999999999998,"GC"]
[100006917," GT 430-10  CV",null,10537,3661238094666,null,null,null,2338.6,"GC"]
[100006918," GT 430-11  CV",null,11411,3661238094659,null,null,null,2586.9,"GC"]
[100006919," GT 430-12  CV",null,12235,3661238094642,null,null,null,2763.2,"GC"]
[100006920," GT 430-13  CV",null,13158,3661238094635,null,null,null,2991.4,"GC"]
[100006921," GT 430-14  CV",null,13894,3661238094628,null,null,null,3211.3,"GC"]
[]
[100006908," GT 430-8 B3 CV",null,9031,3661238094758,null,null,null,1935.5,"GC"]
[100006909," GT 430-9 B3 CV",null,9951,3661238094741,null,null,null,2145.6999999999998,"GC"]
[100006910," GT 430-10 B3 CV",null,10777,3661238094734,null,null,null,2345.1,"GC"]
[100006911," GT 430-11 B3 CV",null,11651,3661238094727,null,null,null,2593.4,"GC"]
[100006912," GT 430-12 B3 CV",null,12475,3661238094710,null,null,null,2769.7,"GC"]
[100006913," GT 430-13 B3 CV",null,13398,3661238094703,null,null,null,2997.9,"GC"]
[100006914," GT 430-14 B3 CV",null,14134,3661238094697,null,null,null,3217.8,"GC"]
[]
[100006894," GT 430-8 K3 CV",null,9345,3661238094895,null,null,null,1936,"GC"]
[100006895," GT 430-9 K3 CV",null,10265,3661238094888,null,null,null,2146.1999999999998,"GC"]
[100006896," GT 430-10 K3 CV",null,11091,3661238094871,null,null,null,2345.6,"GC"]
[100006897," GT 430-11 K3 CV",null,11965,3661238094864,null,null,null,2593.9,"GC"]
[100006898," GT 430-12 K3 CV",null,12789,3661238094857,null,null,null,2770.2,"GC"]
[100006899," GT 430-13 K3 CV",null,13712,3661238094840,null,null,null,2998.4,"GC"]
[100006900," GT 430-14 K3 CV",null,14448,3661238094833,null,null,null,3218.3,"GC"]
[]
[100006901," GT 430-8 DIEMATIC-M3 CV",null,10038,3661238094826,null,null,null,1936,"GC"]
[100006902," GT 430-9 DIEMATIC-M3 CV",null,10958,3661238094819,null,null,null,2146.1999999999998,"GC"]
[100006903," GT 430-10 DIEMATIC-M3 CV",null,11784,3661238094802,null,null,null,2345.6,"GC"]
[100006904," GT 430-11 DIEMATIC-M3 CV",null,12658,3661238094796,null,null,null,2593.9,"GC"]
[100006905," GT 430-12 DIEMATIC-M3 CV",null,13482,3661238094789,null,null,null,2770.2,"GC"]
[100006906," GT 430-13 DIEMATIC-M3 CV",null,14405,3661238094772,null,null,null,2998.4,"GC"]
[100006907," GT 430-14 DIEMATIC-M3 CV",null,15141,3661238094765,null,null,null,3218.3,"GC"]
[null,null,null,null,""]
["GT 430 CA"]
["REFERENCE","DESIGNATION","COLIS","PRIX","Code EAN","DIMENSIONS EMBALLAGE",null,null,"POIDS","GROUPE"]
[null,null,null,"EUR","","L","l","H","KG","ARTICLE"]
[null,null,null,null,""]
[100006961," GT 430-8  CA",null,9513,3661238094338,null,null,null,1887.9,"GC"]
[100006962," GT 430-9  CA",null,10488,3661238094321,null,null,null,2117.4,"GC"]
[100006963," GT 430-10  CA",null,11406,3661238094314,null,null,null,2304.8000000000002,"GC"]
[100006964," GT 430-11  CA",null,12357,3661238094307,null,null,null,2539.9,"GC"]
[100006965," GT 430-12  CA",null,13271,3661238094291,null,null,null,2705.2,"GC"]
[100006966," GT 430-13  CA",null,14315,3661238094284,null,null,null,2947.3,"GC"]
[100006967," GT 430-14  CA",null,15183,3661238094277,null,null,null,3163.8,"GC"]
[]
[100006954," GT 430-8 B3 CA",null,9753,3661238094406,null,null,null,1894.4,"GC"]
[100006955," GT 430-9 B3 CA",null,10728,3661238094390,null,null,null,2123.9,"GC"]
[100006956," GT 430-10 B3 CA",null,11646,3661238094383,null,null,null,2311.3000000000002,"GC"]
[100006957," GT 430-11 B3 CA",null,12597,3661238094376,null,null,null,2546.4,"GC"]
[100006958," GT 430-12 B3 CA",null,13511,3661238094369,null,null,null,2711.7,"GC"]
[100006959," GT 430-13 B3 CA",null,14555,3661238094352,null,null,null,2953.8,"GC"]
[100006960," GT 430-14 B3 CA",null,15423,3661238094345,null,null,null,3170.3,"GC"]
[]
[100006939," GT 430-8 K3 CA",null,10067,3661238094543,null,null,null,1894.9,"GC"]
[100006941," GT 430-9 K3 CA",null,11042,3661238094536,null,null,null,2124.4,"GC"]
[100006942," GT 430-10 K3 CA",null,11960,3661238094529,null,null,null,2311.8000000000002,"GC"]
[100006943," GT 430-11 K3 CA",null,12911,3661238094512,null,null,null,2546.9,"GC"]
[100006944," GT 430-12 K3 CA",null,13825,3661238094505,null,null,null,2712.2,"GC"]
[100006945," GT 430-13 K3 CA",null,14869,3661238094499,null,null,null,2954.3,"GC"]
[100006946," GT 430-14 K3 CA",null,15737,3661238094482,null,null,null,3170.8,"GC"]
[]
[100006947," GT 430-8 DIEMATIC-M3 CA",null,10760,3661238094475,null,null,null,1894.9,"GC"]
[100006948," GT 430-9 DIEMATIC-M3 CA",null,11735,3661238094468,null,null,null,2124.4,"GC"]
[100006949," GT 430-10 DIEMATIC-M3 CA",null,12653,3661238094451,null,null,null,2311.8000000000002,"GC"]
[100006950," GT 430-11 DIEMATIC-M3 CA",null,13604,3661238094444,null,null,null,2546.9,"GC"]
[100006951," GT 430-12 DIEMATIC-M3 CA",null,14518,3661238094437,null,null,null,2712.2,"GC"]
[100006952," GT 430-13 DIEMATIC-M3 CA",null,15562,3661238094420,null,null,null,2954.3,"GC"]
[100006953," GT 430-14 DIEMATIC-M3 CA",null,16430,3661238094413,null,null,null,3170.8,"GC"]
[null,null,null,null,""]
["OPTIONS GT 430"]
["REFERENCE","DESIGNATION","COLIS","PRIX","Code EAN","DIMENSIONS EMBALLAGE",null,null,"POIDS","GROUPE"]
[null,null,null,"EUR","","L","l","H","KG","ARTICLE"]
[null,null,null,null,""]
["OPTION TABLEAU STANDARD",null,null,null,""]
[null,null,null,null,""]
[82197729,"THERMOMETRE DE FUMEES","BP28",104.8,3661238020733,195,150,125,0.3,"GC"]
[]
["OPTIONS TABLEAU B3"]
[]
[82197729,"THERMOMETRE DE FUMEES","BP28",104.8,3661238020733,195,150,125,0.3,"GC"]
[88017859,"THERMOSTAT D'AMBIANCE NON PROGRAMMABLE","AD140",42.9,3661238048805,80,80,40,0.1,"CM"]
[88017855,"THERMOSTAT D'AMBIANCE PROGRAMMABLE (FILAIRE)","AD137",137.80000000000001,3661238048836,130,90,55,0.2,"CM"]
[88017018,"THERMOSTAT D'AMBIANCE PROGRAMMABLE (SANS FILS)","AD200",242.7,3661238049178,175,150,90,0.4,"CM"]
[82187730,"COMPTEUR HORAIRE ","BG40",139.6,3661238020849,195,150,125,0.2,"CH"]
[]
["OPTIONS TABLEAU K3"]
[]
[85757742,"SONDE DE TEMPERATURE FUMEES  ","FM47",59.8,3661238022744,210,160,40,0.2,"CH"]
[100004970,"PLATINES + SONDE POUR 1ER CIRCUIT VANNE POUR TABLEAU K3","AD220",272.5,3661238001893,310,210,130,0.7,"GC"]
[85757743,"PLATINE + SONDE POUR 1 CIRCUIT AVEC VANNE MELANGEUSE","FM48",152.6,3661238022737,260,170,120,0.4,"CM"]
[100004636,"COMMANDE A DISTANCE RADIO CDR 2","FM161",310.39999999999998,3661238002456,200,150,130,0.6,"CM"]
[100004637,"MODULE CDR 2 SUPPLEMENTAIRE","FM162",205.5,3661238002449,280,200,40,0.2,"CM"]
[85757746,"COMMANDE A DISTANCE INTERACTIVE CDI 2 ","FM51",176.1,3661238022713,180,110,85,0.3,"CM"]
[85757747,"COMMANDE A DISTANCE SIMPLIFIEE AVEC SONDE D'AMBIANCE","FM52",88,3661238022706,110,85,40,0.1,"CM"]
[100012044,"SONDE D'AMBIANCE","AD244",71.3,3661238374775,105,85,40,0.1,"CH"]
[]
["OPTIONS TABLEAU DIEMATIC-M3"]
[]
[85757742,"SONDE DE TEMPERATURE FUMEES  ","FM47",59.8,3661238022744,210,160,40,0.2,"CH"]
[88017017,"SONDE DEPART V3V","AD199",69.3,3661238049185,150,200,40,0.2,"CH"]
[85757743,"PLATINE + SONDE POUR 1 CIRCUIT AVEC VANNE MELANGEUSE","FM48",152.6,3661238022737,260,170,120,0.4,"CM"]
[85757746,"COMMANDE A DISTANCE INTERACTIVE CDI 2 ","FM51",176.1,3661238022713,180,110,85,0.3,"CM"]
[100004636,"COMMANDE A DISTANCE RADIO CDR 2","FM161",310.39999999999998,3661238002456,200,150,130,0.6,"CM"]
[100004637,"MODULE CDR 2 SUPPLEMENTAIRE","FM162",205.5,3661238002449,280,200,40,0.2,"CM"]
[100010960,"SONDE EXTERIEURE RADIO DIEMATIC 3","AD241",67.8,3661238338128,150,210,30,0.2,"CH"]
[100010961,"MODULE CHAUDIERE RADIO DIEMATIC 3","AD242",105.1,3661238338135,260,160,120,0.3,"CH"]
[85757747,"COMMANDE A DISTANCE SIMPLIFIEE AVEC SONDE D'AMBIANCE","FM52",88,3661238022706,110,85,40,0.1,"CM"]
[]
[88017851,"CABLE DE LIAISON BUS LG 12 M","AD134",92.7,3661238048850,350,260,30,0.4,"CM"]
[81997720,"CABLE DE LIAISON LG 40 M","DB119",126.2,3661238001350,310,215,130,1.3,"CH"]
[88017835,"CABLE DE LIAISON RX 10","AD123",90,3661238048928,350,260,20,0.3,"CH"]
[88017858,"PROLONGATEUR DE CABLE BUS","AD139",20.6,3661238048812,210,150,20,0.1,"GC"]
[100004781,"SONDE PLONGEUR DIEMATIC 3","AD218",157.5,3661238002234,190,145,120,0.3,"GC"]
[88017878,"MODULE DE TELESURVEILLANCE VOCAL TELCOM 2","AD152",595.9,3661238048751,210,190,105,1.1000000000000001,"CM"]
[]
[100000030,"COLIS OPTION SONDE ECS","AD212",43.5,3661238011168,200,150,30,0.2,"CM"]
[88017887,"SONDES POUR BALLON TAMPON","AD160",83.6,3661238048720,210,150,40,0.2,"CM"]
[100012044,"SONDE D'AMBIANCE","AD244",71.3,3661238374775,105,85,40,0.1,"CH"]
[]
["AUTRES OPTIONS"]
[]
[82197781,"KIT DE RELAYAGE POUR BRULEUR DE PUISSANCE ≥ 450W","BP51",129.19999999999999,3661238020665,260,160,120,0.8,"GC"]
[]
[82297781,"JEU DE PLOTS ANTIVIBRATILES GT 408 A 410 (4 PLOTS)","CS60",566.29999999999995,3661238019010,310,220,155,4.3,"GC"]
[82297782,"JEU DE PLOTS ANTIVIBRATILES GT 411 A 414 (6 PLOTS)","CS61",852.7,3661238019003,305,220,165,6.1,"GC"]
[]
[100007507,"TABLEAU LATERAL DIEMATIC M3","MD138",1734,3661238092389,825,430,270,14.2,"GC"]
[100007508,"TABLEAU LATERAL K3","MD139",1041,3661238092372,825,430,270,13.5,"GC"]
[100007509,"TABLEAU LATERAL B3","MD140",727,3661238092365,825,430,270,13,"GC"]
[]
["GT 530"]
["REFERENCE","DESIGNATION","COLIS","PRIX","Code EAN","DIMENSIONS EMBALLAGE",null,null,"POIDS","GROUPE"]
[null,null,null,"EUR","","L","l","H","KG","ARTICLE"]
[null,null,null,null,""]
[100007047,"GT 530-7  CV",null,10695,3661238161085,null,null,null,1898.3,"GC"]
[100007048,"GT 530-8  CV",null,11341,3661238161078,null,null,null,2117.3000000000002,"GC"]
[100007049,"GT 530-9  CV",null,11993,3661238093751,null,null,null,2292.8000000000002,"GC"]
[100007050,"GT 530-10  CV",null,12673,3661238093744,null,null,null,2503.1,"GC"]
[100007051,"GT 530-11  CV",null,13321,3661238093737,null,null,null,2699.6,"GC"]
[100007052,"GT 530-12  CV",null,13961,3661238093720,null,null,null,2911.2,"GC"]
[100007053,"GT 530-13  CV",null,14620,3661238093713,null,null,null,3084.2,"GC"]
[100007054,"GT 530-14  CV",null,15268,3661238093706,null,null,null,3255.1,"GC"]
[100007055,"GT 530-15  CV",null,15950,3661238093690,null,null,null,3480,"GC"]
[100007056,"GT 530-16  CV",null,16800,3661238093683,null,null,null,3685.5,"GC"]
[100007057,"GT 530-17  CV",null,17997,3661238093676,null,null,null,3898.6,"GC"]
[100007058,"GT 530-18  CV",null,18838,3661238093669,null,null,null,4090.6,"GC"]
[100007059,"GT 530-19  CV",null,19680,3661238093652,null,null,null,4298.8,"GC"]
[100007060,"GT 530-20  CV",null,20200,3661238093645,null,null,null,4521.1000000000004,"GC"]
[100007061,"GT 530-21  CV",null,21376,3661238093638,null,null,null,4724.6000000000004,"GC"]
[100007062,"GT 530-22  CV",null,22211,3661238093621,null,null,null,4912.7,"GC"]
[100007063,"GT 530-23  CV",null,23057,3661238093614,null,null,null,5098.7,"GC"]
[100007064,"GT 530-24  CV",null,23906,3661238093607,null,null,null,5321.4,"GC"]
[100007065,"GT 530-25  CV",null,24751,3661238093591,null,null,null,5507.9,"GC"]
[]
[100007157,"GT 530-7  CA",null,11466,3661238160927,null,null,null,1858.3,"GC"]
[100007158,"GT 530-8  CA",null,12209,3661238160910,null,null,null,2064.8000000000002,"GC"]
[100007159,"GT 530-9  CA",null,12956,3661238093065,null,null,null,2217.8000000000002,"GC"]
[100007160,"GT 530-10  CA",null,13729,3661238093058,null,null,null,2454.1,"GC"]
[100007161,"GT 530-11  CA",null,14471,3661238093041,null,null,null,2634.3,"GC"]
[100007162,"GT 530-12  CA",null,15212,3661238093034,null,null,null,2797.9,"GC"]
[100007163,"GT 530-13  CA",null,15954,3661238093027,null,null,null,3028.9,"GC"]
[100007164,"GT 530-14  CA",null,16697,3661238093010,null,null,null,3216.8,"GC"]
[100007165,"GT 530-15  CA",null,17477,3661238093003,null,null,null,3440.7,"GC"]
[100007166,"GT 530-16  CA",null,18415,3661238092990,null,null,null,3625,"GC"]
[100007167,"GT 530-17  CA",null,19705,3661238092983,null,null,null,3824.6,"GC"]
[100007168,"GT 530-18  CA",null,20646,3661238092976,null,null,null,4021.1,"GC"]
[100007169,"GT 530-19  CA",null,21581,3661238092969,null,null,null,4186.3,"GC"]
[100007170,"GT 530-20  CA",null,22195,3661238092952,null,null,null,4423.6000000000004,"GC"]
[100007171,"GT 530-21  CA",null,23455,3661238092945,null,null,null,4608.6000000000004,"GC"]
[100007172,"GT 530-22  CA",null,24394,3661238092938,null,null,null,4808.2,"GC"]
[100007173,"GT 530-23  CA",null,25332,3661238092921,null,null,null,4990.7,"GC"]
[100007174,"GT 530-24  CA",null,26269,3661238092914,null,null,null,5190.3999999999996,"GC"]
[100007175,"GT 530-25  CA",null,27212,3661238092907,null,null,null,5208.3999999999996,"GC"]
[null,null,null,null,""]
["GT 530 B3"]
["REFERENCE","DESIGNATION","COLIS","PRIX","Code EAN","DIMENSIONS EMBALLAGE",null,null,"POIDS","GROUPE"]
[null,null,null,"EUR","","L","l","H","KG","ARTICLE"]
[null,null,null,null,""]
[100007028,"GT 530-7 B3 CV",null,10935,3661238161108,null,null,null,1904.8,"GC"]
[100007029,"GT 530-8 B3 CV",null,11581,3661238161092,null,null,null,2123.8000000000002,"GC"]
[100007030,"GT 530-9 B3 CV",null,12233,3661238093928,null,null,null,2299.3000000000002,"GC"]
[100007031,"GT 530-10 B3 CV",null,12913,3661238093911,null,null,null,2509.6,"GC"]
[100007032,"GT 530-11 B3 CV",null,13561,3661238093904,null,null,null,2706.1,"GC"]
[100007033,"GT 530-12 B3 CV",null,14201,3661238093898,null,null,null,2917.7,"GC"]
[100007034,"GT 530-13 B3 CV",null,14860,3661238093881,null,null,null,3090.7,"GC"]
[100007035,"GT 530-14 B3 CV",null,15508,3661238093874,null,null,null,3261.6,"GC"]
[100007036,"GT 530-15 B3 CV",null,16190,3661238093867,null,null,null,3486.5,"GC"]
[100007037,"GT 530-16 B3 CV",null,17040,3661238093850,null,null,null,3692,"GC"]
[100007038,"GT 530-17 B3 CV",null,18237,3661238093843,null,null,null,3905.1,"GC"]
[100007039,"GT 530-18 B3 CV",null,19078,3661238093836,null,null,null,4097.1000000000004,"GC"]
[100007040,"GT 530-19 B3 CV",null,19920,3661238093829,null,null,null,4305.3,"GC"]
[100007041,"GT 530-20 B3 CV",null,20440,3661238093812,null,null,null,4527.6000000000004,"GC"]
[100007042,"GT 530-21 B3 CV",null,21616,3661238093805,null,null,null,4731.1000000000004,"GC"]
[100007043,"GT 530-22 B3 CV",null,22451,3661238093799,null,null,null,4919.2,"GC"]
[100007044,"GT 530-23 B3 CV",null,23297,3661238093782,null,null,null,5105.2,"GC"]
[100007045,"GT 530-24 B3 CV",null,24146,3661238093775,null,null,null,5327.9,"GC"]
[100007046,"GT 530-25 B3 CV",null,24991,3661238093768,null,null,null,5514.4,"GC"]
[]
[100007128,"GT 530-7 B3 CA",null,11706,3661238161030,null,null,null,1864.8,"GC"]
[100007129,"GT 530-8 B3 CA",null,12449,3661238161023,null,null,null,2071.3000000000002,"GC"]
[100007140,"GT 530-9 B3 CA",null,13196,3661238093232,null,null,null,2224.3000000000002,"GC"]
[100007141,"GT 530-10 B3 CA",null,13969,3661238093225,null,null,null,2460.6,"GC"]
[100007142,"GT 530-11 B3 CA",null,14711,3661238093218,null,null,null,2640.8,"GC"]
[100007143,"GT 530-12 B3 CA",null,15452,3661238093201,null,null,null,2804.4,"GC"]
[100007144,"GT 530-13 B3 CA",null,16194,3661238093195,null,null,null,3035.4,"GC"]
[100007145,"GT 530-14 B3 CA",null,16937,3661238093188,null,null,null,3223.3,"GC"]
[100007146,"GT 530-15 B3 CA",null,17717,3661238093171,null,null,null,3447.2,"GC"]
[100007147,"GT 530-16 B3 CA",null,18655,3661238093164,null,null,null,3631.5,"GC"]
[100007148,"GT 530-17 B3 CA",null,19945,3661238093157,null,null,null,3831.1,"GC"]
[100007149,"GT 530-18 B3 CA",null,20886,3661238093140,null,null,null,4027.6,"GC"]
[100007150,"GT 530-19 B3 CA",null,21821,3661238093133,null,null,null,4192.8,"GC"]
[100007151,"GT 530-20 B3 CA",null,22435,3661238093126,null,null,null,4430.1000000000004,"GC"]
[100007152,"GT 530-21 B3 CA",null,23695,3661238093119,null,null,null,4615.1000000000004,"GC"]
[100007153,"GT 530-22 B3 CA",null,24634,3661238093102,null,null,null,4814.7,"GC"]
[100007154,"GT 530-23 B3 CA",null,25572,3661238093096,null,null,null,4997.2,"GC"]
[100007155,"GT 530-24 B3 CA",null,26509,3661238093089,null,null,null,5196.8999999999996,"GC"]
[100007156,"GT 530-25 B3 CA",null,27452,3661238093072,null,null,null,5214.8999999999996,"GC"]
[null,null,null,null,""]
["GT 530 K3"]
["REFERENCE","DESIGNATION","COLIS","PRIX","Code EAN","DIMENSIONS EMBALLAGE",null,null,"POIDS","GROUPE"]
[null,null,null,"EUR","","L","l","H","KG","ARTICLE"]
[null,null,null,null,""]
[100006989,"GT 530-7 K3 CV",null,11249,3661238161146,null,null,null,1905.3,"GC"]
[100006990,"GT 530-8 K3 CV",null,11895,3661238161139,null,null,null,2124.3000000000002,"GC"]
[100006991,"GT 530-9 K3 CV",null,12547,3661238094260,null,null,null,2299.8000000000002,"GC"]
[100006992,"GT 530-10 K3 CV",null,13227,3661238094253,null,null,null,2510.1,"GC"]
[100006993,"GT 530-11 K3 CV",null,13875,3661238094246,null,null,null,2706.6,"GC"]
[100006994,"GT 530-12 K3 CV",null,14515,3661238094239,null,null,null,2918.2,"GC"]
[100006995,"GT 530-13 K3 CV",null,15174,3661238094222,null,null,null,3091.2,"GC"]
[100006996,"GT 530-14 K3 CV",null,15822,3661238094215,null,null,null,3262.1,"GC"]
[100006997,"GT 530-15 K3 CV",null,16504,3661238094208,null,null,null,3487,"GC"]
[100006998,"GT 530-16 K3 CV",null,17354,3661238094192,null,null,null,3692.5,"GC"]
[100006999,"GT 530-17 K3 CV",null,18551,3661238094185,null,null,null,3905.6,"GC"]
[100007000,"GT 530-18 K3 CV",null,19392,3661238094178,null,null,null,4097.6000000000004,"GC"]
[100007001,"GT 530-19 K3 CV",null,20234,3661238094161,null,null,null,4305.8,"GC"]
[100007002,"GT 530-20 K3 CV",null,20754,3661238094154,null,null,null,4528.1000000000004,"GC"]
[100007003,"GT 530-21 K3 CV",null,21930,3661238094147,null,null,null,4731.6000000000004,"GC"]
[100007004,"GT 530-22 K3 CV",null,22765,3661238094130,null,null,null,4919.7,"GC"]
[100007005,"GT 530-23 K3 CV",null,23611,3661238094123,null,null,null,5105.7,"GC"]
[100007006,"GT 530-24 K3 CV",null,24460,3661238094116,null,null,null,5328.4,"GC"]
[100007007,"GT 530-25 K3 CV",null,25305,3661238094109,null,null,null,5514.9,"GC"]
[]
[100007086,"GT 530-7 K3 CA",null,12020,3661238161061,null,null,null,1865.3,"GC"]
[100007087,"GT 530-8 K3 CA",null,12763,3661238161054,null,null,null,2071.8000000000002,"GC"]
[100007088,"GT 530-9 K3 CA",null,13510,3661238093584,null,null,null,2224.8000000000002,"GC"]
[100007089,"GT 530-10 K3 CA",null,14283,3661238093577,null,null,null,2461.1,"GC"]
[100007090,"GT 530-11 K3 CA",null,15025,3661238093560,null,null,null,2641.3,"GC"]
[100007091,"GT 530-12 K3 CA",null,15766,3661238093553,null,null,null,2804.9,"GC"]
[100007092,"GT 530-13 K3 CA",null,16508,3661238093546,null,null,null,3035.9,"GC"]
[100007093,"GT 530-14 K3 CA",null,17251,3661238093539,null,null,null,3223.8,"GC"]
[100007094,"GT 530-15 K3 CA",null,18031,3661238093522,null,null,null,3447.7,"GC"]
[100007095,"GT 530-16 K3 CA",null,18969,3661238093515,null,null,null,3632,"GC"]
[100007096,"GT 530-17 K3 CA",null,20259,3661238093508,null,null,null,3831.6,"GC"]
[100007097,"GT 530-18 K3 CA",null,21200,3661238093492,null,null,null,4028.1,"GC"]
[100007098,"GT 530-19 K3 CA",null,22135,3661238093485,null,null,null,4193.3,"GC"]
[100007099,"GT 530-20 K3 CA",null,22749,3661238093478,null,null,null,4430.6000000000004,"GC"]
[100007100,"GT 530-21 K3 CA",null,24009,3661238093461,null,null,null,4615.6000000000004,"GC"]
[100007101,"GT 530-22 K3 CA",null,24948,3661238093454,null,null,null,4815.2,"GC"]
[100007102,"GT 530-23 K3 CA",null,25886,3661238093447,null,null,null,4997.7,"GC"]
[100007103,"GT 530-24 K3 CA",null,26823,3661238093430,null,null,null,5197.3999999999996,"GC"]
[100007104,"GT 530-25 K3 CA",null,27766,3661238093423,null,null,null,5215.3999999999996,"GC"]
[null,null,null,null,""]
["GT 530 DIEMATIC-M3"]
["REFERENCE","DESIGNATION","COLIS","PRIX","Code EAN","DIMENSIONS EMBALLAGE",null,null,"POIDS","GROUPE"]
[null,null,null,"EUR","","L","l","H","KG","ARTICLE"]
[]
[100007009,"GT 530-7 DIEMATIC-M3 CV",null,11942,3661238161122,null,null,null,1905.3,"GC"]
[100007010,"GT 530-8 DIEMATIC-M3 CV",null,12588,3661238161115,null,null,null,2124.3000000000002,"GC"]
[100007011,"GT 530-9 DIEMATIC-M3 CV",null,13240,3661238094093,null,null,null,2299.8000000000002,"GC"]
[100007012,"GT 530-10 DIEMATIC-M3 CV",null,13920,3661238094086,null,null,null,2510.1,"GC"]
[100007013,"GT 530-11 DIEMATIC-M3 CV",null,14568,3661238094079,null,null,null,2706.6,"GC"]
[100007014,"GT 530-12 DIEMATIC-M3 CV",null,15208,3661238094062,null,null,null,2918.2,"GC"]
[100007015,"GT 530-13 DIEMATIC-M3 CV",null,15867,3661238094055,null,null,null,3091.2,"GC"]
[100007016,"GT 530-14 DIEMATIC-M3 CV",null,16515,3661238094048,null,null,null,3262.1,"GC"]
[100007017,"GT 530-15 DIEMATIC-M3 CV",null,17197,3661238094031,null,null,null,3487,"GC"]
[100007018,"GT 530-16 DIEMATIC-M3 CV",null,18047,3661238094024,null,null,null,3692.5,"GC"]
[100007019,"GT 530-17 DIEMATIC-M3 CV",null,19244,3661238094017,null,null,null,3905.6,"GC"]
[100007020,"GT 530-18 DIEMATIC-M3 CV",null,20085,3661238094000,null,null,null,4097.6000000000004,"GC"]
[100007021,"GT 530-19 DIEMATIC-M3 CV",null,20927,3661238093997,null,null,null,4305.8,"GC"]
[100007022,"GT 530-20 DIEMATIC-M3 CV",null,21447,3661238093980,null,null,null,4528.1000000000004,"GC"]
[100007023,"GT 530-21 DIEMATIC-M3 CV",null,22623,3661238093973,null,null,null,4731.6000000000004,"GC"]
[100007024,"GT 530-22 DIEMATIC-M3 CV",null,23458,3661238093966,null,null,null,4919.7,"GC"]
[100007025,"GT 530-23 DIEMATIC-M3 CV",null,24304,3661238093959,null,null,null,5105.7,"GC"]
[100007026,"GT 530-24 DIEMATIC-M3 CV",null,25153,3661238093942,null,null,null,5328.4,"GC"]
[100007027,"GT 530-25 DIEMATIC-M3 CV",null,25998,3661238093935,null,null,null,5514.9,"GC"]
[]
[100007107,"GT 530-7 DIEMATIC-M3 CA",null,12713,3661238380196,null,null,null,1865.3,"GC"]
[100007110,"GT 530-8 DIEMATIC-M3 CA",null,13456,3661238161047,null,null,null,2071.8000000000002,"GC"]
[100007111,"GT 530-9 DIEMATIC-M3 CA",null,14203,3661238093416,null,null,null,2224.8000000000002,"GC"]
[100007112,"GT 530-10 DIEMATIC-M3 CA",null,14976,3661238093409,null,null,null,2461.1,"GC"]
[100007113,"GT 530-11 DIEMATIC-M3 CA",null,15718,3661238093393,null,null,null,2641.3,"GC"]
[100007114,"GT 530-12 DIEMATIC-M3 CA",null,16459,3661238093386,null,null,null,2804.9,"GC"]
[100007115,"GT 530-13 DIEMATIC-M3 CA",null,17201,3661238093379,null,null,null,3035.9,"GC"]
[100007116,"GT 530-14 DIEMATIC-M3 CA",null,17944,3661238093362,null,null,null,3223.8,"GC"]
[100007117,"GT 530-15 DIEMATIC-M3 CA",null,18724,3661238093355,null,null,null,3447.7,"GC"]
[100007118,"GT 530-16 DIEMATIC-M3 CA",null,19662,3661238093348,null,null,null,3632,"GC"]
[100007119,"GT 530-17 DIEMATIC-M3 CA",null,20952,3661238093331,null,null,null,3831.6,"GC"]
[100007120,"GT 530-18 DIEMATIC-M3 CA",null,21893,3661238093324,null,null,null,4028.1,"GC"]
[100007121,"GT 530-19 DIEMATIC-M3 CA",null,22828,3661238093317,null,null,null,4193.3,"GC"]
[100007122,"GT 530-20 DIEMATIC-M3 CA",null,23442,3661238093300,null,null,null,4430.6000000000004,"GC"]
[100007123,"GT 530-21 DIEMATIC-M3 CA",null,24702,3661238093294,null,null,null,4615.6000000000004,"GC"]
[100007124,"GT 530-22 DIEMATIC-M3 CA",null,25641,3661238093287,null,null,null,4815.2,"GC"]
[100007125,"GT 530-23 DIEMATIC-M3 CA",null,26579,3661238093270,null,null,null,4997.7,"GC"]
[100007126,"GT 530-24 DIEMATIC-M3 CA",null,27516,3661238093263,null,null,null,5197.3999999999996,"GC"]
[100007127,"GT 530-25 DIEMATIC-M3 CA",null,28459,3661238093256,null,null,null,5215.3999999999996,"GC"]
["OPTIONS GT 530"]
["REFERENCE","DESIGNATION","COLIS","PRIX","Code EAN","DIMENSIONS EMBALLAGE",null,null,"POIDS","GROUPE"]
[null,null,null,"EUR","","L","l","H","KG","ARTICLE"]
[null,null,null,null,""]
["OPTION TABLEAU STANDARD",null,null,null,""]
[null,null,null,null,""]
[82197729,"THERMOMETRE DE FUMEES","BP28",104.8,3661238020733,195,150,125,0.3,"GC"]
[]
["OPTIONS TABLEAU B3"]
[]
[82197729,"THERMOMETRE DE FUMEES","BP28",104.8,3661238020733,195,150,125,0.3,"GC"]
[88017859,"THERMOSTAT D'AMBIANCE NON PROGRAMMABLE","AD140",42.9,3661238048805,80,80,40,0.1,"CM"]
[88017855,"THERMOSTAT D'AMBIANCE PROGRAMMABLE (FILAIRE)","AD137",137.80000000000001,3661238048836,130,90,55,0.2,"CM"]
[88017018,"THERMOSTAT D'AMBIANCE PROGRAMMABLE (SANS FILS)","AD200",242.7,3661238049178,175,150,90,0.4,"CM"]
[82187730,"COMPTEUR HORAIRE ","BG40",139.6,3661238020849,195,150,125,0.2,"CH"]
[]
["OPTIONS TABLEAU K3"]
[]
[85757742,"SONDE DE TEMPERATURE FUMEES  ","FM47",59.8,3661238022744,210,160,40,0.2,"CH"]
[100004970,"PLATINES + SONDE POUR 1ER CIRCUIT VANNE POUR TABLEAU K3","AD220",272.5,3661238001893,310,210,130,0.7,"GC"]
[85757743,"PLATINE + SONDE POUR 1 CIRCUIT AVEC VANNE MELANGEUSE","FM48",152.6,3661238022737,260,170,120,0.4,"CM"]
[100004636,"COMMANDE A DISTANCE RADIO CDR 2","FM161",310.39999999999998,3661238002456,200,150,130,0.6,"CM"]
[100004637,"MODULE CDR 2 SUPPLEMENTAIRE","FM162",205.5,3661238002449,280,200,40,0.2,"CM"]
[85757746,"COMMANDE A DISTANCE INTERACTIVE CDI 2 ","FM51",176.1,3661238022713,180,110,85,0.3,"CM"]
[85757747,"COMMANDE A DISTANCE SIMPLIFIEE AVEC SONDE D'AMBIANCE","FM52",88,3661238022706,110,85,40,0.1,"CM"]
[100012044,"SONDE D'AMBIANCE","AD244",71.3,3661238374775,105,85,40,0.1,"CH"]
[]
["OPTIONS TABLEAU DIEMATIC-M3"]
[]
[85757742,"SONDE DE TEMPERATURE FUMEES  ","FM47",59.8,3661238022744,210,160,40,0.2,"CH"]
[88017017,"SONDE DEPART V3V","AD199",69.3,3661238049185,150,200,40,0.2,"CH"]
[85757743,"PLATINE + SONDE POUR 1 CIRCUIT AVEC VANNE MELANGEUSE","FM48",152.6,3661238022737,260,170,120,0.4,"CM"]
[85757746,"COMMANDE A DISTANCE INTERACTIVE CDI 2 ","FM51",176.1,3661238022713,180,110,85,0.3,"CM"]
[100004636,"COMMANDE A DISTANCE RADIO CDR 2","FM161",310.39999999999998,3661238002456,200,150,130,0.6,"CM"]
[100004637,"MODULE CDR 2 SUPPLEMENTAIRE","FM162",205.5,3661238002449,280,200,40,0.2,"CM"]
[100010960,"SONDE EXTERIEURE RADIO DIEMATIC 3","AD241",67.8,3661238338128,150,210,30,0.2,"CH"]
[100010961,"MODULE CHAUDIERE RADIO DIEMATIC 3","AD242",105.1,3661238338135,260,160,120,0.3,"CH"]
[85757747,"COMMANDE A DISTANCE SIMPLIFIEE AVEC SONDE D'AMBIANCE","FM52",88,3661238022706,110,85,40,0.1,"CM"]
[]
[88017851,"CABLE DE LIAISON BUS LG 12 M","AD134",92.7,3661238048850,350,260,30,0.4,"CM"]
[81997720,"CABLE DE LIAISON LG 40 M","DB119",126.2,3661238001350,310,215,130,1.3,"CH"]
[88017835,"CABLE DE LIAISON RX 10","AD123",90,3661238048928,350,260,20,0.3,"CH"]
[88017858,"PROLONGATEUR DE CABLE BUS","AD139",20.6,3661238048812,210,150,20,0.1,"GC"]
[100004781,"SONDE PLONGEUR DIEMATIC 3","AD218",157.5,3661238002234,190,145,120,0.3,"GC"]
[88017878,"MODULE DE TELESURVEILLANCE VOCAL TELCOM 2","AD152",595.9,3661238048751,210,190,105,1.1000000000000001,"CM"]
[]
[100000030,"COLIS OPTION SONDE ECS","AD212",43.5,3661238011168,200,150,30,0.2,"CM"]
[88017887,"SONDES POUR BALLON TAMPON","AD160",83.6,3661238048720,210,150,40,0.2,"CM"]
[100012044,"SONDE D'AMBIANCE","AD244",71.3,3661238374775,105,85,40,0.1,"CH"]
[]
["AUTRES OPTIONS"]
[]
[82197781,"KIT DE RELAYAGE POUR BRULEUR DE PUISSANCE ≥ 450W","BP51",129.19999999999999,3661238020665,260,160,120,0.8,"GC"]
[82590541,"PORTE FOYERE PREPERCEE GTE 500 (OPTION)- GTE 500 A",null,273.39999999999998,3661238018761,610,490,140,36.5,"GC"]
[]
[82087757,"PLOTS ANTIVIBRATILES (1 JEU DE 4 PIECES) GTE 507 A 509","AK18",290.60000000000002,3661238020900,340,180,100,4.2,"GC"]
[82087758,"PLOTS ANTIVIBRATILES (1 JEU DE 4 PIECES) GTE 510 A 516","AK19",415.7,3661238020894,510,190,110,6.5,"GC"]
[82087759,"PLOTS ANTIVIBRATILES (1 JEU DE 4 PIECES) GTE 517 A 520","AK20",536.20000000000005,3661238020887,680,190,110,8.5,"GC"]
[82087760,"PLOTS ANTIVIBRATILES (1 JEU DE 4 PIECES) GTE 521 A 525","AK21",674.9,3661238020870,845,180,100,10.6,"GC"]
[80080538,"PLAQUE DE RACCORDEMENT FUMEE  500 MM",null,151.5,3661238166271,745,600,110,17,"GC"]
[]
[100007507,"TABLEAU LATERAL DIEMATIC M3","MD138",1734,3661238092389,825,430,270,14.2,"GC"]
[100007508,"TABLEAU LATERAL K3","MD139",1041,3661238092372,825,430,270,13.5,"GC"]
[100007509,"TABLEAU LATERAL B3","MD140",727,3661238092365,825,430,270,13,"GC"]
[]
[100010162,"ISOLATION BOITE A FUMEE GT530","MR244",68.400000000000006,3661238338753,460,475,220,1.6,"GC"]
[]
["CF 500"]
["REFERENCE","DESIGNATION","COLIS","PRIX","Code EAN","DIMENSIONS EMBALLAGE",null,null,"POIDS","GROUPE"]
[null,null,null,"EUR","","L","l","H","KG","ARTICLE"]
[null,null,null,null,""]
[82059141,"CHAUDIERE CF  514 H",null,26601,3661238021204,null,null,null,3068.4,"GC"]
[82059151,"CHAUDIERE CF  515 H",null,28311,3661238021150,null,null,null,3263,"GC"]
[82059161,"CHAUDIERE CF  516 H",null,30018,3661238021105,null,null,null,3451.7,"GC"]
[82059171,"CHAUDIERE CF  517 H",null,31724,3661238021051,null,null,null,3643.3,"GC"]
[82059181,"CHAUDIERE CF  518 H",null,33427,3661238021006,null,null,null,3827.6,"GC"]
[82059191,"CHAUDIERE CF  519 H",null,35133,3661238020955,null,null,null,4007.3,"GC"]
[82059201,"CHAUDIERE CF  520 H",null,36842,3661238020931,null,null,null,4189.8999999999996,"GC"]
[]
[82059062,"CHAUDIERE CF  506 E",null,13281,3661238021525,null,null,null,1590.6,"GC"]
[82059072,"CHAUDIERE CF  507 E",null,14986,3661238021488,null,null,null,1774.9,"GC"]
[82059082,"CHAUDIERE CF  508 E",null,16690,3661238021440,null,null,null,1963.1,"GC"]
[82059092,"CHAUDIERE CF  509 E",null,18392,3661238021402,null,null,null,2160.1,"GC"]
[82059102,"CHAUDIERE CF  510 E",null,20101,3661238021365,null,null,null,2356.4,"GC"]
[82059112,"CHAUDIERE CF  511 E",null,21808,3661238021327,null,null,null,2547.6999999999998,"GC"]
[82059122,"CHAUDIERE CF  512 E",null,23512,3661238021280,null,null,null,2729.4,"GC"]
[82059132,"CHAUDIERE CF  513 E",null,25217,3661238021242,null,null,null,2912.2,"GC"]
[82059142,"CHAUDIERE CF  514 E",null,26919,3661238021198,null,null,null,3110.8,"GC"]
[82059152,"CHAUDIERE CF  515 E",null,28633,3661238021143,null,null,null,3298.9,"GC"]
[82059162,"CHAUDIERE CF  516 E",null,30337,3661238021099,null,null,null,3492.6,"GC"]
[82059172,"CHAUDIERE CF  517 E",null,32048,3661238021044,null,null,null,3683.2,"GC"]
[82059182,"CHAUDIERE CF  518 E",null,33754,3661238020993,null,null,null,3867.5,"GC"]
[]
[82059064,"CHAUDIERE CF  506 G",null,14081,3661238021501,null,null,null,1644.6,"GC"]
[82059074,"CHAUDIERE CF  507 G",null,15928,3661238021464,null,null,null,1843.9,"GC"]
[82059084,"CHAUDIERE CF  508 G",null,17766,3661238021426,null,null,null,2047.1,"GC"]
[82059094,"CHAUDIERE CF  509 G",null,19608,3661238021389,null,null,null,2259.1,"GC"]
[82059104,"CHAUDIERE CF  510 G",null,21454,3661238021341,null,null,null,2476.4,"GC"]
[82059114,"CHAUDIERE CF  511 G",null,23298,3661238021303,null,null,null,2676.7,"GC"]
[82059124,"CHAUDIERE CF  512 G",null,25141,3661238021266,null,null,null,2873.4,"GC"]
[82059134,"CHAUDIERE CF  513 G",null,26981,3661238021228,null,null,null,3071.2,"GC"]
[82059144,"CHAUDIERE CF  514 G",null,28827,3661238021174,null,null,null,3284.8,"GC"]
[82059154,"CHAUDIERE CF  515 G",null,30673,3661238021129,null,null,null,3487.9,"GC"]
[82059164,"CHAUDIERE CF  516 G",null,32516,3661238021075,null,null,null,3696.6,"GC"]
[82059174,"CHAUDIERE CF  517 G",null,34361,3661238021020,null,null,null,3902.2,"GC"]
[82059184,"CHAUDIERE CF  518 G",null,36206,3661238020979,null,null,null,4101.5,"GC"]
[]
["OPTIONS"]
[null,"POUR VERSION H"]
[]
[81058934,"BRIQUETAGE REFRACTAIRE CF 514/5140 H",null,810.1,3661238001503,null,null,null,202,"GC"]
[81058935,"BRIQUETAGE REFRACTAIRE CF 515/5150 H",null,882.9,3661238001497,null,null,null,218,"GC"]
[81058936,"BRIQUETAGE REFRACTAIRE CF 516/5160 H",null,928.7,3661238001480,null,null,null,249,"GC"]
[81058937,"BRIQUETAGE REFRACTAIRE CF 517/5170 H",null,1001.9,3661238001473,null,null,null,250,"GC"]
[81058938,"BRIQUETAGE REFRACTAIRE CF 518/5180 H",null,1051.4000000000001,3661238001466,null,null,null,272,"GC"]
[81058939,"BRIQUETAGE REFRACTAIRE CF 519/5190 H",null,1121.3,3661238001459,null,null,null,293,"GC"]
[81058940,"BRIQUETAGE REFRACTAIRE CF 520/5200 H",null,1169.8,3661238001442,null,null,null,298,"GC"]
[]
[null,"POUR VERSION E"]
[]
[82058906,"VOUTE REFRACTAIRE CF506/5060 E",null,223.1,3661238021723,null,null,null,30,"GC"]
[82058907,"VOUTE REFRACTAIRE CF507/5070 E",null,373.9,3661238021716,null,null,null,41,"GC"]
[82058908,"VOUTE REFRACTAIRE CF508/5080 E",null,438.1,3661238021709,null,null,null,44,"GC"]
[82058909,"VOUTE REFRACTAIRE CF509/5090 E",null,497.8,3661238021693,null,null,null,61,"GC"]
[82058910,"VOUTE REFRACTAIRE CF510/5100 E",null,561.1,3661238021686,null,null,null,51,"GC"]
[82058911,"VOUTE REFRACTAIRE CF511/5110 E",null,649.29999999999995,3661238021679,null,null,null,70,"GC"]
[82058912,"VOUTE REFRACTAIRE CF512/5120 E",null,680.6,3661238021662,null,null,null,61,"GC"]
[82058913,"VOUTE REFRACTAIRE CF513/5130 E",null,712.1,3661238021655,null,null,null,69,"GC"]
[82058914,"VOUTE REFRACTAIRE CF514/5140 E",null,777.9,3661238021648,null,null,null,100,"GC"]
[82058915,"VOUTE REFRACTAIRE CF515/5150 E",null,838.5,3661238021631,null,null,null,103,"GC"]
[82058916,"VOUTE REFRACTAIRE CF516E-517/5160/5170 E",null,841.4,3661238021624,null,null,null,80,"GC"]
[82058918,"VOUTE REFRACTAIRE CF518/5180 E",null,964.9,3661238021617,null,null,null,78,"GC"]
[]
[null,"POUR VERSION G"]
[]
[88017029,"BRIDE POUR KIT DE SECURITE","AD211",54.6,3661238049109,310,210,135,1,"GC"]
[null,null,null,null,""]
["CF 5000"]
["REFERENCE","DESIGNATION","COLIS","PRIX","Code EAN","DIMENSIONS EMBALLAGE",null,null,"POIDS","GROUPE"]
[null,null,null,"EUR","","L","l","H","KG","ARTICLE"]
[null,null,null,null,""]
[82059063,"CHAUDIERE CF 5060 H",null,13833,3661238021518,null,null,null,1564.7,"GC"]
[82059073,"CHAUDIERE CF 5070 H",null,15537,3661238021471,null,null,null,1748,"GC"]
[82059083,"CHAUDIERE CF 5080 H",null,17242,3661238021433,null,null,null,1937.2,"GC"]
[82059093,"CHAUDIERE CF 5090 H",null,18945,3661238021396,null,null,null,2131.1999999999998,"GC"]
[82059103,"CHAUDIERE CF 5100 H",null,20653,3661238021358,null,null,null,2327.5,"GC"]
[82059113,"CHAUDIERE CF 5110 H",null,22362,3661238021310,null,null,null,2517.8000000000002,"GC"]
[82059123,"CHAUDIERE CF 5120 H",null,24066,3661238021273,null,null,null,2703.5,"GC"]
[82059133,"CHAUDIERE CF 5130 H",null,26337,3661238021235,null,null,null,2902.3,"GC"]
[82059143,"CHAUDIERE CF 5140 H",null,28043,3661238021181,null,null,null,3093.9,"GC"]
[82059153,"CHAUDIERE CF 5150 H",null,29752,3661238021136,null,null,null,3288.5,"GC"]
[82059163,"CHAUDIERE CF 5160 H",null,31458,3661238021082,null,null,null,3477.2,"GC"]
[82059173,"CHAUDIERE CF 5170 H",null,33162,3661238021037,null,null,null,3668.8,"GC"]
[82059183,"CHAUDIERE CF 5180 H",null,34869,3661238020986,null,null,null,3853.1,"GC"]
[82059193,"CHAUDIERE CF 5190 H",null,36575,3661238020948,null,null,null,4032.8,"GC"]
[82059203,"CHAUDIERE CF 5200 H",null,38282,3661238020924,null,null,null,4215.3999999999996,"GC"]
[]
[82059068,"CHAUDIERE CF 5060 E",null,14153,3661238021495,null,null,null,1596.1,"GC"]
[82059078,"CHAUDIERE CF 5070 E",null,15858,3661238021457,null,null,null,1780.4,"GC"]
[82059088,"CHAUDIERE CF 5080 E",null,17562,3661238021419,null,null,null,1968.6,"GC"]
[82059098,"CHAUDIERE CF 5090 E",null,19263,3661238021372,null,null,null,2165.6,"GC"]
[82059108,"CHAUDIERE CF 5100 E",null,20976,3661238021334,null,null,null,2361.9,"GC"]
[82059118,"CHAUDIERE CF 5110 E",null,22683,3661238021297,null,null,null,2553.1999999999998,"GC"]
[82059128,"CHAUDIERE CF 5120 E",null,24387,3661238021259,null,null,null,2734.9,"GC"]
[82059138,"CHAUDIERE CF 5130 E",null,26658,3661238021211,null,null,null,2937.7,"GC"]
[82059148,"CHAUDIERE CF 5140 E",null,28364,3661238021167,null,null,null,3136.3,"GC"]
[82059158,"CHAUDIERE CF 5150 E",null,30074,3661238021112,null,null,null,3324.4,"GC"]
[82059168,"CHAUDIERE CF 5160 E",null,31779,3661238021068,null,null,null,3518.1,"GC"]
[82059178,"CHAUDIERE CF 5170 E",null,33487,3661238021013,null,null,null,3708.7,"GC"]
[82059188,"CHAUDIERE CF 5180 E",null,35194,3661238020962,null,null,null,3893,"GC"]
[]
["OPTIONS"]
[null,"POUR VERSION H"]
[]
[81058926,"BRIQUETAGE REFRACTAIRE CF 5060",null,325.89999999999998,3661238001589,null,null,null,99,"GC"]
[81058927,"BRIQUETAGE REFRACTAIRE CF 5070",null,397.7,3661238001572,null,null,null,108,"GC"]
[81058928,"BRIQUETAGE REFRACTAIRE CF 5080",null,470,3661238001565,null,null,null,120,"GC"]
[81058929,"BRIQUETAGE REFRACTAIRE CF 5090",null,519.9,3661238001558,null,null,null,130,"GC"]
[81058930,"BRIQUETAGE REFRACTAIRE CF 5100",null,567.70000000000005,3661238001541,null,null,null,143,"GC"]
[81058931,"BRIQUETAGE REFRACTAIRE CF 5110",null,640.29999999999995,3661238001534,null,null,null,162,"GC"]
[81058932,"BRIQUETAGE REFRACTAIRE CF 5120",null,687.1,3661238001527,null,null,null,168,"GC"]
[81058933,"BRIQUETAGE REFRACTAIRE CF 5130",null,760.9,3661238001510,null,null,null,179,"GC"]
[81058934,"BRIQUETAGE REFRACTAIRE CF 514/5140 H",null,810.1,3661238001503,null,null,null,202,"GC"]
[81058935,"BRIQUETAGE REFRACTAIRE CF 515/5150 H",null,882.9,3661238001497,null,null,null,218,"GC"]
[81058936,"BRIQUETAGE REFRACTAIRE CF 516/5160 H",null,928.7,3661238001480,null,null,null,249,"GC"]
[81058937,"BRIQUETAGE REFRACTAIRE CF 517/5170 H",null,1001.9,3661238001473,null,null,null,250,"GC"]
[81058938,"BRIQUETAGE REFRACTAIRE CF 518/5180 H",null,1051.4000000000001,3661238001466,null,null,null,272,"GC"]
[81058939,"BRIQUETAGE REFRACTAIRE CF 519/5190 H",null,1121.3,3661238001459,null,null,null,293,"GC"]
[81058940,"BRIQUETAGE REFRACTAIRE CF 520/5200 H",null,1169.8,3661238001442,null,null,null,298,"GC"]
[]
[null,"POUR VERSION E"]
[]
[82058906,"VOUTE REFRACTAIRE CF506/5060 E",null,223.1,3661238021723,null,null,null,30,"GC"]
[82058907,"VOUTE REFRACTAIRE CF507/5070 E",null,373.9,3661238021716,null,null,null,41,"GC"]
[82058908,"VOUTE REFRACTAIRE CF508/5080 E",null,438.1,3661238021709,null,null,null,44,"GC"]
[82058909,"VOUTE REFRACTAIRE CF509/5090 E",null,497.8,3661238021693,null,null,null,61,"GC"]
[82058910,"VOUTE REFRACTAIRE CF510/5100 E",null,561.1,3661238021686,null,null,null,51,"GC"]
[82058911,"VOUTE REFRACTAIRE CF511/5110 E",null,649.29999999999995,3661238021679,null,null,null,70,"GC"]
[82058912,"VOUTE REFRACTAIRE CF512/5120 E",null,680.6,3661238021662,null,null,null,61,"GC"]
[82058913,"VOUTE REFRACTAIRE CF513/5130 E",null,712.1,3661238021655,null,null,null,69,"GC"]
[82058914,"VOUTE REFRACTAIRE CF514/5140 E",null,777.9,3661238021648,null,null,null,100,"GC"]
[82058915,"VOUTE REFRACTAIRE CF515/5150 E",null,838.5,3661238021631,null,null,null,103,"GC"]
[82058916,"VOUTE REFRACTAIRE CF516E-517/5160/5170 E",null,841.4,3661238021624,null,null,null,80,"GC"]
[82058918,"VOUTE REFRACTAIRE CF518/5180 E",null,964.9,3661238021617,null,null,null,78,"GC"]
[]
["CONDENSEURS RCI"]
["REFERENCE","DESIGNATION","COLIS","PRIX","Code EAN","DIMENSIONS EMBALLAGE",null,null,"POIDS","GROUPE"]
[null,null,null,"EUR","","L","l","H","KG","ARTICLE"]
[null,null,null,null,""]
[82649001,"CONDENSEUR RCI 300","DZ1",7866,3661238018525,800,950,1810,185,"GC"]
[82649002,"CONDENSEUR RCI 400","DZ2",10263,3661238018518,900,1100,1940,234,"GC"]
[82649003,"CONDENSEUR RCI 500","DZ3",13702,3661238018501,1050,1100,1975,317,"GC"]
[]
[82649010,"CONDENSEUR RCI 300 V",null,11062,3661238018495,null,null,null,229.3,"GC"]
[82649011,"CONDENSEUR RCI 400 V",null,13580,3661238018488,null,null,null,281.5,"GC"]
[82649012,"CONDENSEUR RCI 500 V",null,17144,3661238018471,null,null,null,370,"GC"]
[]
["LISTE DES COLIS"]
[]
[82649001,"CONDENSEUR RCI 300","DZ1",7866,3661238018525,800,950,1810,185,"GC"]
[82649002,"CONDENSEUR RCI 400","DZ2",10263,3661238018518,900,1100,1940,234,"GC"]
[82649003,"CONDENSEUR RCI 500","DZ3",13702,3661238018501,1050,1100,1975,317,"GC"]
[]
[82647000,"VENTILATEUR V 300","DZ10",3196,3661238018587,690,770,670,44.3,"GC"]
[82647001,"VENTILATEUR V 400","DZ11",3317,3661238018570,650,775,675,47.5,"GC"]
[82647002,"VENTILATEUR V 500","DZ12",3442,3661238018563,690,775,675,53,"GC"]
[]
["OPTIONS"]
[]
[82647005,"TABLEAU ELECTRIQUE POUR RCI 300 V","DZ20",558.6,3661238018556,415,280,190,3.4,"GC"]
[82647006,"TABLEAU ELECTRIQUE POUR RCI 400 V","DZ21",558.6,3661238018549,415,280,190,3.5,"GC"]
[82647007,"TABLEAU ELECTRIQUE POUR RCI 500 V","DZ22",558.6,3661238018532,415,280,190,3.4,"GC"]
[]
[82197762,"SYSTEME DE NEUTRALISATION DES CONDENSATS (JUSQU'À ≈ 19.200 L CONDENSATS)","BP52",472.2,3661238020696,760,165,210,9.9,"GC"]
[82197771,"SYSTEME DE NEUTRALISATION DES CONDENSATS (JUSQU'À ≈ 38.400 L CONDENSATS)","BP54",708.4,3661238020672,1100,175,200,13.6,"GC"]
[83877009,"STATION DE NEUTRALISATION DES CONDENSATS (CHAUDIERES JUSQU'À 120KW)","DU13",886.3,3661238015081,350,230,360,15,"CM"]
[83877010,"STATION DE NEUTRALISATION DES CONDENSATS (CHAUDIERES DE 120 A 350 KW)","DU14",1081,3661238015074,450,330,350,26,"CH"]
[83877011,"SYSTEME DE NEUTRALISATION DES CONDENSATS  (CHAUDIERES ≥ 350KW)","DU15",1150.3,3661238015067,660,455,270,20,"CH"]
[]
["CA 430"]
["REFERENCE","DESIGNATION","COLIS","PRIX","Code EAN","DIMENSIONS EMBALLAGE",null,null,"POIDS","GROUPE"]
[null,null,null,"EUR","","L","l","H","KG","ARTICLE"]
[null,null,null,null,""]
[100008330,"CA 430-200",null,6099,3661238339828,null,null,null,719.8,"GC"]
[100008331,"CA 430-250",null,6898,3661238339811,null,null,null,728.3,"GC"]
[100008332,"CA 430-300",null,7763,3661238339804,null,null,null,890.3,"GC"]
[100008333,"CA 430-350",null,9371,3661238339798,null,null,null,886.3,"GC"]
[100008334,"CA 430-400",null,9676,3661238339781,null,null,null,1150.3,"GC"]
[100008335,"CA 430-500",null,13105,3661238339774,null,null,null,1366.3,"GC"]
[100008336,"CA 430-600",null,14035,3661238339767,null,null,null,1375.3,"GC"]
[100008337,"CA 430-200 B3",null,6342,3661238339750,null,null,null,727.8,"GC"]
[100008338,"CA 430-250 B3",null,7141,3661238339743,null,null,null,736.3,"GC"]
[100008339,"CA 430-300 B3",null,8006,3661238339736,null,null,null,898.3,"GC"]
[100008340,"CA 430-350 B3",null,9614,3661238339729,null,null,null,894.3,"GC"]
[100008341,"CA 430-400 B3",null,9919,3661238339712,null,null,null,1158.3,"GC"]
[100008342,"CA 430-500 B3",null,13348,3661238339705,null,null,null,1374.3,"GC"]
[100008343,"CA 430-600 B3",null,14278,3661238339699,null,null,null,1383.3,"GC"]
[100008496,"CA 430-200 K3",null,6620,3661238339682,null,null,null,728,"GC"]
[100008497,"CA 430-250 K3",null,7419,3661238339675,null,null,null,736.5,"GC"]
[100008498,"CA 430-300 K3",null,8284,3661238339668,null,null,null,898.5,"GC"]
[100008499,"CA 430-350 K3",null,9892,3661238339651,null,null,null,894.5,"GC"]
[100008540,"CA 430-400 K3",null,10197,3661238339644,null,null,null,1158.5,"GC"]
[100008541,"CA 430-500 K3",null,13626,3661238339637,null,null,null,1374.5,"GC"]
[100008542,"CA 430-600 K3",null,14556,3661238339620,null,null,null,1383.5,"GC"]
[100008543,"CA 430-200 DIEMATIC M3",null,7313,3661238339613,null,null,null,728.7,"GC"]
[100008544,"CA 430-250 DIEMATIC M3",null,8112,3661238339606,null,null,null,737.2,"GC"]
[100008545,"CA 430-300 DIEMATIC M3",null,8977,3661238339590,null,null,null,899.2,"GC"]
[100008546,"CA 430-350 DIEMATIC M3",null,10585,3661238339583,null,null,null,895.2,"GC"]
[100008547,"CA 430-400 DIEMATIC M3",null,10890,3661238339576,null,null,null,1159.2,"GC"]
[100008548,"CA 430-500 DIEMATIC M3",null,14319,3661238339569,null,null,null,1375.2,"GC"]
[100008549,"CA 430-600 DIEMATIC M3",null,15249,3661238339552,null,null,null,1384.2,"GC"]
[]
["LISTE DES COLIS CA 430"]
[]
[100003302,"CORPS CA 430-200","MB1",3383,3661238005563,700,1785,1410,644.5,"GC"]
[100003303,"CORPS CA 430-250","MB2",4182,3661238005556,700,1785,1410,653,"GC"]
[100003304,"CORPS CA 430-300","MB3",4966,3661238005549,745,1835,1560,810,"GC"]
[100003305,"CORPS CA 430-350","MB4",6574,3661238005532,745,1835,1560,806,"GC"]
[100003306,"CORPS CA 430-400","MB5",6660,3661238005525,820,2120,1700,1055,"GC"]
[100003307,"CORPS CA 430-500","MB6",10050,3661238005518,890,2120,1820,1256,"GC"]
[100003308,"CORPS CA 430-600","MB7",10980,3661238005501,890,2120,1645,1265,"GC"]
[]
[100011093,"COLIS JAQUETTE CA 430-200 et CA 430-250","MB16",2114,3661238415287,1950,450,1000,65,"GC"]
[100011094,"COLIS JAQUETTE CA 430-300 et CA 430-350","MB17",2195,3661238415294,1950,450,1000,70,"GC"]
[100011095,"COLIS JAQUETTE CA 430-400","MB18",2414,3661238415300,2100,500,1040,85,"GC"]
[100011097,"COLIS JAQUETTE CA 430-500 et CA 430-600","MB19",2453,3661238415317,2100,500,1040,100,"GC"]
[]
[100003313,"COLIS PLAQUE BRÛLEUR CA 430","MB12",82,3661238005457,320,320,15,5,"GC"]
[]
[100004299,"TABLEAU STANDARD S 3","MD4",487,3661238004153,800,200,200,5,"GC"]
[100003330,"KIT THERMOSTAT LIMITEUR POUR TABLEAU STANDARD","MB13",33,3661238005372,195,145,120,0.3,"GC"]
[]
[100007509,"TABLEAU LATERAL B3","MD140",727,3661238092365,825,430,270,13,"GC"]
[100008586,"KIT THERMOSTAT LIMITEUR TABLEAU B3  ","MB15",36,3661238339262,195,145,120,0.3,"GC"]
[]
[100007508,"TABLEAU LATERAL K3","MD139",1041,3661238092372,825,430,270,13.5,"GC"]
[]
[100007507,"TABLEAU  LATERAL DIEMATIC M3","MD138",1734,3661238092389,825,430,270,14.2,"GC"]
["OPTIONS CA 430"]
["REFERENCE","DESIGNATION","COLIS","PRIX","Code EAN","DIMENSIONS EMBALLAGE",null,null,"POIDS","GROUPE"]
[null,null,null,"EUR","","L","l","H","KG","ARTICLE"]
[null,null,null,null,""]
["OPTIONS TABLEAU STANDARD",null,null,null,""]
[null,null,null,null,""]
[82197729,"THERMOMETRE DE FUMEES","BP28",104.8,3661238020733,195,150,125,0.3,"GC"]
[]
["OPTIONS TABLEAU B3"]
[]
[82197729,"THERMOMETRE DE FUMEES","BP28",104.8,3661238020733,195,150,125,0.3,"GC"]
[88017859,"THERMOSTAT D'AMBIANCE NON PROGRAMMABLE","AD140",42.9,3661238048805,80,80,40,0.1,"CM"]
[88017855,"THERMOSTAT D'AMBIANCE PROGRAMMABLE (FILAIRE)","AD137",137.80000000000001,3661238048836,130,90,55,0.2,"CM"]
[88017018,"THERMOSTAT D'AMBIANCE PROGRAMMABLE (SANS FILS)","AD200",242.7,3661238049178,175,150,90,0.4,"CM"]
[82187730,"COMPTEUR HORAIRE","BG40",139.6,3661238020849,195,150,125,0.2,"CH"]
[]
["OPTIONS TABLEAU K3"]
[]
[85757742,"SONDE DE TEMPERATURE FUMEES  ","FM47",59.8,3661238022744,210,160,40,0.2,"CH"]
[100004970,"PLATINES + SONDE POUR 1ER CIRCUIT VANNE POUR TABLEAU K3","AD220",272.5,3661238001893,310,210,130,0.7,"GC"]
[85757743,"PLATINE + SONDE POUR 1 CIRCUIT AVEC VANNE MELANGEUSE","FM48",152.6,3661238022737,260,170,120,0.4,"CM"]
[100004636,"COMMANDE A DISTANCE RADIO CDR 2","FM161",310.39999999999998,3661238002456,200,150,130,0.6,"CM"]
[100004637,"MODULE CDR 2 SUPPLEMENTAIRE","FM162",205.5,3661238002449,280,200,40,0.2,"CM"]
[85757746,"COMMANDE A DISTANCE INTERACTIVE CDI 2 ","FM51",176.1,3661238022713,180,110,85,0.3,"CM"]
[85757747,"COMMANDE A DISTANCE SIMPLIFIEE AVEC SONDE D'AMBIANCE","FM52",88,3661238022706,110,85,40,0.1,"CM"]
[100012044,"SONDE D'AMBIANCE","AD244",71.3,3661238374775,105,85,40,0.1,"CH"]
[]
["OPTIONS TABLEAU DIEMATIC-M3"]
[]
[85757742,"SONDE DE TEMPERATURE FUMEES  ","FM47",59.8,3661238022744,210,160,40,0.2,"CH"]
[88017017,"SONDE DEPART V3V","AD199",69.3,3661238049185,150,200,40,0.2,"CH"]
[85757743,"PLATINE + SONDE POUR 1 CIRCUIT AVEC VANNE MELANGEUSE","FM48",152.6,3661238022737,260,170,120,0.4,"CM"]
[100004636,"COMMANDE A DISTANCE RADIO CDR 2","FM161",310.39999999999998,3661238002456,200,150,130,0.6,"CM"]
[100004637,"MODULE CDR 2 SUPPLEMENTAIRE","FM162",205.5,3661238002449,280,200,40,0.2,"CM"]
[85757746,"COMMANDE A DISTANCE INTERACTIVE CDI 2 ","FM51",176.1,3661238022713,180,110,85,0.3,"CM"]
[100010960,"SONDE EXTERIEURE RADIO DIEMATIC 3","AD241",67.8,3661238338128,150,210,30,0.2,"CH"]
[100010961,"MODULE CHAUDIERE RADIO DIEMATIC 3","AD242",105.1,3661238338135,260,160,120,0.3,"CH"]
[85757747,"COMMANDE A DISTANCE SIMPLIFIEE AVEC SONDE D'AMBIANCE","FM52",88,3661238022706,110,85,40,0.1,"CM"]
[]
[88017851,"CABLE DE LIAISON BUS LG 12 M","AD134",92.7,3661238048850,350,260,30,0.4,"CM"]
[81997720,"CABLE DE LIAISON LG 40 M","DB119",126.2,3661238001350,310,215,130,1.3,"CH"]
[88017835,"CABLE DE LIAISON RX 10","AD123",90,3661238048928,350,260,20,0.3,"CH"]
[88017858,"PROLONGATEUR DE CABLE BUS","AD139",20.6,3661238048812,210,150,20,0.1,"GC"]
[100004781,"SONDE PLONGEUR DIEMATIC 3","AD218",157.5,3661238002234,190,145,120,0.3,"GC"]
[88017878,"MODULE DE TELESURVEILLANCE VOCAL","AD152",595.9,3661238048751,210,190,105,1.1000000000000001,"CM"]
[]
[100000030,"COLIS OPTION SONDE ECS","AD212",43.5,3661238011168,200,150,30,0.2,"CM"]
[88017887,"SONDES POUR BALLON TAMPON","AD160",83.6,3661238048720,210,150,40,0.2,"CM"]
[100012044,"SONDE D'AMBIANCE","AD244",71.3,3661238374775,105,85,40,0.1,"CH"]
[]
["AUTRES OPTIONS"]
[]
[82197781,"KIT DE RELAYAGE POUR BRULEUR DE PUISSANCE ≥ 450W","BP51",129.19999999999999,3661238020665,260,160,120,0.8,"GC"]
[300004608,"CONTRE-BRIDE POUR CA 430 Ø 65 MM *",null,133.77000000000001,3661238224247,null,null,null,null,"PR"]
[300004609,"CONTRE-BRIDE POUR CA 430 Ø 80 MM *",null,112.16,3661238224230,null,null,null,null,"PR"]
[300004610,"CONTRE-BRIDE POUR CA 430 Ø 100 MM *",null,93.95,3661238224223,null,null,null,null,"PR"]
[null,"* A COMMANDER AU CPR "]
[null,null,null,null,""]
["CA 530"]
["REFERENCE","DESIGNATION","COLIS","PRIX","Code EAN","DIMENSIONS EMBALLAGE",null,null,"POIDS","GROUPE"]
[null,null,null,"EUR","","L","l","H","KG","ARTICLE"]
[null,null,null,null,""]
[100008551,"CA 530-800",null,15898,3661238339545,null,null,null,1969.3,"GC"]
[100008552,"CA 530-900",null,17361,3661238339538,null,null,null,1969.3,"GC"]
[100008553,"CA 530-1000",null,18026,3661238339521,null,null,null,2759.3,"GC"]
[100008554,"CA 530-1200",null,19621,3661238339514,null,null,null,2759.3,"GC"]
[100008555,"CA 530-1400",null,21614,3661238339507,null,null,null,2994.3,"GC"]
[100008556,"CA 530-1700",null,23675,3661238339491,null,null,null,3699.3,"GC"]
[100008557,"CA 530-2000",null,25936,3661238339484,null,null,null,4329.3,"GC"]
[100011083,"CA 530-2600",null,31229,3661238339248,null,null,null,4329.3,"GC"]
[100008559,"CA 530-800 B3",null,16141,3661238339477,null,null,null,1977.3,"GC"]
[100008560,"CA 530-900 B3",null,17604,3661238339460,null,null,null,1977.3,"GC"]
[100008561,"CA 530-1000 B3",null,18269,3661238339453,null,null,null,2767.3,"GC"]
[100008562,"CA 530-1200 B3",null,19864,3661238339446,null,null,null,2767.3,"GC"]
[100008563,"CA 530-1400 B3",null,21857,3661238339439,null,null,null,3002.3,"GC"]
[100008564,"CA 530-1700 B3",null,23918,3661238339422,null,null,null,3707.3,"GC"]
[100008565,"CA 530-2000 B3",null,26179,3661238339415,null,null,null,4337.3,"GC"]
[100011084,"CA 530-2600 B3",null,31472,3661238339231,null,null,null,4337.3,"GC"]
[100008566,"CA 530-800 K3",null,16419,3661238339408,null,null,null,1977.5,"GC"]
[100008567,"CA 530-900 K3",null,17882,3661238339392,null,null,null,1977.5,"GC"]
[100008568,"CA 530-1000 K3",null,18547,3661238339385,null,null,null,2767.5,"GC"]
[100008569,"CA 530-1200 K3",null,20142,3661238339378,null,null,null,2767.5,"GC"]
[100008570,"CA 530-1400 K3",null,22135,3661238339361,null,null,null,3002.5,"GC"]
[100008571,"CA 530-1700 K3",null,24196,3661238339354,null,null,null,3707.5,"GC"]
[100008572,"CA 530-2000 K3",null,26457,3661238339347,null,null,null,4337.5,"GC"]
[100011085,"CA 530-2600 K3",null,31750,3661238339224,null,null,null,4337.5,"GC"]
[100008573,"CA 530-800 DIEMATIC M3",null,17112,3661238339330,null,null,null,1978.2,"GC"]
[100008574,"CA 530-900 DIEMATIC M3",null,18575,3661238339323,null,null,null,1978.2,"GC"]
[100008576,"CA 530-1000 DIEMATIC M3",null,19240,3661238339316,null,null,null,2768.2,"GC"]
[100008577,"CA 530-1200 DIEMATIC M3",null,20835,3661238339309,null,null,null,2768.2,"GC"]
[100008578,"CA 530-1400 DIEMATIC M3",null,22828,3661238339293,null,null,null,3003.2,"GC"]
[100008579,"CA 530-1700 DIEMATIC M3",null,24889,3661238339286,null,null,null,3708.2,"GC"]
[100008580,"CA 530-2000 DIEMATIC M3",null,27150,3661238339279,null,null,null,4338.2,"GC"]
[100011086,"CA 530-2600 DIEMATIC M3",null,32443,3661238339217,null,null,null,4338.2,"GC"]
[]
["LISTE DES COLIS CA 530"]
[]
[100003314,"CORPS CA 530-800","MC1",15378,3661238005440,2535,1380,1775,1964,"GC"]
[100003315,"CORPS CA 530-900","MC2",16841,3661238005433,2535,1380,1775,1964,"GC"]
[100003316,"CORPS CA 530-1000","MC3",17506,3661238005426,2589,1490,1825,2754,"GC"]
[100003317,"CORPS CA 530-1200","MC4",19101,3661238005419,2589,1490,1825,2754,"GC"]
[100003318,"CORPS CA 530-1400","MC5",21094,3661238005402,2899,1490,1825,2989,"GC"]
[100003319,"CORPS CA 530-1700","MC6",23155,3661238005396,2941,1640,1965,3694,"GC"]
[100003320,"CORPS CA 530-2000","MC7",25416,3661238005389,3441,1640,1965,4324,"GC"]
[100011099,"CORPS CA 530-2600","MC8",30709,3661238339156,null,null,null,4324,"GC"]
[]
[100004299,"TABLEAU STANDARD S 3","MD4",487,3661238004153,800,200,200,5,"GC"]
[100003330,"KIT THERMOSTAT LIMITEUR POUR TABLEAU STANDARD","MB13",33,3661238005372,195,145,120,0.3,"GC"]
[]
[100007509,"TABLEAU LATERAL B3","MD140",727,3661238092365,825,430,270,13,"GC"]
[100008586,"KIT THERMOSTAT LIMITEUR TABLEAU B3  ","MB15",36,3661238339262,195,145,120,0.3,"GC"]
[]
[100007508,"TABLEAU LATERAL K3","MD139",1041,3661238092372,825,430,270,13.5,"GC"]
[]
[100007507,"TABLEAU LATERAL DIEMATIC M3","MD138",1734,3661238092389,825,430,270,14.2,"GC"]
[null,null,null,null,""]
["OPTIONS CA 530"]
["REFERENCE","DESIGNATION","COLIS","PRIX","Code EAN","DIMENSIONS EMBALLAGE",null,null,"POIDS","GROUPE"]
[null,null,null,"EUR","","L","l","H","KG","ARTICLE"]
[null,null,null,null,""]
["OPTIONS TABLEAU STANDARD",null,null,null,""]
[null,null,null,null,""]
[82197729,"THERMOMETRE DE FUMEES","BP28",104.8,3661238020733,195,150,125,0.3,"GC"]
[]
["OPTIONS TABLEAU B3"]
[]
[82197729,"THERMOMETRE DE FUMEES","BP28",104.8,3661238020733,195,150,125,0.3,"GC"]
[88017859,"THERMOSTAT D'AMBIANCE NON PROGRAMMABLE","AD140",42.9,3661238048805,80,80,40,0.1,"CM"]
[88017855,"THERMOSTAT D'AMBIANCE PROGRAMMABLE (FILAIRE)","AD137",137.80000000000001,3661238048836,130,90,55,0.2,"CM"]
[88017018,"THERMOSTAT D'AMBIANCE PROGRAMMABLE (SANS FILS)","AD200",242.7,3661238049178,175,150,90,0.4,"CM"]
[82187730,"COMPTEUR HORAIRE","BG40",139.6,3661238020849,195,150,125,0.2,"CH"]
[]
["OPTIONS TABLEAU K3"]
[]
[85757742,"SONDE DE TEMPERATURE FUMEES  ","FM47",59.8,3661238022744,210,160,40,0.2,"CH"]
[100004970,"PLATINES + SONDE POUR 1ER CIRCUIT VANNE POUR TABLEAU K3","AD220",272.5,3661238001893,310,210,130,0.7,"GC"]
[85757743,"PLATINE + SONDE POUR 1 CIRCUIT AVEC VANNE MELANGEUSE","FM48",152.6,3661238022737,260,170,120,0.4,"CM"]
[100004636,"COMMANDE A DISTANCE RADIO CDR 2","FM161",310.39999999999998,3661238002456,200,150,130,0.6,"CM"]
[100004637,"MODULE CDR 2 SUPPLEMENTAIRE","FM162",205.5,3661238002449,280,200,40,0.2,"CM"]
[85757746,"COMMANDE A DISTANCE INTERACTIVE CDI 2 ","FM51",176.1,3661238022713,180,110,85,0.3,"CM"]
[85757747,"COMMANDE A DISTANCE SIMPLIFIEE AVEC SONDE D'AMBIANCE","FM52",88,3661238022706,110,85,40,0.1,"CM"]
[100012044,"SONDE D'AMBIANCE","AD244",71.3,3661238374775,105,85,40,0.1,"CH"]
[]
["OPTIONS TABLEAU DIEMATIC-M3"]
[]
[85757742,"SONDE DE TEMPERATURE FUMEES  ","FM47",59.8,3661238022744,210,160,40,0.2,"CH"]
[88017017,"SONDE DEPART V3V","AD199",69.3,3661238049185,150,200,40,0.2,"CH"]
[85757743,"PLATINE + SONDE POUR 1 CIRCUIT AVEC VANNE MELANGEUSE","FM48",152.6,3661238022737,260,170,120,0.4,"CM"]
[100004636,"COMMANDE A DISTANCE RADIO CDR 2","FM161",310.39999999999998,3661238002456,200,150,130,0.6,"CM"]
[100004637,"MODULE CDR 2 SUPPLEMENTAIRE","FM162",205.5,3661238002449,280,200,40,0.2,"CM"]
[85757746,"COMMANDE A DISTANCE INTERACTIVE CDI 2 ","FM51",176.1,3661238022713,180,110,85,0.3,"CM"]
[100010960,"SONDE EXTERIEURE RADIO DIEMATIC 3","AD241",67.8,3661238338128,150,210,30,0.2,"CH"]
[100010961,"MODULE CHAUDIERE RADIO DIEMATIC 3","AD242",105.1,3661238338135,260,160,120,0.3,"CH"]
[85757747,"COMMANDE A DISTANCE SIMPLIFIEE AVEC SONDE D'AMBIANCE","FM52",88,3661238022706,110,85,40,0.1,"CM"]
[]
[88017851,"CABLE DE LIAISON BUS LG 12 M","AD134",92.7,3661238048850,350,260,30,0.4,"CM"]
[81997720,"CABLE DE LIAISON LG 40 M","DB119",126.2,3661238001350,310,215,130,1.3,"CH"]
[88017835,"CABLE DE LIAISON RX 10","AD123",90,3661238048928,350,260,20,0.3,"CH"]
[88017858,"PROLONGATEUR DE CABLE BUS","AD139",20.6,3661238048812,210,150,20,0.1,"GC"]
[100004781,"SONDE PLONGEUR DIEMATIC 3","AD218",157.5,3661238002234,190,145,120,0.3,"GC"]
[88017878,"MODULE DE TELESURVEILLANCE VOCAL","AD152",595.9,3661238048751,210,190,105,1.1000000000000001,"CM"]
[]
[100000030,"COLIS OPTION SONDE ECS","AD212",43.5,3661238011168,200,150,30,0.2,"CM"]
[88017887,"SONDES POUR BALLON TAMPON","AD160",83.6,3661238048720,210,150,40,0.2,"CM"]
[]
[100012044,"SONDE D'AMBIANCE","AD244",71.3,3661238374775,105,85,40,0.1,"CH"]
[]
["AUTRES OPTIONS"]
[]
[82197781,"KIT DE RELAYAGE POUR BRULEUR DE PUISSANCE ≥ 450W","BP51",129.19999999999999,3661238020665,260,160,120,0.8,"GC"]
[300004611,"CONTRE-BRIDE POUR CA 530 Ø 100 MM *",null,33.85,3661238404359,null,null,null,null,"PR"]
[300004612,"CONTRE-BRIDE POUR CA 530 Ø 125 MM *",null,47.64,3661238404342,null,null,null,null,"PR"]
[300004613,"CONTRE-BRIDE POUR CA 530 Ø 150 MM *",null,56.08,3661238404335,null,null,null,null,"PR"]
[null,"* A COMMANDER AU CPR"]
[]
["CA 630 M & CA 630 H"]
["REFERENCE","DESIGNATION","COLIS","PRIX","Code EAN","DIMENSIONS EMBALLAGE",null,null,"POIDS","GROUPE"]
[null,null,null,"EUR","","L","l","H","KG","ARTICLE"]
[]
[]
[]
["CA 630 M"]
[]
[100011088,"CA 630 M-3000",null,"#",3661238339200,null,null,null,6300,"GC"]
[100011089,"CA 630 M-3500",null,"#",3661238339194,null,null,null,6950,"GC"]
[100011090,"CA 630 M-4100",null,"#",3661238339187,null,null,null,8200,"GC"]
[100011091,"CA 630 M-5000",null,"#",3661238339170,null,null,null,8970,"GC"]
[100011092,"CA 630 M-6000",null,"#",3661238339163,null,null,null,11280,"GC"]
[100011412,"CA 630 M-7000",null,"#",3661238419513,null,null,null,12160,"GC"]
[]
["CA 630 H"]
[]
[100011413,"CA 630 H - 2500",null,"#",3661238415225,null,null,null,6300,"GC"]
[100011414,"CA 630 H - 3000",null,"#",3661238415232,null,null,null,6950,"GC"]
[100011415,"CA 630 H - 3500",null,"#",3661238415249,null,null,null,8200,"GC"]
[100011416,"CA 630 H - 4100",null,"#",3661238415256,null,null,null,8970,"GC"]
[100011417,"CA 630 H - 5000",null,"#",3661238415263,null,null,null,11280,"GC"]
[100011418,"CA 630 H - 6000",null,"#",3661238415270,null,null,null,12160,"GC"]
[]
[null,"# PRIX  NOUS CONSULTER"]
[]
[]
["BRULEURS FIOUL/GAZ  M100-G100-M200-G200"]
["REFERENCE","DESIGNATION","COLIS","PRIX","Code EAN","DIMENSIONS EMBALLAGE",null,null,"POIDS","GROUPE"]
[null,null,null,"EUR","","L","l","H","KG","ARTICLE"]
[null,null,null,null,""]
["BRULEURS M100 ",null,null,null,""]
[null,null,null,null,""]
[null,"BRULEURS BAS-NOX , FLAMME JAUNE",null,null,""]
[]
[88027318,"BRULEUR FIOUL M 100 RS                          ","M100RS",1052,3661238047945,500,300,385,13.2,"CH"]
[88027319,"BRULEUR FIOUL M 100/1 S                               ","M100/1S",906,3661238047938,500,300,390,13,"CH"]
[88027320,"BRULEUR FIOUL M 100/2 S                               ","M100/2S",906,3661238047921,500,300,385,13,"CH"]
[100005100,"BRULEUR FIOUL M 100/3 S","M100/3S",971,3661238415614,500,300,385,13.5,"CH"]
[]
[]
["BRULEUR G100 "]
[]
[88027205," BRULEUR GAZ G 100                          ","G100",1561,3661238048164,800,310,400,15,"CH"]
[]
["OPTION BRULEUR G100"]
[88027289,"KIT DE TRANSFORMATION AU BUTANE/PROPANE **",null,123.89,3661238048089,230,180,250,0.3,"PR"]
[null,"** : DISPONIBLE AU CENTRE PIECES DE RECHANGE"]
[]
["BRULEURS M200/2 "]
[]
[88027313,"BRULEUR FIOUL M 201/2 S","M201/2S",1099,3661238047983,800,305,400,17,"CH"]
[88027314,"BRULEUR FIOUL M 202/2 S","M202/2S",1563,3661238047976,800,305,400,18,"CH"]
[]
["BRULEUR G200/1S"]
[]
[88027206,"BRULEUR GAZ G200/1S","G200/1S",1813,3661238048157,800,205,400,16.5,"CH"]
[]
["OPTION BRULEUR G200/1"]
[88027290,"KIT DE TRANSFORMATION AU BUTANE/PROPANE **",null,122.86,3661238048072,340,190,35,1,"PR"]
[null,"** : DISPONIBLE AU CENTRE PIECES DE RECHANGE"]
[]
["BRULEUR G200/2 N"]
[]
[88027324,"BRULEUR GAZ G201/2 N","G201/2N",2107,3661238047891,800,305,400,20,"CH"]
[88027325,"BRULEUR GAZ G 203/2 N","G203/2N",2512,3661238047884,800,305,400,21.5,"CH"]
[]
["OPTION BRULEUR G200/2N"]
[200001978,"KIT DE CONVERSION AU PROPANE",null,397.2,3661238001794,430,180,80,0.6,"CH"]
[null,null,null,null,""]
["BRULEURS FIOUL/GAZ  M300 - G300"]
["REFERENCE","DESIGNATION","COLIS","PRIX","Code EAN","DIMENSIONS EMBALLAGE",null,null,"POIDS","GROUPE"]
[null,null,null,"EUR","","L","l","H","KG","ARTICLE"]
[null,null,null,null,""]
["BRULEURS FIOUL M300S",null,null,null,""]
[null,null,null,null,""]
[100004079,"BRULEUR FIOUL M301-2S","M301-2S",1103,3661238004955,780,365,420,24.5,"GC"]
[100004082,"BRULEUR FIOUL M302-1S","M302-1S",1510,3661238004948,800,365,420,22.5,"GC"]
[100004083,"BRULEUR FIOUL M302-2S","M302-2S",1567,3661238004931,800,365,420,24,"GC"]
[100004084,"BRULEUR FIOUL M302-3S","M302-3S",1625,3661238004924,800,365,425,26,"GC"]
[100004085,"BRULEUR FIOUL M302-4S","M302-4S",1682,3661238004917,800,365,425,26,"GC"]
[100004086,"BRULEUR FIOUL M302-5S","M302-5S",1799,3661238004900,900,365,495,31.5,"GC"]
[100003701,"BRULEUR FIOUL M302-6S","M302-6S",2031,3661238005259,900,365,495,32.5,"GC"]
[]
["OPTIONS BRULEURS M300"]
[]
[88027180,"CAPOT INSONORISANT M300/G300",null,1421,3661238048270,515,640,910,47,"GC"]
[]
[602519,"CONTRE-PLAQUE DE FACADE POUR M 300 S",null,68,3661238001770,260,260,20,3,"GC"]
[]
[95317395,"CONNECTEUR MALE 7 PLOTS**",null,8.64,3661238073937,10,10,3,0.8,"PR"]
[95317384,"CONNECTEUR MALE 4 PLOTS**",null,5.97,3661238073944,18,11,2,0.3,"PR"]
[null,"** : DISPONIBLE AU CENTRE PIECES DE RECHANGE"]
[]
["BRULEURS GAZ G300S"]
[]
[100004501,"BRULEUR GAZ G301-2S","G301-2S",2553,3661238003057,900,365,490,29.5,"GC"]
[100004503,"BRULEUR GAZ G303-2S","G303-2S",2727,3661238003040,900,365,490,31.5,"GC"]
[100004504,"BRULEUR GAZ G303-3S","G303-3S",3016,3661238003033,900,365,490,31.5,"GC"]
[100004505,"BRULEUR GAZ G303-5S 20 MBAR","G303-5S20",3713,3661238003026,900,365,490,40.5,"GC"]
[100004506,"BRULEUR GAZ G303-5S 300 MBAR","G303-5S300",3422,3661238003019,900,365,490,35,"GC"]
[]
["BRULEURS GAZ G300N"]
[]
[100004507,"BRULEUR GAZ G303-2N","G303-2N",2901,3661238003002,900,360,490,31.5,"GC"]
[100004508,"BRULEUR GAZ G303-3N","G303-3N",3365,3661238002999,900,365,490,36,"GC"]
[100004509,"BRULEUR GAZ G303-5N ","G303-5N",3830,3661238002982,900,365,490,42,"GC"]
[]
["OPTIONS BRULEURS G300"]
[]
[88027180,"CAPOT INSONORISANT M300/G300",null,1421,3661238048270,515,640,910,47,"GC"]
[88027294,"RWF 40-G303/G43",null,1124.3,3661238048065,250,210,165,2.7,"GC"]
[88027302,"CONTROLEUR CYCLIQUE D'ETANCHEITE VPS 504",null,945,3661238047990,240,220,110,1.5,"GC"]
[]
[602524,"CONTRE-PLAQUE DE FACADE POUR G 300 S et N",null,106.6,3661238106192,null,null,null,3.5,"GC"]
[]
[95317395,"CONNECTEUR MALE 7 PLOTS**",null,8.64,3661238073937,10,10,3,0.8,"PR"]
[95317384,"CONNECTEUR MALE 4 PLOTS**",null,5.97,3661238073944,18,11,2,0.3,"PR"]
[null,"** : DISPONIBLE AU CENTRE PIECES DE RECHANGE"]
[]
[200005840,"KIT DE TRANSFORMATION AU PROPANE POUR G 303-2S",null,385.4,3661238166295,230,140,60,0.5,"GC"]
[200005841,"KIT DE TRANSFORMATION AU PROPANE POUR G 303-3S",null,385.4,3661238166288,430,180,80,0.6,"GC"]
[null,null,null,null,""]
["BRULEURS FIOUL/GAZ  M40 - G40 - G50"]
["REFERENCE","DESIGNATION","COLIS","PRIX","Code EAN","DIMENSIONS EMBALLAGE",null,null,"POIDS","GROUPE"]
[null,null,null,"EUR","","L","l","H","KG","ARTICLE"]
[null,null,null,null,""]
["BRULEURS M40",null,null,null,""]
[null,null,null,null,""]
[88027121,"BRULEUR FIOUL M42-1S","M42-1S",2346,3661238048393,1180,550,535,56,"GC"]
[88027122,"BRULEUR FIOUL M42-2S","M42-2S",2835,3661238048386,1180,550,535,58.5,"GC"]
[88027123,"BRULEUR FIOUL M42-3S","M42-3S",3039,3661238048379,1180,550,535,62,"GC"]
[88027124,"BRULEUR FIOUL M42-4S","M42-4S",3284,3661238048362,1180,550,535,62.5,"GC"]
[88027125,"BRULEUR FIOUL M42-5S","M42-5S",3525,3661238048355,1190,550,535,72,"GC"]
[]
["OPTION BRULEURS M 40"]
[]
[88027182,"CAPOT INSONORISANT M40/G40",null,1992,3661238048263,1160,970,890,98,"GC"]
[]
["BRULEURS G40"]
[]
[88027170,"BRULEUR GAZ G43-1S","G43-1S",3067,3661238048317,1180,550,535,61,"GC"]
[88027171,"BRULEUR GAZ G43-2S","G43-2S",4274,3661238048300,1175,540,540,60.5,"GC"]
[88027172,"BRULEUR GAZ G43-3S","G43-3S",4730,3661238048294,1180,550,535,67.5,"GC"]
[]
["OPTIONS BRULEURS G 40"]
[]
[88027182,"CAPOT INSONORISANT M40/G40",null,1992,3661238048263,1160,970,890,98,"GC"]
[105627,"CHARIOT",null,1120.5999999999999,3661238109247,1200,800,500,14,"GC"]
[88027294,"REGULATEUR RWF 40 (G33/G43)",null,1124.3,3661238048065,250,210,165,2.7,"GC"]
[88027302,"CONTROLEUR CYCLIQUE D'ETANCHEITE VPS 504",null,945,3661238047990,240,220,110,1.5,"GC"]
[88027317,"KIT POUR FONCTIONNEMENT DU BRULEUR EN 2 ALLURES (PAR THERMOSTAT 2 POINTS)",null,103.4,3661238047952,260,270,170,1,"GC"]
[]
["RAMPE GAZ POUR BRULEUR G40 / REGULATEUR DE PRESSION"]
[]
[88027156,"RAMPE GAZ DMV-VEF 512/11","VEF512",949.8,3661238048348,320,250,440,9.3000000000000007,"GC"]
[88027158,"RAMPE GAZ DMV-VEF 520/11","VEF520",1611.8,3661238048331,320,240,440,10,"GC"]
[88027159,"RAMPE GAZ DMV-VEF 525/11","VEF525",2231.4,3661238048324,310,255,440,14.5,"GC"]
[]
[88027177,"REGULATEUR DE PRESSION  300MBAR","AD246",372.7,3661238048287,255,220,205,3.1,"GC"]
[]
["BRULEURS G50"]
[]
[88027250,"BRULEUR GAZ MODULANT G53-1S","G53-1S",5408,3661238048119,1395,710,660,70,"GC"]
[88027251,"BRULEUR GAZ MODULANT G53-2S","G53-2S",6934,3661238048102,1400,1000,670,105,"GC"]
[]
["OPTIONS / RAMPES GAZ POUR BRULEUR G50 / ADAPTATEURS"]
[]
[100006661,"KIT DE TRANSFORMATION PROPANE POUR G53-1S",null,157.19999999999999,3661238161757,530,250,230,2.2999999999999998,"GC"]
[100006662,"POTENTIOMETRE DE RECOPIE 0-10V POUR G 50-S",null,446.6,3661238161740,170,90,70,0.2,"GC"]
[88027253,"TETE LONGUE POUR G 53-1S",null,420.3,3661238415621,800,340,250,4.5,"GC"]
[100002738,"TETE LONGUE POUR G 53-2S",null,571.79999999999995,3661238415638,null,null,null,4.5,"GC"]
[100007890,"CAPOT INSONORISANT M50/G50 ",null,2711.3,3661238156579,1200,1000,500,102,"GC"]
[88027300,"CARTOUCHE CHAUFFANTE POUR RAMPE VGD 40.065 CTD",null,251.8,3661238048010,140,145,145,0.5,"GC"]
[88027295,"REGULATEUR RWF 40 (G53)",null,1124.5,3661238048058,265,205,180,1.4,"GC"]
[]
[88027301,"RAMPE GAZ VGD 40.065 CTD (20-100 MBAR)",null,3980,3661238048003,null,null,null,14.1,"GC"]
[]
[null,"LISTE COLIS"]
[]
[88027297,"RAMPE VGD 40.065 ",null,3035,3661238048041,490,295,390,12.6,"GC"]
[88027302,"CONTROLEUR CYCLIQUE D'ETANCHEITE VPS 504",null,945,3661238047990,240,220,110,1.5,"GC"]
[]
[88027298,"ADAPTATEUR DN 65 - 2\" ",null,185.2,3661238048034,320,240,240,6.2,"GC"]
[88027299,"ADAPTATEUR DN 80 - DN 65 (ANGLE)",null,319,3661238048027,470,380,390,11,"GC"]
[]
[88027236,"RAMPE GAZ MBD 420 CTD (100-300 MBAR)",null,1659.8,3661238048126,570,350,290,12.5,"GC"]
[null,null,null,null,""]
["OPTIONS TABLEAUX DE COMMANDE"]
["REFERENCE","DESIGNATION","COLIS","PRIX","Code EAN","DIMENSIONS EMBALLAGE",null,null,"POIDS","GROUPE"]
[null,null,null,"EUR","","L","l","H","KG","ARTICLE"]
[null,null,null,null,""]
["OPTIONS SPECIFIQUES POUR TABLEAUX K3"]
[]
[85757742,"SONDE DE TEMPERATURE FUMEES  ","FM47",59.8,3661238022744,210,160,40,0.2,"CH"]
[100004970,"PLATINES + SONDE POUR 1ER CIRCUIT VANNE POUR TABLEAU K3","AD220",272.5,3661238001893,310,210,130,0.7,"GC"]
[85757743,"PLATINE + SONDE POUR 1 CIRCUIT AVEC VANNE MELANGEUSE","FM48",152.6,3661238022737,260,170,120,0.4,"CM"]
[100004636,"COMMANDE A DISTANCE RADIO CDR 2","FM161",310.39999999999998,3661238002456,200,150,130,0.6,"CM"]
[100004637,"MODULE CDR 2 SUPPLEMENTAIRE","FM162",205.5,3661238002449,280,200,40,0.2,"CM"]
[85757746,"COMMANDE A DISTANCE INTERACTIVE CDI 2 ","FM51",176.1,3661238022713,180,110,85,0.3,"CM"]
[85757747,"COMMANDE A DISTANCE SIMPLIFIEE AVEC SONDE D'AMBIANCE","FM52",88,3661238022706,110,85,40,0.1,"CM"]
[100012044,"SONDE D'AMBIANCE","AD244",71.3,3661238374775,105,85,40,0.1,"CH"]
[]
["OPTIONS TABLEAU DIEMATIC 3 ET M3"]
[]
[100000030,"COLIS OPTION SONDE ECS","AD212",43.5,3661238011168,200,150,30,0.2,"CM"]
[85757742,"SONDE DE TEMPERATURE FUMEES  ","FM47",59.8,3661238022744,210,160,40,0.2,"CH"]
[85757743,"PLATINE + SONDE POUR 1 CIRCUIT AVEC VANNE MELANGEUSE","FM48",152.6,3661238022737,260,170,120,0.4,"CM"]
[85757746,"COMMANDE A DISTANCE INTERACTIVE CDI 2 ","FM51",176.1,3661238022713,180,110,85,0.3,"CM"]
[100004636,"COMMANDE A DISTANCE RADIO CDR 2","FM161",310.39999999999998,3661238002456,200,150,130,0.6,"CM"]
[100004637,"MODULE CDR 2 SUPPLEMENTAIRE","FM162",205.5,3661238002449,280,200,40,0.2,"CM"]
[100010960,"SONDE EXTERIEURE RADIO DIEMATIC 3","AD241",67.8,3661238338128,150,210,30,0.2,"CH"]
[100010961,"MODULE CHAUDIERE RADIO DIEMATIC 3","AD242",105.1,3661238338135,260,160,120,0.3,"CH"]
[85757747,"COMMANDE A DISTANCE SIMPLIFIEE AVEC SONDE D'AMBIANCE","FM52",88,3661238022706,110,85,40,0.1,"CM"]
[88017878,"MODULE DE TELESURVEILLANCE VOCAL","AD152",595.9,3661238048751,210,190,105,1.1000000000000001,"CM"]
[88017851,"CABLE DE LIAISON BUS LG 12 M","AD134",92.7,3661238048850,350,260,30,0.4,"CM"]
[88017022,"EPROM DE FONCTIONNEMENT QUADRO CHAUDIERES A TABLEAU DIEMATIC 3","AD204",113.7,3661238049147,205,170,35,0.2,"CH"]
[100004781,"SONDE PLONGEUR DIEMATIC 3","AD218",157.5,3661238002234,190,145,120,0.3,"GC"]
[100005130,"COLIS SONDES POUR BALLON TAMPON","AD216",82.4,3661238001855,210,170,35,0.3,"CM"]
[88017887,"SONDES POUR BALLON TAMPON","AD160",83.6,3661238048720,210,150,40,0.2,"CM"]
[88017017,"SONDE DEPART V3V","AD199",69.3,3661238049185,150,200,40,0.2,"CH"]
[100004294,"PLATINE 2 ALLURES/MOD./V3V","AD217",250,3661238004191,200,145,130,0.8,"CH"]
[81997720,"CABLE DE LIAISON LG 40 M","DB119",126.2,3661238001350,310,215,130,1.3,"CH"]
[100012044,"SONDE D'AMBIANCE","AD244",71.3,3661238374775,105,85,40,0.1,"CH"]
[]
["OPTIONS TABLEAU DIEMATIC iSystem"]
[]
[100013304,"OPTION V3V DIEMATIC iSystem","AD249",133.5,3661238363519,260,170,130,0.4,"CM"]
[100013305,"SONDE SYSTEME","AD250",39.200000000000003,3661238363588,150,210,25,0.1,"CM"]
[100013306,"SONDE EXTERIEURE RADIO DIEMATIC iSystem","AD251",65.7,3661238363595,150,210,40,0.2,"CM"]
[100013307,"MODULE CHAUDIERE RADIO DIEMATIC iSystem","AD252",104.9,3661238363601,260,160,130,0.3,"CM"]
[100013308,"MODULE COMMANDE A DISTANCE INTERACTIVE RADIO CDR D.iSystem","AD253",201.2,3661238364219,175,122,60,0.3,"CM"]
[100013309,"COMMANDE A DISTANCE INTERACTIVE CDI D.iSystem","AD254",150.30000000000001,3661238364226,175,122,60,0.3,"CM"]
[88017851,"CABLE DE LIAISON BUS LG 12 M","AD134",92.7,3661238048850,350,260,30,0.4,"CM"]
[88017878,"MODULE DE TELESURVEILLANCE VOCAL","AD152",595.9,3661238048751,210,190,105,1.1000000000000001,"CM"]
[88017017,"SONDE DEPART V3V","AD199",69.3,3661238049185,150,200,40,0.2,"CH"]
[85757747,"COMMANDE A DISTANCE SIMPLIFIEE AVEC SONDE D'AMBIANCE","FM52",88,3661238022706,110,85,40,0.1,"CM"]
[100000030,"COLIS OPTION SONDE ECS","AD212",43.5,3661238011168,200,150,30,0.2,"CM"]
[]
["THERMOSTATS D'AMBIANCE"]
[]
[88017859,"THERMOSTAT D'AMBIANCE NON PROGRAMMABLE","AD140",42.9,3661238048805,80,80,40,0.1,"CM"]
[88017855,"THERMOSTAT D'AMBIANCE PROGRAMMABLE (FILAIRE)","AD137",137.80000000000001,3661238048836,130,90,55,0.2,"CM"]
[88017018,"THERMOSTAT D'AMBIANCE PROGRAMMABLE (SANS FILS)","AD200",242.7,3661238049178,175,150,90,0.4,"CM"]
[]
[null,null,null,null,""]
["COMMANDES A DISTANCE / THERMOSTATS D'AMBIANCE"]
["REFERENCE","DESIGNATION","COLIS","PRIX","Code EAN","DIMENSIONS EMBALLAGE",null,null,"POIDS","GROUPE"]
[null,null,null,"EUR","","L","l","H","KG","ARTICLE"]
[null,null,null,null,""]
["REGULATION DIEMATIC VM"]
[]
[88017832,"REGULATION DIEMATIC VM","AD120",1397,3661238048935,415,280,190,4.3,"GC"]
[]
["OPTIONS DIEMATIC VM"]
[]
[88017838,"SONDE EXTERIEURE AF 40","AD122",69.900000000000006,3661238048898,200,150,50,0.1,"GC"]
[88017837,"SONDE DE DEPART A APPLIQUE VF 20","AD121",85.6,3661238048904,200,150,25,0.1,"GC"]
[82197752,"SONDE PLONGEUR + DOIGT DE GANT","BP42",159.6,3661238020702,195,150,125,0.3,"CH"]
[81997717,"SONDE POUR ECS","DB116",42.8,3661238001381,200,150,30,0.2,"CH"]
[82187720,"COMMANDE A DISTANCE AVEC SONDE D'AMBIANCE","BG20",120.9,3661238020856,80,80,40,0.1,"CH"]
[88017851,"CABLE DE LIAISON BUS LG 12 M","AD134",92.7,3661238048850,350,260,30,0.4,"CM"]
[88017836,"CABLE DE LIAISON INTER-MODULE RX 11","AD124",73,3661238048911,210,160,5,0.1,"GC"]
[81997720,"CABLE DE LIAISON LG 40 M","DB119",126.2,3661238001350,310,215,130,1.3,"CH"]
[88017878,"MODULE DE TELESURVEILLANCE VOCAL","AD152",595.9,3661238048751,210,190,105,1.1000000000000001,"CM"]
[]
["THERMOSTATS D'AMBIANCE"]
[]
[88017859,"THERMOSTAT D'AMBIANCE NON PROGRAMMABLE","AD140",42.9,3661238048805,80,80,40,0.1,"CM"]
[88017855,"THERMOSTAT D'AMBIANCE PROGRAMMABLE (FILAIRE)","AD137",137.80000000000001,3661238048836,130,90,55,0.2,"CM"]
[88017018,"THERMOSTAT D'AMBIANCE PROGRAMMABLE (SANS FILS)","AD200",242.7,3661238049178,175,150,90,0.4,"CM"]
[null,null,null,null,""]
[null,null,null,null,""]
["PREPARATEURS INDEPENDANTS B "]
["REFERENCE","DESIGNATION","COLIS","PRIX","Code EAN","DIMENSIONS EMBALLAGE",null,null,"POIDS","GROUPE"]
[null,null,null,"EUR","","L","l","H","KG","ARTICLE"]
[null,null,null,null,""]
["PREPARATEURS HABILLAGE BLANC",null,null,null,""]
[null,null,null,null,""]
["PREPARATEURS B gamme \"Performance\"",null,null,null,""]
[null,null,null,null,""]
[100006731,"PREPARATEUR BP 150 L","EC400",1235,3661238101654,825,690,1120,86,"CH"]
[100006732,"PREPARATEUR BP 200 L","EC401",1372,3661238101647,825,690,1385,103.5,"CH"]
[100006733,"PREPARATEUR BP 300 L","EC402",1745,3661238101630,825,690,1930,134,"CH"]
[100006734,"PREPARATEUR BP 400 L","EC403",2556,3661238101623,900,760,2000,191,"CH"]
[100006735,"PREPARATEUR BP 500 L","EC404",2805,3661238101616,950,820,1950,229,"CH"]
[]
[100011343,"PREPARATEUR B 650",null,4045,3661238351516,null,null,null,292.5,"CH"]
[89759840,"PREPARATEUR B 800",null,5121,3661238046825,null,null,null,322,"CH"]
[89759841,"PREPARATEUR B 1000",null,5624,3661238046818,null,null,null,423.5,"CH"]
[]
["LISTE DES COLIS B 650 - B 800 - B 1000"]
[]
[100011344,"CUVE B 650","AJ45",3121,3661238351523,1200,1200,1940,280,"CH"]
[100011345,"HABILLAGE B 650","AJ46",924,3661238351530,1240,325,2000,12.5,"CH"]
[100008737,"CUVE B 800 ","AJ40",4067,3661238166394,1000,990,2345,287,"CH"]
[89757743,"HABILLAGE B 800","AJ29",1054,3661238046917,950,950,2220,35,"CH"]
[100008738,"CUVE B 1000 ","AJ41",4308,3661238166387,900,900,2400,384,"CH"]
[89757745,"HABILLAGE B 1000","AJ31",1316,3661238046894,650,650,2220,39.5,"CH"]
[null,null,null,null,""]
["PREPARATEURS BL ",null,null,null,null,null,null,null,""]
[null,null,null,null,null,null,null,null,""]
[100013061,"PREPARATEUR BL 150 L","EC441",1006,3661238361690,730,800,1130,66.5,"CH"]
[100013062,"PREPARATEUR BL 200 L","EC442",1155,3661238361706,720,800,1400,107.5,"CH"]
[100013063,"PREPARATEUR BL 300 L","EC443",1419,3661238361713,720,800,1930,103,"CH"]
[100013064,"PREPARATEUR BL 400 L","EC444",2128,3661238371720,890,800,1830,146.5,"CH"]
[100013065,"PREPARATEUR BL 500 L","EC445",2287,3661238371737,890,800,1920,170.5,"CH"]
[]
["OPTIONS",null,null,null,""]
[null,null,null,null,""]
[100007832,"RÉGULATION POMPE DE CHARGE SLA 2","EC320",176,3661238101494,225,195,85,0.7,"CH"]
[100010652,"ANODE TAS-2","EC431",102.6,3661238364745,260,160,120,0.5,"CH"]
[89608920,"ANODE A COURANT IMPOSE (B400 ET B500)","AM7",450.5,3661238047440,425,100,55,0.4,"CH"]
[89757752,"ANODE A COURANT IMPOSE (BALLON < 300 LITRES)","AJ38",263.89999999999998,3661238046849,250,95,50,0.4,"CH"]
[]
[null,"POUR PREPARATEURS  150 A 300 L"]
[]
[100007797,"RESISTANCE ELECTRIQUE 2,2 kW MULTI BLINDEE DN 82  ","EC410",410.6,3661238116634,660,215,215,3.2,"CH"]
[100007830,"RESISTANCE ELECTRIQUE 2,4 kW MULTI STEATITE DN 82  ","EC411",293.39999999999998,3661238116641,625,210,220,3.8,"CH"]
[89807777,"RESISTANCE ELECTRIQUE STEATITE SUR BRIDE Ø 82 MM 3 KW/240V","EG88",222.9,3661238045071,800,195,200,4,"CH"]
[100007798,"RESISTANCE ELECTRIQUE 3,3 kW MULTI BLNDEE DN 82  ","EC412",469.4,3661238116658,660,215,215,3.5,"CH"]
[]
[null,"POUR PREPARATEURS  400 -  500 L"]
[]
[100007799,"RESISTANCE ELECTRIQUE 4,5 kW MULTI BLINDEE DN 117  ","EC413",586.70000000000005,3661238156852,660,215,215,3.5,"CH"]
[]
[null,"POUR PREPARATEURS B 800 ET B 1000"]
[]
[89757746,"THERMOMETRE","AJ32",44.9,3661238046887,145,190,125,0.2,"CH"]
[]
[null,"KITS DE LIAISON"]
[]
[100007835,"KIT DE LIAISON GT 224 et 225 / B 150-200-300","EA117",445.9,3661238113312,600,500,135,6.5,"CH"]
[100007833,"KIT DE LIAISON CITY / B 150-200-300","EA115",445.9,3661238113329,600,500,135,7.5,"CH"]
[100007837,"KIT LIAISON DTG130-DTG130 ECONOX PLUS / B 150-200-300","EA119",507.9,3661238113336,600,500,135,7,"CH"]
[100007836,"KIT DE LIAISON GT 226-à 228 ET DTG 230 / B 150-200-300","EA118",445.9,3661238113343,600,500,135,6.5,"CH"]
[100007839,"KIT LIAISON B-SRL/DTG E 130 ECONOX PLUS","EA120",507.9,3661238116511,600,500,135,5,"CH"]
[100007827,"KIT LIAISON MC 35E-115 et DTG 45-115/ B 150-200-300","EA121",507.9,3661238116528,600,500,135,6.5,"CH"]
[100007834,"KIT LIAISON GT-GTU-GTU C 120-DTG 35 / B 150-200-300","EA116",445.9,3661238113350,600,500,135,6,"CH"]
[null,null,null,null,""]
["PREPARATEURS MIXTES MPL"]
["REFERENCE","DESIGNATION","COLIS","PRIX","Code EAN","DIMENSIONS EMBALLAGE",null,null,"POIDS","GROUPE"]
[null,null,null,"EUR","","L","l","H","KG","ARTICLE"]
[null,null,null,null,""]
["PREPARATEURS MIXTES MPL",null,null,null,""]
[null,null,null,null,""]
[89649460,"PREPARATEUR MIXTE MPL150L","BE1",1119,3661238047181,700,705,1110,72.5,"CH"]
[89649470,"PREPARATEUR MIXTE MPL200L","BE2",1253,3661238047174,700,705,1375,89,"CH"]
[]
["OPTIONS"]
[]
[89647700,"TREPIED (MODELE E) POUR POSE AU SOL DES PREPARATEURS MIXTES MPL","BE3",68.099999999999994,3661238047204,515,540,135,3.1,"CH"]
[89647701,"KIT THERMOSTAT POUR COMMANDE DE LA POMPE DE CHARGE","BE4",68.099999999999994,3661238047198,195,140,120,0.3,"CH"]
[100000450,"KIT RENFORT POUR MONTAGE EN HORIZONTAL ","BE5",62.8,3661238011113,305,255,105,1.3,"CH"]
[100007832,"RÉGULATION POMPE DE CHARGE SLA 2","EC320",176,3661238101494,225,195,85,0.7,"CH"]
[null,null,null,null,""]
["CHAUFFE-EAU / CHAUFFE-BAIN "]
["REFERENCE","DESIGNATION","COLIS","PRIX","Code EAN","DIMENSIONS EMBALLAGE",null,null,"POIDS","GROUPE"]
[null,null,null,"EUR","","L","l","H","KG","ARTICLE"]
[null,null,null,null,""]
[100006728,"CBG-II 10B","DX132",599,3661238161634,275,365,720,12,"CM"]
[100006729,"CBG-II 10P","DX133",534,3661238161627,275,365,720,11.5,"CM"]
[100006740,"CBG-II 13P","DX134",606,3661238161610,275,400,795,13.5,"CM"]
[100006741,"CBG-II 13B","DX135",690,3661238161603,275,400,795,14,"CM"]
[100006742,"CBG-II 16B","DX136",751,3661238161597,275,470,795,15.5,"CM"]
[]
["OPTIONS"]
[]
[84847720,"ROBINET GAZ 1/2\" COUDE","DX20",42.2,3661238014121,110,90,35,0.2,"CM"]
[null,null,null,null,""]
["CHAUFFE-EAU GAZ A ACCUMULATION"]
["REFERENCE","DESIGNATION","COLIS","PRIX","Code EAN","DIMENSIONS EMBALLAGE",null,null,"POIDS","GROUPE"]
[null,null,null,"EUR","","L","l","H","KG","ARTICLE"]
[null,null,null,null,""]
[89579055,"CHAUFFE-EAU GAZ A ACCUMULATION GS 117 E","EB1",962,3661238047525,600,520,1180,70,"CH"]
[89579061,"CHAUFFE-EAU GAZ A ACCUMULATION GS 152 E","EB2",1057,3661238047518,600,520,1420,79,"CH"]
[89579071,"CHAUFFE-EAU GAZ A ACCUMULATION GS 192 E","EB3",1408,3661238047501,595,520,1720,101,"CH"]
[]
[null,null,null,null,""]
["CHAUFFE-EAU ELECTRIQUES COR-EMAIL"]
["REFERENCE","DESIGNATION","COLIS","PRIX","Code EAN","DIMENSIONS EMBALLAGE",null,null,"POIDS","GROUPE"]
[null,null,null,"EUR","","L","l","H","KG","ARTICLE"]
[null,null,null,null,""]
[89599002,"CEE 10 L SUR EVIER",null,238,3661238047495,285,285,500,7.8,"CE"]
[89599003,"CEE 10 L SOUS EVIER",null,238,3661238047488,285,285,500,7.8,"CE"]
[89599012,"CEE 15 L SUR EVIER",null,255,3661238047471,325,330,545,9.6,"CE"]
[89599013,"CEE 15 L SOUS EVIER",null,255,3661238047464,325,330,545,9.6,"CE"]
[89599021,"CEE 30 L",null,307,3661238047457,400,480,670,14.5,"CE"]
[]
[89719333,"CEE 50L MV ACI MONO",null,376,3661238047051,565,565,605,23,"CE"]
[100006470,"CEE 75L MV ACI MONO",null,417,3661238161870,565,565,780,28,"CE"]
[100006471,"CEE 100L MV ACI MONO",null,420,3661238161863,565,565,950,32,"CE"]
[100006472,"CEE 150L MV ACI EASYTRI",null,487,3661238161856,565,565,1260,41,"CE"]
[100006473,"CEE 200L MV ACI EASYTRI",null,547,3661238161849,560,560,1600,51.5,"CE"]
[]
[100006474,"CEE 150L S/S ACI EASYTRI",null,718,3661238161832,565,565,1260,41,"CE"]
[100006475,"CEE 200L S/S ACI EASYTRI",null,803,3661238161825,565,565,1600,51,"CE"]
[100006476,"CEE 250L S/S ACI EASYTRI",null,871,3661238161818,600,600,1555,62,"CE"]
[100006477,"CEE 300L S/S ACI EASYTRI",null,916,3661238161801,600,600,1800,72,"CE"]
[89719095,"CEE 500L S/S MULTI BLINDE",null,1850,3661238047082,790,790,2120,158.6,"CE"]
[]
[100006478,"CEE 100L HO ACI EASYTRI",null,539,3661238161795,565,565,950,32,"CE"]
[100006479,"CEE 150L HO ACI EASYTRI",null,662,3661238161788,565,565,1260,41,"CE"]
[100006480,"CEE 200L HO ACI EASYTRI",null,784,3661238161771,560,560,1580,58,"CE"]
[]
["OPTIONS"]
[]
[89718950,"ENSEMBLE ROBINETS MEL.10/15/30 SUR EVIER",null,97.1,3661238047105,400,100,100,3,"CE"]
[89788901,"ENSEMBLE ROBINETS MEL. 10/15 SOUS EVIER",null,81.7,3661238046801,400,100,100,3,"CE"]
[89788949,"TREPIED MV STANDARD",null,40.200000000000003,3661238046788,525,505,125,3,"CE"]
[100001650,"BOITE DE 4 KITS EASYTRI 400V  ",null,201.68,3661238009899,null,null,null,4.8,"CE"]
[100001495,"KIT 400V EASYTRI **",null,50.42,3661238010017,240,170,85,1.2,"PR"]
[null,"** : DISPONIBLE AU CENTRE PIECES DE RECHANGE",null,null,""]
[]
[null,"PRODUITS SOUMIS A UNE ECO-TAXE D'UN MONTANT DE 3,34 EUROS H.T. PAR UNITE   *"]
[null,"( LA LEGISLATION IMPOSE UNE ECO-TAXE OU ECO-PARTICIPATION AFIN D'ORGANISER SUR LE TERRITOIRE NATIONAL LA COLLECTE ET"]
[null,"LE RECYCLAGE DE CERTAINS PRODUITS ELECTRIQUES ET ELECTRONIQUES D'EQUIPEMENTS DE LA MAISON . CELA SIGNIFIE QUE LE"]
[null,"CONSOMMATEUR POURRA DEMANDER AU PROFESSIONNEL LA REPRISE DE L'ANCIEN MATERIEL CONTRE L'ACHAT D'UN NOUVEL"]
[null,"EQUIPEMENT DE MEME NATURE , SELON LE PRINCIPE DE << UN >> POUR << UN  >> . LES CHAUFFE-EAU ELECTRIQUES RENTRENT"]
[null,"DANS LA CATEGORIE DES PRODUITS ELIGIBLES ET FONT L'OBJET DE L'ECO-TAXE )."]
[]
[null,"* CE MONTANT EST SUSCEPTIBLE D'EVOLUER EN CAS DE MODIFICATION DU BAREME PAR NOTRE ORGANISME COLLECTEUR"]
[null,null,null,null,""]
["CHAUFFE-EAU CES"]
["REFERENCE","DESIGNATION","COLIS","PRIX","Code EAN","DIMENSIONS EMBALLAGE",null,null,"POIDS","GROUPE"]
[null,null,null,"EUR","","L","l","H","KG","ARTICLE"]
[]
[100010304,"CES 100 L MV MONO",null,406,3661238349117,565,565,950,32,"CE"]
[100010305,"CES 150 L MV MONO",null,464,3661238349124,565,565,1260,41,"CE"]
[100010306,"CES 200 L MV MONO",null,526,3661238349131,565,565,1600,51,"CE"]
[100014210,"CES 250 L S/S  MONO",null,792,3661238375727,565,565,1600,63,"CE"]
[100010307,"CES 300 L S/S MULTI",null,886,3661238349148,null,null,null,72,"CE"]
[]
[]
[]
[null,"PRODUITS SOUMIS A UNE ECO-TAXE D'UN MONTANT DE 3,34 EUROS H.T. PAR UNITE   *"]
[null,"( LA LEGISLATION IMPOSE UNE ECO-TAXE OU ECO-PARTICIPATION AFIN D'ORGANISER SUR LE TERRITOIRE NATIONAL LA COLLECTE ET"]
[null,"LE RECYCLAGE DE CERTAINS PRODUITS ELECTRIQUES ET ELECTRONIQUES D'EQUIPEMENTS DE LA MAISON . CELA SIGNIFIE QUE LE"]
[null,"CONSOMMATEUR POURRA DEMANDER AU PROFESSIONNEL LA REPRISE DE L'ANCIEN MATERIEL CONTRE L'ACHAT D'UN NOUVEL"]
[null,"EQUIPEMENT DE MEME NATURE , SELON LE PRINCIPE DE << UN >> POUR << UN  >> . LES CHAUFFE-EAU ELECTRIQUES RENTRENT"]
[null,"DANS LA CATEGORIE DES PRODUITS ELIGIBLES ET FONT L'OBJET DE L'ECO-TAXE )."]
[]
[null,"* CE MONTANT EST SUSCEPTIBLE D'EVOLUER EN CAS DE MODIFICATION DU BAREME PAR NOTRE ORGANISME COLLECTEUR"]
[]
["CHAUFFE-EAU CEB"]
["REFERENCE","DESIGNATION","COLIS","PRIX","Code EAN","DIMENSIONS EMBALLAGE",null,null,"POIDS","GROUPE"]
[null,null,null,"EUR","","L","l","H","KG","ARTICLE"]
[null,null,null,null,""]
[89789631,"CEB 50 L MURAL VERTICAL",null,328,3661238046610,565,565,605,23,"CE"]
[89789641,"CEB 75 L MURAL VERTICAL",null,340,3661238046603,565,565,780,28,"CE"]
[89789651,"CEB 100 L MURAL VERTICAL",null,375,3661238046597,570,560,930,30.5,"CE"]
[89789661,"CEB 150 L MURAL VERTICAL MONO",null,429,3661238046580,570,570,1270,40,"CE"]
[89789671,"CEB 200 L MURAL VERTICAL MONO",null,485,3661238046573,565,565,1600,51,"CE"]
[89789675,"CEB 200 L MURAL VERTICAL MULTI",null,538,3661238046566,570,570,1580,52,"CE"]
[89789484,"CEB 250 L S/S MULTI",null,765,3661238046627,600,600,1555,62,"CE"]
[89789285,"CEB 300 L S/S MULTI",null,822,3661238046672,600,600,1800,71,"CE"]
[]
[null,"PRODUITS SOUMIS A UNE ECO-TAXE D'UN MONTANT DE 3,34 EUROS H.T. PAR UNITE   *"]
[null,"( LA LEGISLATION IMPOSE UNE ECO-TAXE OU ECO-PARTICIPATION AFIN D'ORGANISER SUR LE TERRITOIRE NATIONAL LA COLLECTE ET"]
[null,"LE RECYCLAGE DE CERTAINS PRODUITS ELECTRIQUES ET ELECTRONIQUES D'EQUIPEMENTS DE LA MAISON . CELA SIGNIFIE QUE LE"]
[null,"CONSOMMATEUR POURRA DEMANDER AU PROFESSIONNEL LA REPRISE DE L'ANCIEN MATERIEL CONTRE L'ACHAT D'UN NOUVEL"]
[null,"EQUIPEMENT DE MEME NATURE , SELON LE PRINCIPE DE << UN >> POUR << UN  >> . LES CHAUFFE-EAU ELECTRIQUES RENTRENT"]
[null,"DANS LA CATEGORIE DES PRODUITS ELIGIBLES ET FONT L'OBJET DE L'ECO-TAXE )."]
[]
[null,"* CE MONTANT EST SUSCEPTIBLE D'EVOLUER EN CAS DE MODIFICATION DU BAREME PAR NOTRE ORGANISME COLLECTEUR"]
[null,null,null,null,""]
["RADIATEURS ACIER ORNIS II"]
["REFERENCE","DESIGNATION","COLIS","PRIX","Code EAN","DIMENSIONS EMBALLAGE",null,null,"POIDS","GROUPE"]
[null,null,null,"EUR","","L","l","H","KG","ARTICLE"]
[null,null,null,null,""]
["VERSION NON EQUIPEE",null,null,null,""]
[null,null,null,null,""]
[null,"MODELES HORIZONTAUX ",null,null,""]
[null,null,null,null,""]
[null,"MODELES 10   HAUTEUR 300 :",null,null,""]
[null,null,null,null,""]
[87708001,"ORNISII 10 -H300  xL400",null,28,3661238042728,null,null,null,3.2,"RA"]
[87708002,"ORNISII 10 -H300  xL520",null,34,3661238042711,null,null,null,4.0999999999999996,"RA"]
[87708003,"ORNISII 10 -H300  xL600",null,39,3661238042704,null,null,null,4.5,"RA"]
[87708004,"ORNISII 10 -H300  xL720",null,43,3661238042698,null,null,null,5.3,"RA"]
[87708005,"ORNISII 10 -H300  xL800",null,49,3661238042681,null,null,null,5.8,"RA"]
[87708006,"ORNISII 10 -H300  xL920",null,55,3661238042674,null,null,null,6.6,"RA"]
[87708007,"ORNISII 10 -H300  xL1000",null,58,3661238042667,null,null,null,7.1,"RA"]
[87708008,"ORNISII 10 -H300  xL1120",null,64,3661238042650,null,null,null,7.9,"RA"]
[87708009,"ORNISII 10 -H300  xL1200",null,71,3661238042643,null,null,null,8.4,"RA"]
[87708010,"ORNISII 10 -H300  xL1320",null,75,3661238042636,null,null,null,9.1,"RA"]
[87708011,"ORNISII 10 -H300  xL1400",null,84,3661238042629,null,null,null,9.6999999999999993,"RA"]
[87708012,"ORNISII 10 -H300  xL1600",null,91,3661238042612,null,null,null,10.9,"RA"]
[87708013,"ORNISII 10 -H300  xL1800",null,102,3661238042605,null,null,null,12.2,"RA"]
[87708014,"ORNISII 10 -H300  xL2000",null,116,3661238042599,null,null,null,13.5,"RA"]
[]
[null,"MODELES 10   HAUTEUR 400 :"]
[]
[87718700,"ORNISII 10 -H400  xL400",null,34,3661238033788,null,null,null,4.0999999999999996,"RA"]
[87718701,"ORNISII 10 -H400  xL520",null,41,3661238033771,null,null,null,5.2,"RA"]
[87718702,"ORNISII 10 -H400  xL600",null,47,3661238033764,null,null,null,5.8,"RA"]
[87718703,"ORNISII 10 -H400  xL720",null,55,3661238033757,null,null,null,6.8,"RA"]
[87718704,"ORNISII 10 -H400  xL800",null,60,3661238033740,null,null,null,7.5,"RA"]
[87718705,"ORNISII 10 -H400  xL920",null,69,3661238033733,null,null,null,8.5,"RA"]
[87718706,"ORNISII 10 -H400  xL1000",null,75,3661238033726,null,null,null,9.1999999999999993,"RA"]
[87718707,"ORNISII 10 -H400  xL1120",null,86,3661238033719,null,null,null,10.199999999999999,"RA"]
[87718708,"ORNISII 10 -H400  xL1200",null,90,3661238033702,null,null,null,10.9,"RA"]
[87718709,"ORNISII 10 -H400  xL1320",null,97,3661238033696,null,null,null,11.9,"RA"]
[87718710,"ORNISII 10 -H400  xL1400",null,102,3661238033689,null,null,null,12.6,"RA"]
[87718711,"ORNISII 10 -H400  xL1600",null,119,3661238033672,null,null,null,14.3,"RA"]
[87718712,"ORNISII 10 -H400  xL1800",null,132,3661238033665,null,null,null,16,"RA"]
[87718713,"ORNISII 10 -H400  xL2000",null,146,3661238033658,null,null,null,17.7,"RA"]
[]
[null,"MODELES 10   HAUTEUR 500 :"]
[]
[87708020,"ORNISII 10 -H500  xL400",null,39,3661238042582,null,null,null,4.9000000000000004,"RA"]
[87708021,"ORNISII 10 -H500  xL520",null,50,3661238042575,null,null,null,6.2,"RA"]
[87708022,"ORNISII 10 -H500  xL600",null,57,3661238042568,null,null,null,7,"RA"]
[87708023,"ORNISII 10 -H500  xL720",null,67,3661238042551,null,null,null,8.3000000000000007,"RA"]
[87708024,"ORNISII 10 -H500  xL800",null,74,3661238042544,null,null,null,9.1999999999999993,"RA"]
[87708025,"ORNISII 10 -H500  xL920",null,87,3661238042537,null,null,null,10.4,"RA"]
[87708026,"ORNISII 10 -H500  xL1000",null,92,3661238042520,null,null,null,11.3,"RA"]
[87708027,"ORNISII 10 -H500  xL1120",null,102,3661238042513,null,null,null,12.6,"RA"]
[87708028,"ORNISII 10 -H500  xL1200",null,111,3661238042506,null,null,null,13.4,"RA"]
[87708029,"ORNISII 10 -H500  xL1320",null,121,3661238042490,null,null,null,14.7,"RA"]
[87708030,"ORNISII 10 -H500  xL1400",null,127,3661238042483,null,null,null,15.5,"RA"]
[87708031,"ORNISII 10 -H500  xL1600",null,146,3661238042476,null,null,null,17.7,"RA"]
[87708032,"ORNISII 10 -H500  xL1800",null,163,3661238042469,null,null,null,19.8,"RA"]
[87708033,"ORNISII 10 -H500  xL2000",null,180,3661238042452,null,null,null,21.9,"RA"]
[null,null,null,null,""]
["RADIATEURS ACIER ORNIS II"]
["REFERENCE","DESIGNATION","COLIS","PRIX","Code EAN","DIMENSIONS EMBALLAGE",null,null,"POIDS","GROUPE"]
[null,null,null,"EUR","","L","l","H","KG","ARTICLE"]
[]
[null,"MODELES 10   HAUTEUR 600 :",null,null,""]
[null,null,null,null,""]
[87708039,"ORNISII 10 -H600  xL400",null,43,3661238042445,null,null,null,5.7,"RA"]
[87708040,"ORNISII 10 -H600  xL520",null,58,3661238042438,null,null,null,7.3,"RA"]
[87708041,"ORNISII 10 -H600  xL600",null,62,3661238042421,null,null,null,8.3000000000000007,"RA"]
[87708042,"ORNISII 10 -H600  xL720",null,81,3661238042414,null,null,null,9.8000000000000007,"RA"]
[87708043,"ORNISII 10 -H600  xL800",null,89,3661238042407,null,null,null,10.8,"RA"]
[87708044,"ORNISII 10 -H600  xL920",null,100,3661238042391,null,null,null,12.4,"RA"]
[87708045,"ORNISII 10 -H600  xL1000",null,109,3661238042384,null,null,null,13.4,"RA"]
[87708046,"ORNISII 10 -H600  xL1120",null,121,3661238042377,null,null,null,14.9,"RA"]
[87708047,"ORNISII 10 -H600  xL1200",null,128,3661238042360,null,null,null,15.9,"RA"]
[87708048,"ORNISII 10 -H600  xL1320",null,143,3661238042353,null,null,null,17.399999999999999,"RA"]
[87708049,"ORNISII 10 -H600  xL1400",null,149,3661238042346,null,null,null,18.5,"RA"]
[87708050,"ORNISII 10 -H600  xL1600",null,172,3661238042339,null,null,null,21,"RA"]
[87708051,"ORNISII 10 -H600  xL1800",null,190,3661238042322,null,null,null,23.6,"RA"]
[87708052,"ORNISII 10 -H600  xL2000",null,213,3661238042315,null,null,null,26.1,"RA"]
[]
[null,"MODELES 10   HAUTEUR 750 :"]
[]
[87708058,"ORNISII 10 -H750  xL400",null,54,3661238042308,null,null,null,7.7,"RA"]
[87708059,"ORNISII 10 -H750  xL520",null,71,3661238042292,null,null,null,9,"RA"]
[87708060,"ORNISII 10 -H750  xL600",null,75,3661238042285,null,null,null,10.9,"RA"]
[87708061,"ORNISII 10 -H750  xL720",null,91,3661238042278,null,null,null,12.8,"RA"]
[87708062,"ORNISII 10 -H750  xL800",null,104,3661238042261,null,null,null,14.1,"RA"]
[87708063,"ORNISII 10 -H750  xL920",null,121,3661238042254,null,null,null,16,"RA"]
[87708064,"ORNISII 10 -H750  xL1000",null,133,3661238042247,null,null,null,17.2,"RA"]
[87708065,"ORNISII 10 -H750  xL1120",null,147,3661238042230,null,null,null,19.100000000000001,"RA"]
[87708066,"ORNISII 10 -H750  xL1200",null,159,3661238042223,null,null,null,20.399999999999999,"RA"]
[87708067,"ORNISII 10 -H750  xL1320",null,173,3661238042216,null,null,null,22.3,"RA"]
[87708068,"ORNISII 10 -H750  xL1400",null,182,3661238042209,null,null,null,23.6,"RA"]
[87708069,"ORNISII 10 -H750  xL1600",null,212,3661238042193,null,null,null,26.8,"RA"]
[87708070,"ORNISII 10 -H750  xL1800",null,231,3661238042186,null,null,null,29.9,"RA"]
[87708071,"ORNISII 10 -H750  xL2000",null,259,3661238042179,null,null,null,33.1,"RA"]
[]
[null,"MODELES 10   HAUTEUR 900 :"]
[]
[87708077,"ORNISII 10 -H900  xL400",null,64,3661238042162,null,null,null,8.3000000000000007,"RA"]
[87708078,"ORNISII 10 -H900  xL520",null,86,3661238042155,null,null,null,10.6,"RA"]
[87708079,"ORNISII 10 -H900  xL600",null,95,3661238042148,null,null,null,12.1,"RA"]
[87708080,"ORNISII 10 -H900  xL720",null,116,3661238042131,null,null,null,14.4,"RA"]
[87708081,"ORNISII 10 -H900  xL800",null,125,3661238042124,null,null,null,15.9,"RA"]
[87708082,"ORNISII 10 -H900  xL920",null,145,3661238042117,null,null,null,18.2,"RA"]
[87708083,"ORNISII 10 -H900  xL1000",null,156,3661238042100,null,null,null,19.7,"RA"]
[87708084,"ORNISII 10 -H900  xL1120",null,173,3661238042094,null,null,null,22,"RA"]
[87708085,"ORNISII 10 -H900  xL1200",null,187,3661238042087,null,null,null,23.5,"RA"]
[87708086,"ORNISII 10 -H900  xL1320",null,206,3661238042070,null,null,null,25.8,"RA"]
[87708087,"ORNISII 10 -H900  xL1400",null,217,3661238042063,null,null,null,27.3,"RA"]
[87708088,"ORNISII 10 -H900  xL1600",null,246,3661238042056,null,null,null,31.1,"RA"]
[87708089,"ORNISII 10 -H900  xL1800",null,276,3661238042049,null,null,null,34.9,"RA"]
[87708090,"ORNISII 10 -H900  xL2000",null,308,3661238042032,null,null,null,38.700000000000003,"RA"]
[null,null,null,null,""]
["RADIATEURS ACIER ORNIS II"]
["REFERENCE","DESIGNATION","COLIS","PRIX","Code EAN","DIMENSIONS EMBALLAGE",null,null,"POIDS","GROUPE"]
[null,null,null,"EUR","","L","l","H","KG","ARTICLE"]
[]
[null,"MODELES 11   HAUTEUR 300 :",null,null,""]
[null,null,null,null,""]
[87708096,"ORNISII 11 -H300  xL400",null,39,3661238042025,null,null,null,4.0999999999999996,"RA"]
[87708097,"ORNISII 11 -H300  xL520",null,49,3661238042018,null,null,null,5.3,"RA"]
[87708098,"ORNISII 11 -H300  xL600",null,55,3661238042001,null,null,null,6,"RA"]
[87708099,"ORNISII 11 -H300  xL720",null,64,3661238041998,null,null,null,7.1,"RA"]
[87708100,"ORNISII 11 -H300  xL800",null,71,3661238041981,null,null,null,7.8,"RA"]
[87708101,"ORNISII 11 -H300  xL920",null,84,3661238041974,null,null,null,9,"RA"]
[87708102,"ORNISII 11 -H300  xL1000",null,89,3661238041967,null,null,null,9.6999999999999993,"RA"]
[87708103,"ORNISII 11 -H300  xL1120",null,98,3661238041950,null,null,null,10.8,"RA"]
[87708104,"ORNISII 11 -H300  xL1200",null,103,3661238041943,null,null,null,11.6,"RA"]
[87708105,"ORNISII 11 -H300  xL1320",null,116,3661238041936,null,null,null,12.7,"RA"]
[87708106,"ORNISII 11 -H300  xL1400",null,121,3661238041929,null,null,null,13.4,"RA"]
[87708107,"ORNISII 11 -H300  xL1600",null,137,3661238041912,null,null,null,15.3,"RA"]
[87708108,"ORNISII 11 -H300  xL1800",null,153,3661238041905,null,null,null,17.2,"RA"]
[87708109,"ORNISII 11 -H300  xL2000",null,172,3661238041899,null,null,null,19,"RA"]
[]
[null,"MODELES 11   HAUTEUR 400 :"]
[]
[87718719,"ORNISII 11 -H400  xL400",null,49,3661238033641,null,null,null,5.5,"RA"]
[87718720,"ORNISII 11 -H400  xL520",null,60,3661238033634,null,null,null,7.1,"RA"]
[87718721,"ORNISII 11 -H400  xL600",null,69,3661238033627,null,null,null,8.1,"RA"]
[87718722,"ORNISII 11 -H400  xL720",null,86,3661238033610,null,null,null,9.6999999999999993,"RA"]
[87718723,"ORNISII 11 -H400  xL800",null,90,3661238033603,null,null,null,10.7,"RA"]
[87718724,"ORNISII 11 -H400  xL920",null,102,3661238033597,null,null,null,12.3,"RA"]
[87718725,"ORNISII 11 -H400  xL1000",null,114,3661238033580,null,null,null,13.3,"RA"]
[87718726,"ORNISII 11 -H400  xL1120",null,123,3661238033573,null,null,null,14.9,"RA"]
[87718727,"ORNISII 11 -H400  xL1200",null,133,3661238033566,null,null,null,16,"RA"]
[87718728,"ORNISII 11 -H400  xL1320",null,146,3661238033559,null,null,null,17.5,"RA"]
[87718729,"ORNISII 11 -H400  xL1400",null,153,3661238033542,null,null,null,18.600000000000001,"RA"]
[87718730,"ORNISII 11 -H400  xL1600",null,177,3661238033535,null,null,null,21.2,"RA"]
[87718731,"ORNISII 11 -H400  xL1800",null,195,3661238033528,null,null,null,23.8,"RA"]
[87718732,"ORNISII 11 -H400  xL2000",null,219,3661238033511,null,null,null,26.4,"RA"]
[]
[null,"MODELES 11   HAUTEUR 500 :"]
[]
[87708115,"ORNISII 11 -H500  xL400",null,54,3661238041882,null,null,null,6.8,"RA"]
[87708116,"ORNISII 11 -H500  xL520",null,69,3661238041875,null,null,null,8.9,"RA"]
[87708117,"ORNISII 11 -H500  xL600",null,81,3661238041868,null,null,null,10.199999999999999,"RA"]
[87708118,"ORNISII 11 -H500  xL720",null,98,3661238041851,null,null,null,12.2,"RA"]
[87708119,"ORNISII 11 -H500  xL800",null,102,3661238041844,null,null,null,13.6,"RA"]
[87708120,"ORNISII 11 -H500  xL920",null,125,3661238041837,null,null,null,15.6,"RA"]
[87708121,"ORNISII 11 -H500  xL1000",null,135,3661238041820,null,null,null,16.899999999999999,"RA"]
[87708122,"ORNISII 11 -H500  xL1120",null,151,3661238041813,null,null,null,18.899999999999999,"RA"]
[87708123,"ORNISII 11 -H500  xL1200",null,163,3661238041806,null,null,null,20.3,"RA"]
[87708124,"ORNISII 11 -H500  xL1320",null,179,3661238041790,null,null,null,22.3,"RA"]
[87708125,"ORNISII 11 -H500  xL1400",null,188,3661238041783,null,null,null,23.7,"RA"]
[87708126,"ORNISII 11 -H500  xL1600",null,216,3661238041776,null,null,null,27,"RA"]
[87708127,"ORNISII 11 -H500  xL1800",null,242,3661238041769,null,null,null,30.4,"RA"]
[87708128,"ORNISII 11 -H500  xL2000",null,268,3661238041752,null,null,null,33.700000000000003,"RA"]
[null,null,null,null,""]
["RADIATEURS ACIER ORNIS II"]
["REFERENCE","DESIGNATION","COLIS","PRIX","Code EAN","DIMENSIONS EMBALLAGE",null,null,"POIDS","GROUPE"]
[null,null,null,"EUR","","L","l","H","KG","ARTICLE"]
[]
[null,"MODELES 11   HAUTEUR 600 :",null,null,""]
[null,null,null,null,""]
[87708134,"ORNISII 11 -H600  xL400",null,61,3661238041745,null,null,null,8.1999999999999993,"RA"]
[87708135,"ORNISII 11 -H600  xL520",null,81,3661238041738,null,null,null,10.7,"RA"]
[87708136,"ORNISII 11 -H600  xL600",null,91,3661238041721,null,null,null,12.3,"RA"]
[87708137,"ORNISII 11 -H600  xL720",null,109,3661238041714,null,null,null,14.8,"RA"]
[87708138,"ORNISII 11 -H600  xL800",null,121,3661238041707,null,null,null,16.399999999999999,"RA"]
[87708139,"ORNISII 11 -H600  xL920",null,137,3661238041691,null,null,null,18.899999999999999,"RA"]
[87708140,"ORNISII 11 -H600  xL1000",null,149,3661238041684,null,null,null,20.6,"RA"]
[87708141,"ORNISII 11 -H600  xL1120",null,179,3661238041677,null,null,null,23,"RA"]
[87708142,"ORNISII 11 -H600  xL1200",null,189,3661238041660,null,null,null,24.7,"RA"]
[87708143,"ORNISII 11 -H600  xL1320",null,212,3661238041653,null,null,null,27.1,"RA"]
[87708144,"ORNISII 11 -H600  xL1400",null,221,3661238041646,null,null,null,28.8,"RA"]
[87708145,"ORNISII 11 -H600  xL1600",null,252,3661238041639,null,null,null,32.9,"RA"]
[87708146,"ORNISII 11 -H600  xL1800",null,281,3661238041622,null,null,null,37,"RA"]
[87708147,"ORNISII 11 -H600  xL2000",null,312,3661238041615,null,null,null,41.1,"RA"]
[]
[null,"MODELES 11   HAUTEUR 750 :"]
[]
[87708153,"ORNISII 11 -H750  xL400",null,75,3661238041608,null,null,null,11,"RA"]
[87708154,"ORNISII 11 -H750  xL520",null,97,3661238041592,null,null,null,13.4,"RA"]
[87708155,"ORNISII 11 -H750  xL600",null,111,3661238041585,null,null,null,16.2,"RA"]
[87708156,"ORNISII 11 -H750  xL720",null,133,3661238041578,null,null,null,19.399999999999999,"RA"]
[87708157,"ORNISII 11 -H750  xL800",null,146,3661238041561,null,null,null,21.5,"RA"]
[87708158,"ORNISII 11 -H750  xL920",null,166,3661238041554,null,null,null,24.6,"RA"]
[87708159,"ORNISII 11 -H750  xL1000",null,181,3661238041547,null,null,null,26.7,"RA"]
[87708160,"ORNISII 11 -H750  xL1120",null,217,3661238041530,null,null,null,29.9,"RA"]
[87708161,"ORNISII 11 -H750  xL1200",null,229,3661238041523,null,null,null,32,"RA"]
[87708162,"ORNISII 11 -H750  xL1320",null,255,3661238041516,null,null,null,35.1,"RA"]
[87708163,"ORNISII 11 -H750  xL1400",null,268,3661238041509,null,null,null,37.200000000000003,"RA"]
[87708164,"ORNISII 11 -H750  xL1600",null,308,3661238041493,null,null,null,42.5,"RA"]
[87708165,"ORNISII 11 -H750  xL1800",null,343,3661238041486,null,null,null,47.7,"RA"]
[87708166,"ORNISII 11 -H750  xL2000",null,380,3661238041479,null,null,null,53,"RA"]
[]
[null,"MODELES 11   HAUTEUR 900 :"]
[]
[87708172,"ORNISII 11 -H900  xL400",null,89,3661238041462,null,null,null,12.3,"RA"]
[87708173,"ORNISII 11 -H900  xL520",null,114,3661238041455,null,null,null,16.100000000000001,"RA"]
[87708174,"ORNISII 11 -H900  xL600",null,128,3661238041448,null,null,null,18.7,"RA"]
[87708175,"ORNISII 11 -H900  xL720",null,153,3661238041431,null,null,null,22.5,"RA"]
[87708176,"ORNISII 11 -H900  xL800",null,172,3661238041424,null,null,null,25.1,"RA"]
[87708177,"ORNISII 11 -H900  xL920",null,195,3661238041417,null,null,null,28.9,"RA"]
[87708178,"ORNISII 11 -H900  xL1000",null,214,3661238041400,null,null,null,31.5,"RA"]
[87708179,"ORNISII 11 -H900  xL1120",null,253,3661238041394,null,null,null,35.299999999999997,"RA"]
[87708180,"ORNISII 11 -H900  xL1200",null,269,3661238041387,null,null,null,37.799999999999997,"RA"]
[87708181,"ORNISII 11 -H900  xL1320",null,298,3661238041370,null,null,null,41.7,"RA"]
[87708182,"ORNISII 11 -H900  xL1400",null,313,3661238041363,null,null,null,44.2,"RA"]
[87708183,"ORNISII 11 -H900  xL1600",null,359,3661238041356,null,null,null,50.6,"RA"]
[87708184,"ORNISII 11 -H900  xL1800",null,402,3661238041349,null,null,null,57,"RA"]
[87708185,"ORNISII 11 -H900  xL2000",null,447,3661238041332,null,null,null,63.4,"RA"]
[null,null,null,null,""]
["RADIATEURS ACIER ORNIS II"]
["REFERENCE","DESIGNATION","COLIS","PRIX","Code EAN","DIMENSIONS EMBALLAGE",null,null,"POIDS","GROUPE"]
[null,null,null,"EUR","","L","l","H","KG","ARTICLE"]
[null,null,null,null,""]
[null,"MODELES 11 H   HAUTEUR 300 :",null,null,""]
[null,null,null,null,""]
[87708191,"ORNISII 11 H -H300  xL400",null,40,3661238041325,null,null,null,4.7,"RA"]
[87708192,"ORNISII 11 H -H300  xL520",null,50,3661238041318,null,null,null,6,"RA"]
[87708193,"ORNISII 11 H -H300  xL600",null,57,3661238041301,null,null,null,6.7,"RA"]
[87708194,"ORNISII 11 H -H300  xL720",null,67,3661238041295,null,null,null,8,"RA"]
[87708195,"ORNISII 11 H -H300  xL800",null,75,3661238041288,null,null,null,8.8000000000000007,"RA"]
[87708196,"ORNISII 11 H -H300  xL920",null,92,3661238041271,null,null,null,10,"RA"]
[87708197,"ORNISII 11 H -H300  xL1000",null,100,3661238041264,null,null,null,10.8,"RA"]
[87708198,"ORNISII 11 H -H300  xL1120",null,114,3661238041257,null,null,null,12,"RA"]
[87708199,"ORNISII 11 H -H300  xL1200",null,121,3661238041240,null,null,null,12.9,"RA"]
[87708200,"ORNISII 11 H -H300  xL1320",null,132,3661238041233,null,null,null,14.1,"RA"]
[87708201,"ORNISII 11 H -H300  xL1400",null,137,3661238041226,null,null,null,14.9,"RA"]
[87708202,"ORNISII 11 H -H300  xL1600",null,160,3661238041219,null,null,null,16.899999999999999,"RA"]
[87708203,"ORNISII 11 H -H300  xL1800",null,179,3661238041202,null,null,null,19,"RA"]
[87708204,"ORNISII 11 H -H300  xL2000",null,195,3661238041196,null,null,null,21,"RA"]
[]
[null,"MODELES 11 H   HAUTEUR 400 :"]
[]
[87718738,"ORNISII 11 H -H400  xL400",null,54,3661238033504,null,null,null,6.1,"RA"]
[87718739,"ORNISII 11 H -H400  xL520",null,69,3661238033498,null,null,null,7.9,"RA"]
[87718740,"ORNISII 11 H -H400  xL600",null,81,3661238033481,null,null,null,8.9,"RA"]
[87718741,"ORNISII 11 H -H400  xL720",null,92,3661238033474,null,null,null,10.6,"RA"]
[87718742,"ORNISII 11 H -H400  xL800",null,102,3661238033467,null,null,null,11.7,"RA"]
[87718743,"ORNISII 11 H -H400  xL920",null,119,3661238033450,null,null,null,13.4,"RA"]
[87718744,"ORNISII 11 H -H400  xL1000",null,127,3661238033443,null,null,null,14.5,"RA"]
[87718745,"ORNISII 11 H -H400  xL1120",null,145,3661238033436,null,null,null,16.2,"RA"]
[87718746,"ORNISII 11 H -H400  xL1200",null,153,3661238033429,null,null,null,17.3,"RA"]
[87718747,"ORNISII 11 H -H400  xL1320",null,166,3661238033412,null,null,null,19,"RA"]
[87718748,"ORNISII 11 H -H400  xL1400",null,179,3661238033405,null,null,null,20.100000000000001,"RA"]
[87718749,"ORNISII 11 H -H400  xL1600",null,204,3661238033399,null,null,null,22.9,"RA"]
[87718750,"ORNISII 11 H -H400  xL1800",null,225,3661238033382,null,null,null,25.7,"RA"]
[87718751,"ORNISII 11 H -H400  xL2000",null,252,3661238033375,null,null,null,28.5,"RA"]
[]
[null,"MODELES 11 H   HAUTEUR 500 :"]
[]
[87708210,"ORNISII 11 H -H500  xL400",null,58,3661238041189,null,null,null,7.6,"RA"]
[87708211,"ORNISII 11 H -H500  xL520",null,75,3661238041172,null,null,null,9.6999999999999993,"RA"]
[87708212,"ORNISII 11 H -H500  xL600",null,88,3661238041165,null,null,null,11.1,"RA"]
[87708213,"ORNISII 11 H -H500  xL720",null,102,3661238041158,null,null,null,13.2,"RA"]
[87708214,"ORNISII 11 H -H500  xL800",null,116,3661238041141,null,null,null,14.6,"RA"]
[87708215,"ORNISII 11 H -H500  xL920",null,143,3661238041134,null,null,null,16.8,"RA"]
[87708216,"ORNISII 11 H -H500  xL1000",null,153,3661238041127,null,null,null,18.2,"RA"]
[87708217,"ORNISII 11 H -H500  xL1120",null,172,3661238041110,null,null,null,20.3,"RA"]
[87708218,"ORNISII 11 H -H500  xL1200",null,182,3661238041103,null,null,null,21.7,"RA"]
[87708219,"ORNISII 11 H -H500  xL1320",null,204,3661238041097,null,null,null,23.8,"RA"]
[87708220,"ORNISII 11 H -H500  xL1400",null,216,3661238041080,null,null,null,25.3,"RA"]
[87708221,"ORNISII 11 H -H500  xL1600",null,244,3661238041073,null,null,null,28.8,"RA"]
[87708222,"ORNISII 11 H -H500  xL1800",null,273,3661238041066,null,null,null,32.299999999999997,"RA"]
[87708223,"ORNISII 11 H -H500  xL2000",null,302,3661238041059,null,null,null,35.9,"RA"]
[null,null,null,null,""]
["RADIATEURS ACIER ORNIS II"]
["REFERENCE","DESIGNATION","COLIS","PRIX","Code EAN","DIMENSIONS EMBALLAGE",null,null,"POIDS","GROUPE"]
[null,null,null,"EUR","","L","l","H","KG","ARTICLE"]
[]
[null,"MODELES 11 H   HAUTEUR 600 :",null,null,""]
[null,null,null,null,""]
[87708229,"ORNISII 11 H -H600  xL400",null,69,3661238041042,null,null,null,9,"RA"]
[87708230,"ORNISII 11 H -H600  xL520",null,89,3661238041035,null,null,null,11.6,"RA"]
[87708231,"ORNISII 11 H -H600  xL600",null,100,3661238041028,null,null,null,13.3,"RA"]
[87708232,"ORNISII 11 H -H600  xL720",null,121,3661238041011,null,null,null,15.9,"RA"]
[87708233,"ORNISII 11 H -H600  xL800",null,133,3661238041004,null,null,null,17.600000000000001,"RA"]
[87708234,"ORNISII 11 H -H600  xL920",null,151,3661238040991,null,null,null,20.2,"RA"]
[87708235,"ORNISII 11 H -H600  xL1000",null,164,3661238040984,null,null,null,21.9,"RA"]
[87708236,"ORNISII 11 H -H600  xL1120",null,182,3661238040977,null,null,null,24.5,"RA"]
[87708237,"ORNISII 11 H -H600  xL1200",null,195,3661238040960,null,null,null,26.2,"RA"]
[87708238,"ORNISII 11 H -H600  xL1320",null,217,3661238040953,null,null,null,28.8,"RA"]
[87708239,"ORNISII 11 H -H600  xL1400",null,226,3661238040946,null,null,null,30.5,"RA"]
[87708240,"ORNISII 11 H -H600  xL1600",null,282,3661238040939,null,null,null,34.799999999999997,"RA"]
[87708241,"ORNISII 11 H -H600  xL1800",null,319,3661238040922,null,null,null,39.1,"RA"]
[87708242,"ORNISII 11 H -H600  xL2000",null,355,3661238040915,null,null,null,43.3,"RA"]
[]
[null,"MODELES 11 H   HAUTEUR 750 :"]
[]
[87708248,"ORNISII 11 H -H750  xL400",null,86,3661238040908,null,null,null,11.9,"RA"]
[87708249,"ORNISII 11 H -H750  xL520",null,103,3661238040892,null,null,null,14.5,"RA"]
[87708250,"ORNISII 11 H -H750  xL600",null,121,3661238040885,null,null,null,17.3,"RA"]
[87708251,"ORNISII 11 H -H750  xL720",null,145,3661238040878,null,null,null,20.6,"RA"]
[87708252,"ORNISII 11 H -H750  xL800",null,160,3661238040861,null,null,null,22.7,"RA"]
[87708253,"ORNISII 11 H -H750  xL920",null,182,3661238040854,null,null,null,26,"RA"]
[87708254,"ORNISII 11 H -H750  xL1000",null,196,3661238040847,null,null,null,28.2,"RA"]
[87708255,"ORNISII 11 H -H750  xL1120",null,242,3661238040830,null,null,null,31.4,"RA"]
[87708256,"ORNISII 11 H -H750  xL1200",null,259,3661238040823,null,null,null,33.6,"RA"]
[87708257,"ORNISII 11 H -H750  xL1320",null,282,3661238040816,null,null,null,36.799999999999997,"RA"]
[87708258,"ORNISII 11 H -H750  xL1400",null,301,3661238040809,null,null,null,39,"RA"]
[87708259,"ORNISII 11 H -H750  xL1600",null,343,3661238040793,null,null,null,44.4,"RA"]
[87708260,"ORNISII 11 H -H750  xL1800",null,384,3661238040786,null,null,null,49.9,"RA"]
[87708261,"ORNISII 11 H -H750  xL2000",null,427,3661238040779,null,null,null,55.3,"RA"]
[]
[null,"MODELES 11 H   HAUTEUR 900 :"]
[]
[87708267,"ORNISII 11 H -H900  xL400",null,95,3661238040762,null,null,null,13.3,"RA"]
[87708268,"ORNISII 11 H -H900  xL520",null,122,3661238040755,null,null,null,17.3,"RA"]
[87708269,"ORNISII 11 H -H900  xL600",null,142,3661238040748,null,null,null,19.899999999999999,"RA"]
[87708270,"ORNISII 11 H -H900  xL720",null,166,3661238040731,null,null,null,23.8,"RA"]
[87708271,"ORNISII 11 H -H900  xL800",null,187,3661238040724,null,null,null,26.4,"RA"]
[87708272,"ORNISII 11 H -H900  xL920",null,214,3661238040717,null,null,null,30.4,"RA"]
[87708273,"ORNISII 11 H -H900  xL1000",null,229,3661238040700,null,null,null,33,"RA"]
[87708274,"ORNISII 11 H -H900  xL1120",null,259,3661238040694,null,null,null,36.9,"RA"]
[87708275,"ORNISII 11 H -H900  xL1200",null,276,3661238040687,null,null,null,39.6,"RA"]
[87708276,"ORNISII 11 H -H900  xL1320",null,306,3661238040670,null,null,null,43.5,"RA"]
[87708277,"ORNISII 11 H -H900  xL1400",null,320,3661238040663,null,null,null,46.1,"RA"]
[87708278,"ORNISII 11 H -H900  xL1600",null,401,3661238040656,null,null,null,52.7,"RA"]
[87708279,"ORNISII 11 H -H900  xL1800",null,449,3661238040649,null,null,null,59.2,"RA"]
[87708280,"ORNISII 11 H -H900  xL2000",null,501,3661238040632,null,null,null,65.8,"RA"]
[null,null,null,null,""]
["RADIATEURS ACIER ORNIS II"]
["REFERENCE","DESIGNATION","COLIS","PRIX","Code EAN","DIMENSIONS EMBALLAGE",null,null,"POIDS","GROUPE"]
[null,null,null,"EUR","","L","l","H","KG","ARTICLE"]
[]
[null,"MODELES 21 H   HAUTEUR 300 :",null,null,""]
[null,null,null,null,""]
[87708286,"ORNISII 21 H -H300  xL400",null,57,3661238040625,null,null,null,7.2,"RA"]
[87708287,"ORNISII 21 H -H300  xL520",null,72,3661238040618,null,null,null,9.1999999999999993,"RA"]
[87708288,"ORNISII 21 H -H300  xL600",null,86,3661238040601,null,null,null,10.4,"RA"]
[87708289,"ORNISII 21 H -H300  xL720",null,98,3661238040595,null,null,null,12.3,"RA"]
[87708290,"ORNISII 21 H -H300  xL800",null,109,3661238040588,null,null,null,13.6,"RA"]
[87708291,"ORNISII 21 H -H300  xL920",null,135,3661238040571,null,null,null,15.5,"RA"]
[87708292,"ORNISII 21 H -H300  xL1000",null,148,3661238040564,null,null,null,16.8,"RA"]
[87708293,"ORNISII 21 H -H300  xL1120",null,164,3661238040557,null,null,null,18.7,"RA"]
[87708294,"ORNISII 21 H -H300  xL1200",null,177,3661238040540,null,null,null,20,"RA"]
[87708295,"ORNISII 21 H -H300  xL1320",null,191,3661238040533,null,null,null,21.9,"RA"]
[87708296,"ORNISII 21 H -H300  xL1400",null,207,3661238040526,null,null,null,23.1,"RA"]
[87708297,"ORNISII 21 H -H300  xL1600",null,231,3661238040519,null,null,null,26.3,"RA"]
[87708298,"ORNISII 21 H -H300  xL1800",null,263,3661238040502,null,null,null,29.5,"RA"]
[87708299,"ORNISII 21 H -H300  xL2000",null,289,3661238040496,null,null,null,32.700000000000003,"RA"]
[]
[null,"MODELES 21 H   HAUTEUR 400 :"]
[]
[87718757,"ORNISII 21 H -H400  xL400",null,79,3661238033368,null,null,null,9.5,"RA"]
[87718758,"ORNISII 21 H -H400  xL520",null,98,3661238033351,null,null,null,12.1,"RA"]
[87718759,"ORNISII 21 H -H400  xL600",null,116,3661238033344,null,null,null,13.8,"RA"]
[87718760,"ORNISII 21 H -H400  xL720",null,135,3661238033337,null,null,null,16.399999999999999,"RA"]
[87718761,"ORNISII 21 H -H400  xL800",null,149,3661238033320,null,null,null,18.100000000000001,"RA"]
[87718762,"ORNISII 21 H -H400  xL920",null,173,3661238033313,null,null,null,20.7,"RA"]
[87718763,"ORNISII 21 H -H400  xL1000",null,187,3661238033306,null,null,null,22.5,"RA"]
[87718764,"ORNISII 21 H -H400  xL1120",null,212,3661238033290,null,null,null,25.1,"RA"]
[87718765,"ORNISII 21 H -H400  xL1200",null,222,3661238033283,null,null,null,26.8,"RA"]
[87718766,"ORNISII 21 H -H400  xL1320",null,246,3661238033276,null,null,null,29.4,"RA"]
[87718767,"ORNISII 21 H -H400  xL1400",null,259,3661238033269,null,null,null,31.1,"RA"]
[87718768,"ORNISII 21 H -H400  xL1600",null,298,3661238033252,null,null,null,35.5,"RA"]
[87718769,"ORNISII 21 H -H400  xL1800",null,333,3661238033245,null,null,null,39.799999999999997,"RA"]
[87718770,"ORNISII 21 H -H400  xL2000",null,371,3661238033238,null,null,null,44.1,"RA"]
[]
[null,"MODELES 21 H   HAUTEUR 500 :"]
[]
[87708305,"ORNISII 21 H -H500  xL400",null,92,3661238040489,null,null,null,11.7,"RA"]
[87708306,"ORNISII 21 H -H500  xL520",null,109,3661238040472,null,null,null,15,"RA"]
[87708307,"ORNISII 21 H -H500  xL600",null,123,3661238040465,null,null,null,17.2,"RA"]
[87708308,"ORNISII 21 H -H500  xL720",null,148,3661238040458,null,null,null,20.399999999999999,"RA"]
[87708309,"ORNISII 21 H -H500  xL800",null,164,3661238040441,null,null,null,22.6,"RA"]
[87708310,"ORNISII 21 H -H500  xL920",null,188,3661238040434,null,null,null,25.9,"RA"]
[87708311,"ORNISII 21 H -H500  xL1000",null,207,3661238040427,null,null,null,28.1,"RA"]
[87708312,"ORNISII 21 H -H500  xL1120",null,226,3661238040410,null,null,null,31.4,"RA"]
[87708313,"ORNISII 21 H -H500  xL1200",null,246,3661238040403,null,null,null,33.6,"RA"]
[87708314,"ORNISII 21 H -H500  xL1320",null,293,3661238040397,null,null,null,36.9,"RA"]
[87708315,"ORNISII 21 H -H500  xL1400",null,311,3661238040380,null,null,null,39.1,"RA"]
[87708316,"ORNISII 21 H -H500  xL1600",null,355,3661238040373,null,null,null,44.5,"RA"]
[87708317,"ORNISII 21 H -H500  xL1800",null,400,3661238040366,null,null,null,50,"RA"]
[87708318,"ORNISII 21 H -H500  xL2000",null,442,3661238040359,null,null,null,55.5,"RA"]
[null,null,null,null,""]
["RADIATEURS ACIER ORNIS II"]
["REFERENCE","DESIGNATION","COLIS","PRIX","Code EAN","DIMENSIONS EMBALLAGE",null,null,"POIDS","GROUPE"]
[null,null,null,"EUR","","L","l","H","KG","ARTICLE"]
[]
[null,"MODELES 21 H   HAUTEUR 600 :",null,null,""]
[null,null,null,null,""]
[87708324,"ORNISII 21 H -H600  xL400",null,98,3661238040342,null,null,null,13.9,"RA"]
[87708325,"ORNISII 21 H -H600  xL520",null,125,3661238040335,null,null,null,18,"RA"]
[87708326,"ORNISII 21 H -H600  xL600",null,146,3661238040328,null,null,null,20.6,"RA"]
[87708327,"ORNISII 21 H -H600  xL720",null,173,3661238040311,null,null,null,24.5,"RA"]
[87708328,"ORNISII 21 H -H600  xL800",null,190,3661238040304,null,null,null,27.2,"RA"]
[87708329,"ORNISII 21 H -H600  xL920",null,219,3661238040298,null,null,null,31.2,"RA"]
[87708330,"ORNISII 21 H -H600  xL1000",null,237,3661238040281,null,null,null,33.799999999999997,"RA"]
[87708331,"ORNISII 21 H -H600  xL1120",null,266,3661238040274,null,null,null,37.799999999999997,"RA"]
[87708332,"ORNISII 21 H -H600  xL1200",null,284,3661238040267,null,null,null,40.4,"RA"]
[87708333,"ORNISII 21 H -H600  xL1320",null,342,3661238040250,null,null,null,44.4,"RA"]
[87708334,"ORNISII 21 H -H600  xL1400",null,361,3661238040243,null,null,null,47.1,"RA"]
[87708335,"ORNISII 21 H -H600  xL1600",null,412,3661238040236,null,null,null,53.7,"RA"]
[87708336,"ORNISII 21 H -H600  xL1800",null,461,3661238040229,null,null,null,60.3,"RA"]
[87708337,"ORNISII 21 H -H600  xL2000",null,515,3661238040212,null,null,null,67,"RA"]
[]
[null,"MODELES 21 H   HAUTEUR 750 :"]
[]
[87708343,"ORNISII 21 H -H750  xL400",null,119,3661238040205,null,null,null,18,"RA"]
[87708344,"ORNISII 21 H -H750  xL520",null,149,3661238040199,null,null,null,22.3,"RA"]
[87708345,"ORNISII 21 H -H750  xL600",null,173,3661238040182,null,null,null,26.3,"RA"]
[87708346,"ORNISII 21 H -H750  xL720",null,192,3661238040175,null,null,null,31.4,"RA"]
[87708347,"ORNISII 21 H -H750  xL800",null,227,3661238040168,null,null,null,34.700000000000003,"RA"]
[87708348,"ORNISII 21 H -H750  xL920",null,263,3661238040151,null,null,null,39.700000000000003,"RA"]
[87708349,"ORNISII 21 H -H750  xL1000",null,284,3661238040144,null,null,null,43.1,"RA"]
[87708350,"ORNISII 21 H -H750  xL1120",null,319,3661238040137,null,null,null,48.1,"RA"]
[87708351,"ORNISII 21 H -H750  xL1200",null,342,3661238040120,null,null,null,51.4,"RA"]
[87708352,"ORNISII 21 H -H750  xL1320",null,408,3661238040113,null,null,null,56.4,"RA"]
[87708353,"ORNISII 21 H -H750  xL1400",null,434,3661238040106,null,null,null,59.8,"RA"]
[87708354,"ORNISII 21 H -H750  xL1600",null,494,3661238040090,null,null,null,68.099999999999994,"RA"]
[87708355,"ORNISII 21 H -H750  xL1800",null,558,3661238040083,null,null,null,76.5,"RA"]
[87708356,"ORNISII 21 H -H750  xL2000",null,617,3661238040076,null,null,null,84.8,"RA"]
[]
[null,"MODELES 21 H   HAUTEUR 900 :"]
[]
[87708362,"ORNISII 21 H -H900  xL400",null,135,3661238040069,null,null,null,20.6,"RA"]
[87708363,"ORNISII 21 H -H900  xL520",null,177,3661238040052,null,null,null,26.7,"RA"]
[87708364,"ORNISII 21 H -H900  xL600",null,204,3661238040045,null,null,null,30.7,"RA"]
[87708365,"ORNISII 21 H -H900  xL720",null,242,3661238040038,null,null,null,36.799999999999997,"RA"]
[87708366,"ORNISII 21 H -H900  xL800",null,268,3661238040021,null,null,null,40.799999999999997,"RA"]
[87708367,"ORNISII 21 H -H900  xL920",null,308,3661238040014,null,null,null,46.9,"RA"]
[87708368,"ORNISII 21 H -H900  xL1000",null,333,3661238040007,null,null,null,50.9,"RA"]
[87708369,"ORNISII 21 H -H900  xL1120",null,405,3661238039995,null,null,null,56.9,"RA"]
[87708370,"ORNISII 21 H -H900  xL1200",null,434,3661238039988,null,null,null,61,"RA"]
[87708371,"ORNISII 21 H -H900  xL1320",null,478,3661238039971,null,null,null,67,"RA"]
[87708372,"ORNISII 21 H -H900  xL1400",null,505,3661238039964,null,null,null,71.099999999999994,"RA"]
[87708373,"ORNISII 21 H -H900  xL1600",null,580,3661238039957,null,null,null,81.099999999999994,"RA"]
[87708374,"ORNISII 21 H -H900  xL1800",null,649,3661238039940,null,null,null,91.2,"RA"]
[87708375,"ORNISII 21 H -H900  xL2000",null,723,3661238039933,null,null,null,101.3,"RA"]
[null,null,null,null,""]
["RADIATEURS ACIER ORNIS II"]
["REFERENCE","DESIGNATION","COLIS","PRIX","Code EAN","DIMENSIONS EMBALLAGE",null,null,"POIDS","GROUPE"]
[null,null,null,"EUR","","L","l","H","KG","ARTICLE"]
[null,null,null,null,""]
[null,"MODELES 22 H   HAUTEUR 300 :",null,null,""]
[null,null,null,null,""]
[87708381,"ORNISII 22 H -H300  xL400",null,74,3661238039926,null,null,null,8.6,"RA"]
[87708382,"ORNISII 22 H -H300  xL520",null,92,3661238039919,null,null,null,11,"RA"]
[87708383,"ORNISII 22 H -H300  xL600",null,104,3661238039902,null,null,null,12.4,"RA"]
[87708384,"ORNISII 22 H -H300  xL720",null,142,3661238039896,null,null,null,14.7,"RA"]
[87708385,"ORNISII 22 H -H300  xL800",null,143,3661238039889,null,null,null,16.2,"RA"]
[87708386,"ORNISII 22 H -H300  xL920",null,163,3661238039872,null,null,null,18.5,"RA"]
[87708387,"ORNISII 22 H -H300  xL1000",null,177,3661238039865,null,null,null,20.100000000000001,"RA"]
[87708388,"ORNISII 22 H -H300  xL1120",null,195,3661238039858,null,null,null,22.4,"RA"]
[87708389,"ORNISII 22 H -H300  xL1200",null,213,3661238039841,null,null,null,23.9,"RA"]
[87708390,"ORNISII 22 H -H300  xL1320",null,229,3661238039834,null,null,null,26.2,"RA"]
[87708391,"ORNISII 22 H -H300  xL1400",null,246,3661238039827,null,null,null,27.7,"RA"]
[87708392,"ORNISII 22 H -H300  xL1600",null,306,3661238039810,null,null,null,31.5,"RA"]
[87708393,"ORNISII 22 H -H300  xL1800",null,342,3661238039803,null,null,null,35.4,"RA"]
[87708394,"ORNISII 22 H -H300  xL2000",null,378,3661238039797,null,null,null,39.200000000000003,"RA"]
[87708395,"ORNISII 22 H -H300  xL2200",null,458,3661238039780,null,null,null,43,"RA"]
[87708396,"ORNISII 22 H -H300  xL2400",null,501,3661238039773,null,null,null,46.9,"RA"]
[87708397,"ORNISII 22 H -H300  xL2600",null,543,3661238039766,null,null,null,50.7,"RA"]
[87708398,"ORNISII 22 H -H300  xL2800",null,586,3661238039759,null,null,null,54.5,"RA"]
[87708399,"ORNISII 22 H -H300  xL3000",null,624,3661238039742,null,null,null,58.3,"RA"]
[]
[null,"MODELES 22 H   HAUTEUR 400 :"]
[]
[87718776,"ORNISII 22 H -H400  xL400",null,98,3661238055186,null,null,null,11.4,"RA"]
[87718777,"ORNISII 22 H -H400  xL520",null,127,3661238055179,null,null,null,14.7,"RA"]
[87718778,"ORNISII 22 H -H400  xL600",null,147,3661238055162,null,null,null,16.7,"RA"]
[87718779,"ORNISII 22 H -H400  xL720",null,174,3661238055155,null,null,null,19.899999999999999,"RA"]
[87718780,"ORNISII 22 H -H400  xL800",null,191,3661238055148,null,null,null,22,"RA"]
[87718781,"ORNISII 22 H -H400  xL920",null,222,3661238055131,null,null,null,25.2,"RA"]
[87718782,"ORNISII 22 H -H400  xL1000",null,242,3661238055124,null,null,null,27.4,"RA"]
[87718783,"ORNISII 22 H -H400  xL1120",null,269,3661238055117,null,null,null,30.6,"RA"]
[87718784,"ORNISII 22 H -H400  xL1200",null,286,3661238055100,null,null,null,32.700000000000003,"RA"]
[87718785,"ORNISII 22 H -H400  xL1320",null,315,3661238055094,null,null,null,35.9,"RA"]
[87718786,"ORNISII 22 H -H400  xL1400",null,337,3661238055087,null,null,null,38,"RA"]
[87718787,"ORNISII 22 H -H400  xL1600",null,382,3661238055070,null,null,null,43.3,"RA"]
[87718788,"ORNISII 22 H -H400  xL1800",null,429,3661238055063,null,null,null,48.7,"RA"]
[87718789,"ORNISII 22 H -H400  xL2000",null,478,3661238055056,null,null,null,54,"RA"]
[87718790,"ORNISII 22 H -H400  xL2200",null,573,3661238055049,null,null,null,59.3,"RA"]
[87718791,"ORNISII 22 H -H400  xL2400",null,628,3661238055032,null,null,null,64.599999999999994,"RA"]
[87718792,"ORNISII 22 H -H400  xL2600",null,679,3661238055025,null,null,null,69.900000000000006,"RA"]
[87718793,"ORNISII 22 H -H400  xL2800",null,732,3661238055018,null,null,null,75.3,"RA"]
[87718794,"ORNISII 22 H -H400  xL3000",null,783,3661238055001,null,null,null,80.599999999999994,"RA"]
[]
[null,"MODELES 22 H   HAUTEUR 500 :"]
[]
[87708400,"ORNISII 22 H -H500  xL400",null,109,3661238039735,null,null,null,14.2,"RA"]
[87708401,"ORNISII 22 H -H500  xL520",null,142,3661238039728,null,null,null,18.3,"RA"]
[87708402,"ORNISII 22 H -H500  xL600",null,162,3661238039711,null,null,null,21,"RA"]
[87708403,"ORNISII 22 H -H500  xL720",null,190,3661238039704,null,null,null,25,"RA"]
[87708404,"ORNISII 22 H -H500  xL800",null,214,3661238039698,null,null,null,27.8,"RA"]
[87708405,"ORNISII 22 H -H500  xL920",null,244,3661238039681,null,null,null,31.9,"RA"]
[87708406,"ORNISII 22 H -H500  xL1000",null,265,3661238039674,null,null,null,34.6,"RA"]
[87708407,"ORNISII 22 H -H500  xL1120",null,296,3661238039667,null,null,null,38.6,"RA"]
[87708408,"ORNISII 22 H -H500  xL1200",null,313,3661238039650,null,null,null,41.4,"RA"]
[87708409,"ORNISII 22 H -H500  xL1320",null,377,3661238039643,null,null,null,45.4,"RA"]
[87708410,"ORNISII 22 H -H500  xL1400",null,401,3661238039636,null,null,null,48.2,"RA"]
[87708411,"ORNISII 22 H -H500  xL1600",null,457,3661238039629,null,null,null,55,"RA"]
[87708412,"ORNISII 22 H -H500  xL1800",null,512,3661238039612,null,null,null,61.8,"RA"]
[87708413,"ORNISII 22 H -H500  xL2000",null,568,3661238039605,null,null,null,68.599999999999994,"RA"]
[87708414,"ORNISII 22 H -H500  xL2200",null,690,3661238039599,null,null,null,75.400000000000006,"RA"]
[87708415,"ORNISII 22 H -H500  xL2400",null,753,3661238039582,null,null,null,82.2,"RA"]
[87708416,"ORNISII 22 H -H500  xL2600",null,818,3661238039575,null,null,null,89,"RA"]
[87708417,"ORNISII 22 H -H500  xL2800",null,879,3661238039568,null,null,null,95.8,"RA"]
[87708418,"ORNISII 22 H -H500  xL3000",null,939,3661238039551,null,null,null,102.6,"RA"]
[]
[null,"MODELES 22 H   HAUTEUR 600 :"]
[]
[87708419,"ORNISII 22 H -H600  xL400",null,123,3661238039544,null,null,null,17,"RA"]
[87708420,"ORNISII 22 H -H600  xL520",null,162,3661238039537,null,null,null,22,"RA"]
[87708421,"ORNISII 22 H -H600  xL600",null,172,3661238039520,null,null,null,25.3,"RA"]
[87708422,"ORNISII 22 H -H600  xL720",null,207,3661238039513,null,null,null,30.3,"RA"]
[87708423,"ORNISII 22 H -H600  xL800",null,225,3661238039506,null,null,null,33.6,"RA"]
[87708424,"ORNISII 22 H -H600  xL920",null,257,3661238039490,null,null,null,38.6,"RA"]
[87708425,"ORNISII 22 H -H600  xL1000",null,281,3661238039483,null,null,null,41.9,"RA"]
[87708426,"ORNISII 22 H -H600  xL1120",null,314,3661238039476,null,null,null,46.8,"RA"]
[87708427,"ORNISII 22 H -H600  xL1200",null,338,3661238039469,null,null,null,50.2,"RA"]
[87708428,"ORNISII 22 H -H600  xL1320",null,401,3661238039452,null,null,null,55.1,"RA"]
[87708429,"ORNISII 22 H -H600  xL1400",null,424,3661238039445,null,null,null,58.5,"RA"]
[87708430,"ORNISII 22 H -H600  xL1600",null,485,3661238039438,null,null,null,66.8,"RA"]
[87708431,"ORNISII 22 H -H600  xL1800",null,593,3661238039421,null,null,null,75,"RA"]
[87708432,"ORNISII 22 H -H600  xL2000",null,658,3661238039414,null,null,null,83.3,"RA"]
[87708433,"ORNISII 22 H -H600  xL2200",null,798,3661238039407,null,null,null,91.6,"RA"]
[87708434,"ORNISII 22 H -H600  xL2400",null,870,3661238039391,null,null,null,99.9,"RA"]
[87708435,"ORNISII 22 H -H600  xL2600",null,945,3661238039384,null,null,null,108.2,"RA"]
[87708436,"ORNISII 22 H -H600  xL2800",null,1016,3661238039377,null,null,null,116.5,"RA"]
[87708437,"ORNISII 22 H -H600  xL3000",null,1090,3661238039360,null,null,null,124.8,"RA"]
["RADIATEURS ACIER ORNIS II"]
["REFERENCE","DESIGNATION","COLIS","PRIX","Code EAN","DIMENSIONS EMBALLAGE",null,null,"POIDS","GROUPE"]
[null,null,null,"EUR","","L","l","H","KG","ARTICLE"]
[]
[null,"MODELES 22 H   HAUTEUR 750 :",null,null,""]
[null,null,null,null,""]
[87708438,"ORNISII 22 H -H750  xL400",null,148,3661238039353,null,null,null,21.2,"RA"]
[87708439,"ORNISII 22 H -H750  xL520",null,189,3661238039346,null,null,null,27.5,"RA"]
[87708440,"ORNISII 22 H -H750  xL600",null,206,3661238039339,null,null,null,32.5,"RA"]
[87708441,"ORNISII 22 H -H750  xL720",null,246,3661238039322,null,null,null,38.799999999999997,"RA"]
[87708442,"ORNISII 22 H -H750  xL800",null,269,3661238039315,null,null,null,43,"RA"]
[87708443,"ORNISII 22 H -H750  xL920",null,310,3661238039308,null,null,null,49.3,"RA"]
[87708444,"ORNISII 22 H -H750  xL1000",null,334,3661238039292,null,null,null,53.5,"RA"]
[87708445,"ORNISII 22 H -H750  xL1120",null,374,3661238039285,null,null,null,59.9,"RA"]
[87708446,"ORNISII 22 H -H750  xL1200",null,403,3661238039278,null,null,null,64.099999999999994,"RA"]
[87708447,"ORNISII 22 H -H750  xL1320",null,519,3661238039261,null,null,null,70.400000000000006,"RA"]
[87708448,"ORNISII 22 H -H750  xL1400",null,551,3661238039254,null,null,null,74.599999999999994,"RA"]
[87708449,"ORNISII 22 H -H750  xL1600",null,628,3661238039247,null,null,null,85.1,"RA"]
[87708450,"ORNISII 22 H -H750  xL1800",null,707,3661238039230,null,null,null,95.7,"RA"]
[87708451,"ORNISII 22 H -H750  xL2000",null,783,3661238039223,null,null,null,106.2,"RA"]
[87708452,"ORNISII 22 H -H750  xL2200",null,951,3661238039216,null,null,null,116.8,"RA"]
[87708453,"ORNISII 22 H -H750  xL2400",null,1038,3661238039209,null,null,null,127.3,"RA"]
[87708454,"ORNISII 22 H -H750  xL2600",null,1122,3661238039193,null,null,null,137.80000000000001,"RA"]
[87708455,"ORNISII 22 H -H750  xL2800",null,1209,3661238039186,null,null,null,148.4,"RA"]
[87708456,"ORNISII 22 H -H750  xL3000",null,1296,3661238039179,null,null,null,158.9,"RA"]
[]
[null,"MODELES 22 H   HAUTEUR 900 :"]
[]
[87708457,"ORNISII 22 H -H900  xL400",null,172,3661238039162,null,null,null,25.4,"RA"]
[87708458,"ORNISII 22 H -H900  xL520",null,219,3661238039155,null,null,null,33.1,"RA"]
[87708459,"ORNISII 22 H -H900  xL600",null,236,3661238039148,null,null,null,38.200000000000003,"RA"]
[87708460,"ORNISII 22 H -H900  xL720",null,280,3661238039131,null,null,null,45.9,"RA"]
[87708461,"ORNISII 22 H -H900  xL800",null,312,3661238039124,null,null,null,51,"RA"]
[87708462,"ORNISII 22 H -H900  xL920",null,359,3661238039117,null,null,null,58.6,"RA"]
[87708463,"ORNISII 22 H -H900  xL1000",null,420,3661238039100,null,null,null,63.8,"RA"]
[87708464,"ORNISII 22 H -H900  xL1120",null,468,3661238039094,null,null,null,71.400000000000006,"RA"]
[87708465,"ORNISII 22 H -H900  xL1200",null,502,3661238039087,null,null,null,76.5,"RA"]
[87708466,"ORNISII 22 H -H900  xL1320",null,603,3661238039070,null,null,null,84.2,"RA"]
[87708467,"ORNISII 22 H -H900  xL1400",null,639,3661238039063,null,null,null,89.3,"RA"]
[87708468,"ORNISII 22 H -H900  xL1600",null,729,3661238039056,null,null,null,102.1,"RA"]
[87708469,"ORNISII 22 H -H900  xL1800",null,820,3661238039049,null,null,null,114.9,"RA"]
[87708470,"ORNISII 22 H -H900  xL2000",null,906,3661238039032,null,null,null,127.7,"RA"]
[87708471,"ORNISII 22 H -H900  xL2200",null,1104,3661238039025,null,null,null,140.5,"RA"]
[87708472,"ORNISII 22 H -H900  xL2400",null,1203,3661238039018,null,null,null,153.30000000000001,"RA"]
[87708473,"ORNISII 22 H -H900  xL2600",null,1302,3661238039001,null,null,null,166,"RA"]
[87708474,"ORNISII 22 H -H900  xL2800",null,1403,3661238038998,null,null,null,178.8,"RA"]
[87708475,"ORNISII 22 H -H900  xL3000",null,1502,3661238038981,null,null,null,191.6,"RA"]
[]
[null,"MODELES 33 H   HAUTEUR 300 :"]
[]
[87708476,"ORNISII 33 H -H300  xL400",null,114,3661238038974,null,null,null,12.9,"RA"]
[87708477,"ORNISII 33 H -H300  xL520",null,146,3661238038967,null,null,null,16.399999999999999,"RA"]
[87708478,"ORNISII 33 H -H300  xL600",null,166,3661238038950,null,null,null,18.600000000000001,"RA"]
[87708479,"ORNISII 33 H -H300  xL720",null,196,3661238038943,null,null,null,22,"RA"]
[87708480,"ORNISII 33 H -H300  xL800",null,221,3661238038936,null,null,null,24.3,"RA"]
[87708481,"ORNISII 33 H -H300  xL920",null,255,3661238038929,null,null,null,27.7,"RA"]
[87708482,"ORNISII 33 H -H300  xL1000",null,275,3661238038912,null,null,null,30,"RA"]
[87708483,"ORNISII 33 H -H300  xL1120",null,309,3661238038905,null,null,null,33.5,"RA"]
[87708484,"ORNISII 33 H -H300  xL1200",null,329,3661238038899,null,null,null,35.700000000000003,"RA"]
[87708485,"ORNISII 33 H -H300  xL1320",null,361,3661238038882,null,null,null,39.200000000000003,"RA"]
[87708486,"ORNISII 33 H -H300  xL1400",null,382,3661238038875,null,null,null,41.5,"RA"]
[87708487,"ORNISII 33 H -H300  xL1600",null,435,3661238038868,null,null,null,47.2,"RA"]
[87708488,"ORNISII 33 H -H300  xL1800",null,489,3661238038851,null,null,null,52.9,"RA"]
[87708489,"ORNISII 33 H -H300  xL2000",null,545,3661238038844,null,null,null,58.6,"RA"]
[87708490,"ORNISII 33 H -H300  xL2200",null,658,3661238038837,null,null,null,64.400000000000006,"RA"]
[87708491,"ORNISII 33 H -H300  xL2400",null,722,3661238038820,null,null,null,70.099999999999994,"RA"]
[87708492,"ORNISII 33 H -H300  xL2600",null,778,3661238038813,null,null,null,75.8,"RA"]
[87708493,"ORNISII 33 H -H300  xL2800",null,839,3661238038806,null,null,null,81.5,"RA"]
[87708494,"ORNISII 33 H -H300  xL3000",null,899,3661238038790,null,null,null,87.2,"RA"]
[]
[null,"MODELES 33 H   HAUTEUR 400 :"]
[]
[87718795,"ORNISII 33 H -H400  xL400",null,142,3661238054998,null,null,null,17.100000000000001,"RA"]
[87718796,"ORNISII 33 H -H400  xL520",null,180,3661238054981,null,null,null,21.9,"RA"]
[87718797,"ORNISII 33 H -H400  xL600",null,210,3661238054974,null,null,null,25,"RA"]
[87718798,"ORNISII 33 H -H400  xL720",null,247,3661238054967,null,null,null,29.8,"RA"]
[87718799,"ORNISII 33 H -H400  xL800",null,275,3661238054950,null,null,null,33,"RA"]
[87718800,"ORNISII 33 H -H400  xL920",null,313,3661238054943,null,null,null,37.799999999999997,"RA"]
[87718801,"ORNISII 33 H -H400  xL1000",null,342,3661238054936,null,null,null,41,"RA"]
[87718802,"ORNISII 33 H -H400  xL1120",null,380,3661238054929,null,null,null,45.7,"RA"]
[87718803,"ORNISII 33 H -H400  xL1200",null,408,3661238054912,null,null,null,48.9,"RA"]
[87718804,"ORNISII 33 H -H400  xL1320",null,448,3661238054905,null,null,null,53.7,"RA"]
[87718805,"ORNISII 33 H -H400  xL1400",null,477,3661238054899,null,null,null,56.9,"RA"]
[87718806,"ORNISII 33 H -H400  xL1600",null,545,3661238054882,null,null,null,64.8,"RA"]
[87718807,"ORNISII 33 H -H400  xL1800",null,611,3661238054875,null,null,null,72.8,"RA"]
[87718808,"ORNISII 33 H -H400  xL2000",null,678,3661238054868,null,null,null,80.8,"RA"]
[87718809,"ORNISII 33 H -H400  xL2200",null,819,3661238054851,null,null,null,88.7,"RA"]
[87718810,"ORNISII 33 H -H400  xL2400",null,893,3661238054844,null,null,null,96.7,"RA"]
[87718811,"ORNISII 33 H -H400  xL2600",null,963,3661238054837,null,null,null,104.6,"RA"]
[87718812,"ORNISII 33 H -H400  xL2800",null,1041,3661238054820,null,null,null,112.6,"RA"]
[87718813,"ORNISII 33 H -H400  xL3000",null,1114,3661238054813,null,null,null,120.6,"RA"]
["RADIATEURS ACIER ORNIS II"]
["REFERENCE","DESIGNATION","COLIS","PRIX","Code EAN","DIMENSIONS EMBALLAGE",null,null,"POIDS","GROUPE"]
[null,null,null,"EUR","","L","l","H","KG","ARTICLE"]
[]
[null,"MODELES 33 H   HAUTEUR 500 :",null,null,""]
[null,null,null,null,""]
[87708495,"ORNISII 33 H -H500  xL400",null,165,3661238038783,null,null,null,21.2,"RA"]
[87708496,"ORNISII 33 H -H500  xL520",null,214,3661238038776,null,null,null,27.4,"RA"]
[87708497,"ORNISII 33 H -H500  xL600",null,246,3661238038769,null,null,null,31.4,"RA"]
[87708498,"ORNISII 33 H -H500  xL720",null,293,3661238038752,null,null,null,37.5,"RA"]
[87708499,"ORNISII 33 H -H500  xL800",null,298,3661238038745,null,null,null,41.6,"RA"]
[87708500,"ORNISII 33 H -H500  xL920",null,373,3661238038738,null,null,null,47.7,"RA"]
[87708501,"ORNISII 33 H -H500  xL1000",null,404,3661238038721,null,null,null,51.7,"RA"]
[87708502,"ORNISII 33 H -H500  xL1120",null,455,3661238038714,null,null,null,57.8,"RA"]
[87708503,"ORNISII 33 H -H500  xL1200",null,486,3661238038707,null,null,null,61.9,"RA"]
[87708504,"ORNISII 33 H -H500  xL1320",null,533,3661238038691,null,null,null,68,"RA"]
[87708505,"ORNISII 33 H -H500  xL1400",null,564,3661238038684,null,null,null,72.099999999999994,"RA"]
[87708506,"ORNISII 33 H -H500  xL1600",null,645,3661238038677,null,null,null,82.3,"RA"]
[87708507,"ORNISII 33 H -H500  xL1800",null,726,3661238038660,null,null,null,92.4,"RA"]
[87708508,"ORNISII 33 H -H500  xL2000",null,807,3661238038653,null,null,null,102.6,"RA"]
[87708509,"ORNISII 33 H -H500  xL2200",null,978,3661238038646,null,null,null,112.8,"RA"]
[87708510,"ORNISII 33 H -H500  xL2400",null,1065,3661238038639,null,null,null,122.9,"RA"]
[87708511,"ORNISII 33 H -H500  xL2600",null,1154,3661238038622,null,null,null,133.1,"RA"]
[87708512,"ORNISII 33 H -H500  xL2800",null,1243,3661238038615,null,null,null,143.30000000000001,"RA"]
[87708513,"ORNISII 33 H -H500  xL3000",null,1330,3661238038608,null,null,null,153.4,"RA"]
[]
[null,"MODELES 33 H   HAUTEUR 600 :"]
[]
[87708514,"ORNISII 33 H -H600  xL400",null,188,3661238038592,null,null,null,25.4,"RA"]
[87708515,"ORNISII 33 H -H600  xL520",null,244,3661238038585,null,null,null,32.9,"RA"]
[87708516,"ORNISII 33 H -H600  xL600",null,281,3661238038578,null,null,null,37.9,"RA"]
[87708517,"ORNISII 33 H -H600  xL720",null,309,3661238038561,null,null,null,45.3,"RA"]
[87708518,"ORNISII 33 H -H600  xL800",null,342,3661238038554,null,null,null,50.3,"RA"]
[87708519,"ORNISII 33 H -H600  xL920",null,395,3661238038547,null,null,null,57.7,"RA"]
[87708520,"ORNISII 33 H -H600  xL1000",null,464,3661238038530,null,null,null,62.7,"RA"]
[87708521,"ORNISII 33 H -H600  xL1120",null,519,3661238038523,null,null,null,70.099999999999994,"RA"]
[87708522,"ORNISII 33 H -H600  xL1200",null,557,3661238038516,null,null,null,75.099999999999994,"RA"]
[87708523,"ORNISII 33 H -H600  xL1320",null,611,3661238038509,null,null,null,82.5,"RA"]
[87708524,"ORNISII 33 H -H600  xL1400",null,646,3661238038493,null,null,null,87.5,"RA"]
[87708525,"ORNISII 33 H -H600  xL1600",null,738,3661238038486,null,null,null,99.9,"RA"]
[87708526,"ORNISII 33 H -H600  xL1800",null,832,3661238038479,null,null,null,112.3,"RA"]
[87708527,"ORNISII 33 H -H600  xL2000",null,924,3661238038462,null,null,null,124.7,"RA"]
[87708528,"ORNISII 33 H -H600  xL2200",null,1118,3661238038455,null,null,null,137.1,"RA"]
[87708529,"ORNISII 33 H -H600  xL2400",null,1220,3661238038448,null,null,null,149.5,"RA"]
[87708530,"ORNISII 33 H -H600  xL2600",null,1322,3661238038431,null,null,null,161.9,"RA"]
[87708531,"ORNISII 33 H -H600  xL2800",null,1425,3661238038424,null,null,null,174.3,"RA"]
[87708532,"ORNISII 33 H -H600  xL3000",null,1526,3661238038417,null,null,null,186.7,"RA"]
[]
[null,"MODELES 33 H   HAUTEUR 750 :"]
[]
[87708533,"ORNISII 33 H -H750  xL400",null,222,3661238038400,null,null,null,32.5,"RA"]
[87708534,"ORNISII 33 H -H750  xL520",null,285,3661238038394,null,null,null,41.2,"RA"]
[87708535,"ORNISII 33 H -H750  xL600",null,302,3661238038387,null,null,null,48.2,"RA"]
[87708536,"ORNISII 33 H -H750  xL720",null,363,3661238038370,null,null,null,57.7,"RA"]
[87708537,"ORNISII 33 H -H750  xL800",null,402,3661238038363,null,null,null,64,"RA"]
[87708538,"ORNISII 33 H -H750  xL920",null,461,3661238038356,null,null,null,73.5,"RA"]
[87708539,"ORNISII 33 H -H750  xL1000",null,547,3661238038349,null,null,null,79.8,"RA"]
[87708540,"ORNISII 33 H -H750  xL1120",null,612,3661238038332,null,null,null,89.2,"RA"]
[87708541,"ORNISII 33 H -H750  xL1200",null,656,3661238038325,null,null,null,95.5,"RA"]
[87708542,"ORNISII 33 H -H750  xL1320",null,723,3661238038318,null,null,null,105,"RA"]
[87708543,"ORNISII 33 H -H750  xL1400",null,768,3661238038301,null,null,null,111.3,"RA"]
[87708544,"ORNISII 33 H -H750  xL1600",null,872,3661238038295,null,null,null,127.1,"RA"]
[87708545,"ORNISII 33 H -H750  xL1800",null,983,3661238038288,null,null,null,142.80000000000001,"RA"]
[87708546,"ORNISII 33 H -H750  xL2000",null,1091,3661238038271,null,null,null,158.6,"RA"]
[87708547,"ORNISII 33 H -H750  xL2200",null,1322,3661238038264,null,null,null,174.4,"RA"]
[87708548,"ORNISII 33 H -H750  xL2400",null,1441,3661238038257,null,null,null,190.1,"RA"]
[87708549,"ORNISII 33 H -H750  xL2600",null,1562,3661238038240,null,null,null,205.9,"RA"]
[87708550,"ORNISII 33 H -H750  xL2800",null,1682,3661238038233,null,null,null,221.7,"RA"]
[87708551,"ORNISII 33 H -H750  xL3000",null,1803,3661238038226,null,null,null,237.4,"RA"]
[]
[null,"MODELES 33 H   HAUTEUR 900 :"]
[]
[87708552,"ORNISII 33 H -H900  xL400",null,256,3661238038219,null,null,null,38.1,"RA"]
[87708553,"ORNISII 33 H -H900  xL520",null,331,3661238038202,null,null,null,49.5,"RA"]
[87708554,"ORNISII 33 H -H900  xL600",null,380,3661238038196,null,null,null,57.2,"RA"]
[87708555,"ORNISII 33 H -H900  xL720",null,456,3661238038189,null,null,null,68.7,"RA"]
[87708556,"ORNISII 33 H -H900  xL800",null,505,3661238038172,null,null,null,76.3,"RA"]
[87708557,"ORNISII 33 H -H900  xL920",null,583,3661238038165,null,null,null,87.8,"RA"]
[87708558,"ORNISII 33 H -H900  xL1000",null,633,3661238038158,null,null,null,95.5,"RA"]
[87708559,"ORNISII 33 H -H900  xL1120",null,707,3661238038141,null,null,null,106.9,"RA"]
[87708560,"ORNISII 33 H -H900  xL1200",null,756,3661238038134,null,null,null,114.6,"RA"]
[87708561,"ORNISII 33 H -H900  xL1320",null,832,3661238038127,null,null,null,126.1,"RA"]
[87708562,"ORNISII 33 H -H900  xL1400",null,881,3661238038110,null,null,null,133.69999999999999,"RA"]
[87708563,"ORNISII 33 H -H900  xL1600",null,1007,3661238038103,null,null,null,152.80000000000001,"RA"]
[87708564,"ORNISII 33 H -H900  xL1800",null,1130,3661238038097,null,null,null,172,"RA"]
[87708565,"ORNISII 33 H -H900  xL2000",null,1257,3661238038080,null,null,null,191.1,"RA"]
[87708566,"ORNISII 33 H -H900  xL2200",null,1526,3661238038073,null,null,null,210.2,"RA"]
[87708567,"ORNISII 33 H -H900  xL2400",null,1665,3661238038066,null,null,null,229.3,"RA"]
[87708568,"ORNISII 33 H -H900  xL2600",null,1803,3661238038059,null,null,null,248.4,"RA"]
[87708569,"ORNISII 33 H -H900  xL2800",null,1939,3661238038042,null,null,null,267.60000000000002,"RA"]
[87708570,"ORNISII 33 H -H900  xL3000",null,2079,3661238038035,null,null,null,286.7,"RA"]
["RADIATEURS ACIER ORNIS II Verticaux"]
["REFERENCE","DESIGNATION","COLIS","PRIX","Code EAN","DIMENSIONS EMBALLAGE",null,null,"POIDS","GROUPE"]
[null,null,null,"EUR","","L","l","H","KG","ARTICLE"]
[null,null,null,null,""]
[null,"MODELES VERTICAUX RAINURES",null,null,""]
[null,null,null,null,""]
[null,"MODELES 10 VR   HAUTEUR 1800 :",null,null,""]
[null,null,null,null,""]
[100008207,"ORNISII 10VR -H1800 xL450",null,264,3661238156388,null,null,null,18.5,"RA"]
[100008209,"ORNISII 10VR -H1800 xL600",null,282,3661238156371,null,null,null,24.5,"RA"]
[]
[null,"MODELES 10 VR   HAUTEUR 1950 :"]
[]
[100008210,"ORNISII 10VR -H1950 xL600",null,301,3661238156364,null,null,null,24.8,"RA"]
[100008211,"ORNISII 10VR -H1950 xL750",null,332,3661238156357,null,null,null,31.5,"RA"]
[]
[null,"MODELES 10 VR   HAUTEUR 2100 :"]
[]
[100008212,"ORNISII 10VR -H2100 xL750",null,343,3661238156340,null,null,null,36.5,"RA"]
[]
[null,"MODELES 20 VR   HAUTEUR 1800 :"]
[]
[100008213,"ORNISII 20VR -H1800 xL450",null,386,3661238156333,null,null,null,34.299999999999997,"RA"]
[100008214,"ORNISII 20VR -H1800 xL600",null,429,3661238156326,null,null,null,46.8,"RA"]
[]
[null,"MODELES 20 VR   HAUTEUR 1950 :"]
[]
[100008215,"ORNISII 20VR -H1950 xL600",null,454,3661238156319,null,null,null,48.8,"RA"]
[100008216,"ORNISII 20VR -H1950 xL750",null,510,3661238156302,null,null,null,61.5,"RA"]
[]
[null,"MODELES 20 VR   HAUTEUR 2100 :"]
[]
[100008217,"ORNISII 20VR -H2100 xL750",null,541,3661238156296,null,null,null,73.400000000000006,"RA"]
[]
[null,"MODELES 22 VR   HAUTEUR 2100 :"]
[]
[100008218,"ORNISII 22VR -H2100 xL750",null,822,3661238156289,null,null,null,109.5,"RA"]
[]
[null,"MODELES 22 VR   HAUTEUR 2300 :"]
[]
[100008219,"ORNISII 22VR -H2300 xL750",null,970,3661238156272,null,null,null,123.8,"RA"]
[]
[null,"MODELES VERTICAUX"]
[]
[null,"MODELES 10 V   HAUTEUR 1800 :"]
[]
[87708782,"ORNISII 10V -H1800 xL400",null,145,3661238037908,null,null,null,16.600000000000001,"RA"]
[87708783,"ORNISII 10V -H1800 xL600",null,217,3661238037892,null,null,null,24.2,"RA"]
[87708785,"ORNISII 10V -H1800 xL900",null,320,3661238037885,null,null,null,35.6,"RA"]
[]
[null,"MODELES 10 V   HAUTEUR 2000 :"]
[]
[87708786,"ORNISII 10V -H2000 xL400",null,162,3661238037878,null,null,null,18.3,"RA"]
[87708787,"ORNISII 10V -H2000 xL600",null,244,3661238037861,null,null,null,26.8,"RA"]
[87708789,"ORNISII 10V -H2000 xL900",null,364,3661238037854,null,null,null,39.4,"RA"]
[]
[null,"MODELES 10 V   HAUTEUR 2200 :"]
[]
[87708790,"ORNISII 10V -H2200 xL400",null,181,3661238037847,null,null,null,20,"RA"]
[87708791,"ORNISII 10V -H2200 xL600",null,270,3661238037830,null,null,null,29.3,"RA"]
[87708793,"ORNISII 10V -H2200 xL900",null,405,3661238037823,null,null,null,43.2,"RA"]
[]
[null,"MODELES 10 V   HAUTEUR 2400 :"]
[]
[87708794,"ORNISII 10V -H2400 xL400",null,201,3661238037816,null,null,null,21.7,"RA"]
[87708795,"ORNISII 10V -H2400 xL600",null,299,3661238037809,null,null,null,31.8,"RA"]
[87708797,"ORNISII 10V -H2400 xL900",null,449,3661238037793,null,null,null,47,"RA"]
[]
[null,"MODELES 20 V   HAUTEUR 1800 :"]
[]
[87708773,"ORNISII 20V -H1800 xL400",null,223,3661238037946,null,null,null,32.299999999999997,"RA"]
[87708733,"ORNISII 20V -H1800 xL600",null,337,3661238038028,null,null,null,47.1,"RA"]
[87708735,"ORNISII 20V -H1800 xL900",null,505,3661238038011,null,null,null,69.2,"RA"]
[]
[null,"MODELES 20 V   HAUTEUR 2000 :"]
[]
[87708774,"ORNISII 20V -H2000 xL400",null,256,3661238037939,null,null,null,35.700000000000003,"RA"]
[87708738,"ORNISII 20V -H2000 xL600",null,384,3661238038004,null,null,null,52.1,"RA"]
[87708740,"ORNISII 20V -H2000 xL900",null,573,3661238037991,null,null,null,76.7,"RA"]
[]
[null,"MODELES 20 V   HAUTEUR 2200 :"]
[]
[87708775,"ORNISII 20V -H2200 xL400",null,285,3661238037922,null,null,null,39.1,"RA"]
[87708743,"ORNISII 20V -H2200 xL600",null,429,3661238037984,null,null,null,57.1,"RA"]
[87708745,"ORNISII 20V -H2200 xL900",null,645,3661238037977,null,null,null,84.1,"RA"]
[]
[null,"MODELES 20 V   HAUTEUR 2400 :"]
[]
[87708776,"ORNISII 20V -H2400 xL400",null,315,3661238037915,null,null,null,42.4,"RA"]
[87708748,"ORNISII 20V -H2400 xL600",null,477,3661238037960,null,null,null,62.1,"RA"]
[87708750,"ORNISII 20V -H2400 xL900",null,714,3661238037953,null,null,null,91.6,"RA"]
["OPTIONS RADIATEURS ACIER ORNIS"]
["REFERENCE","DESIGNATION","COLIS","PRIX","Code EAN","DIMENSIONS EMBALLAGE",null,null,"POIDS","GROUPE"]
[null,null,null,"EUR","","L","l","H","KG","ARTICLE"]
[]
["ACCESSOIRES",null,null,null,""]
[null,null,null,null,""]
[null,"POUR TOUS MODELES DE RADIATEURS :",null,null,""]
[null,null,null,null,""]
[87058838,"ENSEMBLE BOUCHON PLEIN + BOUCHON PURGEUR",null,4.5999999999999996,3661238042988,null,null,null,0.1,"RA"]
[87057000,"ENSEMBLE BOUCHON PLEIN + BOUCHON PURGEUR (BOITE DE 40)",null,171.4,3661238043343,null,null,null,2.1,"RA"]
[87058584,"JEU DE 2 CORNIERES A ENCOCHES + ECARTEURS",null,6.7,3661238043176,150,150,100,0.2,"RA"]
[87058572,"JEU DE 2 CORNIERES UNIVERSELLES A ENCOCHES + ECARTEURS",null,8.8000000000000007,3661238043268,200,150,120,0.4,"RA"]
[87058839,"REDUCTIONS 1/2 \"-3/8\" - LE BLISTER DE 16",null,21,3661238042971,null,null,null,0.1,"RA"]
[]
[null,"POUR MODELES HORIZONTAUX - VERSION NON EQUIPEE/VERSION EQUIPEE :"]
[]
[87058766,"PAIRE DE CORNIERES EN L REVERSIBLES H=300 MM",null,3.3,3661238043053,300,50,50,0.1,"RA"]
[87057003,"JEU DE CORNIERES EN L REVERSIBLES H=300 MM (BOITE DE 30)",null,88.5,3661238043336,null,null,null,8.8000000000000007,"RA"]
[87058767,"PAIRE DE CORNIERES EN L REVERSIBLES H=400 MM",null,3.8,3661238043046,400,50,50,0.3,"RA"]
[87057004,"JEU DE CORNIERES EN L REVERSIBLES H=400 MM (BOITE DE 30)",null,94.6,3661238043329,null,null,null,9.5,"RA"]
[87058768,"PAIRE DE CORNIERES EN L REVERSIBLES H=500 MM",null,4.3,3661238043039,500,50,50,0.4,"RA"]
[87057005,"JEU DE CORNIERES EN L REVERSIBLES H=500 MM (BOITE DE 30)",null,102.9,3661238043312,null,null,null,12.6,"RA"]
[87058769,"PAIRE DE CORNIERES EN L REVERSIBLES H=600 MM",null,5.0999999999999996,3661238043022,600,50,50,0.5,"RA"]
[87057006,"JEU DE CORNIERES EN L REVERSIBLES H=600 MM (BOITE DE 30)",null,110,3661238043305,600,200,200,18.899999999999999,"RA"]
[87058770,"PAIRE DE CORNIERES EN L REVERSIBLES H=750 MM",null,5.9,3661238043015,750,50,50,0.7,"RA"]
[87057007,"JEU DE CORNIERES EN L REVERSIBLES H=750 MM (BOITE DE 30)",null,170.1,3661238043299,null,null,null,25.2,"RA"]
[87058771,"PAIRE DE CORNIERES EN L REVERSIBLES H=900 MM",null,6.7,3661238043008,900,50,50,0.8,"RA"]
[87057008,"JEU DE CORNIERES EN L REVERSIBLES H=900 MM (BOITE DE 30)",null,197.8,3661238043282,null,null,null,28.4,"RA"]
[87058599,"JEU DE 2 CONSOLES RAPIDES MONCLAC POUR MODELES 10-11 H 300 MM",null,15.6,3661238043077,300,50,50,0.4,"RA"]
[87058598,"JEU DE 2 CONSOLES RAPIDES MONCLAC H 400 MM",null,15.7,3661238043084,400,50,50,0.6,"RA"]
[87058586,"JEU DE 2 CONSOLES RAPIDES MONCLAC H 500 MM",null,15.9,3661238043152,500,50,50,0.7,"RA"]
[87058587,"JEU DE 2 CONSOLES RAPIDES MONCLAC H 600 MM",null,16.3,3661238043145,600,50,50,0.8,"RA"]
[87058588,"JEU DE 2 CONSOLES RAPIDES MONCLAC H 750 MM",null,17.600000000000001,3661238043138,750,50,50,1,"RA"]
[87058589,"JEU DE 2 CONSOLES RAPIDES MONCLAC H 900 MM",null,20.2,3661238043121,900,50,50,1.2,"RA"]
[]
[87058842,"ENSEMBLE-PIED POUR MONTAGE SUR SOL FINI ",null,41.2,3661238042957,null,null,null,1.4,"RA"]
[87058852,"ENSEMBLE-PIED POUR MONTAGE SUR DALLE (AVANT CHAPE)",null,44.3,3661238042940,null,null,null,1.3,"RA"]
[]
[null,"POUR MODELES HORIZONTAUX - UTILISATION AVEC CONSOLES MONCLAC :"]
[]
[87058840,"EQUERRE DE POSITIONNEMENT UNIVERSELLE",null,14.8,3661238042964,null,null,null,0.4,"RA"]
[87058837,"PROFILES DE MONTAGE",null,83.2,3661238042995,1600,40,40,2.5,"RA"]
[]
["OUTILS DE MANUTENTION ET DE MONTAGE"]
["REFERENCE","DESIGNATION","COLIS","PRIX","Code EAN","DIMENSIONS EMBALLAGE",null,null,"POIDS","GROUPE"]
[null,null,null,"EUR","","L","l","H","KG","ARTICLE"]
[null,null,null,null,""]
[88017706,"OUTIL DE MONTAGE JD SIMPLIF. Longueur 1400 MM  #","JDS",1360,3661238049086,1480,320,210,58.5,"CH"]
[88017705,"OUTIL DE MONTAGE JD TE PLUS Longueur 3200 MM #",null,2968,3661238049093,null,null,null,128,"GC"]
[88018901,"KIT DE RALLONGE POUR JD S Longueur 1000 MM ##",null,1202.9000000000001,3661238077195,null,null,null,20,"PR"]
[null,null,null,null,""]
[null,"#  PRIX NET",null,null,""]
[null,"## : DISPONIBLE AU CENTRE PIECES DE RECHANGE",null,null,""]
[]
[]
[100015484,"AWHP 6 MR-II/EM",null,null,4000]
[100012610,"AWHP 8 MR/H",null,5900,5268]
[100015486,"AWHP 8 MR-II/EM",null,null,4600]
[100012612,"AWHP 11 MR/H",null,6638,6006]
[100015488,"AWHP 11 MR-II/EM",null,null,6006]
[100012614,"AWHP 11 TR/H",null,6901,6269]
[100015490,"AWHP 11 TR-II/ET",null,null,6269]
[100012616,"AWHP 14 MR/H",null,7164,6582]
[100015492,"AWHP 14 MR-II/EM",null,null,6532]
[100012618,"AWHP 14 TR/H",null,7428,6796]
[100015494,"AWHP 14 TR-II/ET",null,null,6796]
[100012620,"AWHP 16 MR/H",null,7586,6954]
[100015496,"AWHP 16 MR-II/EM",null,null,6954]
[100012622,"AWHP 16 TR/H",null,7954,7322]
[100015498,"AWHP 16 TR-II/ET",null,null,7322]
[100015480,"RACCORD D'ADAPTATION 1/4\" 1/2\" VERS 3/8\" 5/8\"","EH146",null,50]
[null,"OPTIONS COMMUNES"]
[]
[null,"FILTRE 400UM + VANNE D'ISOLEMENT 1''","EH61",88.7,88.7]
[null,"SUPPORT FIXATION MURALE & PLOTS ANTIVIBRATILES POUR ROE-II 6 à 10 - AWHP","EH95",138.1,138.1]
[null,"BAC DE RECUPERATION CONDENSATS POUR SUPPORT MURAL","EH111",120.6,120.6]
[null,"CORDON CHAUFFANT ELECTRIQUE","EH113",127.1,127.1]
[null,"SUPPORT POSE AU SOL AWHP","EH112",38.299999999999997,38.299999999999997]
[null,"LIAISON FRIGORIFIQUE PE 5/8'' 3/8'' - LG 5m","EH114",197.3,197.3]
[null,"LIAISON FRIGORIFIQUE PE 5/8'' 3/8'' - LG 10m","EH115",350.7,350.7]
[null,"LIAISON FRIGORIFIQUE PE 5/8'' 3/8'' - LG 20m","EH116",635.29999999999995,635.29999999999995]
[null,"BALLON TAMPON 80L B 80 T","EH85",438.4,438.4]
[null,"BALLON TAMPON 160L B 150 T","EH60",659.8,659.8]
[null,"VANNE D'INVERSION POUR BYPASS","HC135",301.7,301.7]
[null,"KIT CABLAGE PLANCHER CHAUFFANT DIRECT","HA249",31,31]
[null,"THERMOSTAT D'AMBIANCE NON PROGRAMMABLE","AD140",42.9,42.9]
[null,"THERMOSTAT D'AMBIANCE PROGRAMMABLE (FILAIRE)","AD137",137.80000000000001,137.80000000000001]
[null,"THERMOSTAT D'AMBIANCE PROGRAMMABLE (SANS FILS)","AD200",242.7,242.7]
[]
[null,"OPTIONS MIV-II"]
[]
[null,"LIAISON FRIGORIFIQUE PE 1/2\" 1/4\" - LG 10 m","EH142",null,252]
[null,"KIT ISOLATION MODE FROID MIV-II 6-8 kW","EH143",null,284]
[null,"KIT ISOLATION MODE FROID MIV-II 11-16 kW","EH144",null,360]
[null,"VANNE D'INVERSION CHAUFFAGE-SANITAIRE+SONDE ECS ","EH145",null,290]
[null,"KIT RAC HYDRAULIQUE PAC - BALLON ECS","EH149",null,86]
[null,"DOSSERET DE MONTAGE VERSION E","EH147",null,151]
[null,"DOSSERET DE MONTAGE VERSION H","EH148",null,228]

{"sheet":"Données","index":2,"n_rows":246,"n_cols":19,"rows_kept":246,"cut":false,"hidden":false,"merged":[[205,4,205,5],[206,4,206,5],[53,6,53,7],[182,0,182,8],[229,4,229,5],[191,3,191,4],[194,2,195,2],[194,3,195,3],[207,4,207,5],[208,4,208,5],[12,3,12,9],[6,12,6,13],[10,3,10,9],[11,3,11,9],[9,8,9,9],[204,4,204,5],[200,4,200,5],[201,4,201,5],[202,4,202,5],[203,4,203,5],[209,4,209,5],[210,4,210,5],[235,8,235,9],[194,4,195,5],[196,4,196,5],[197,4,197,5],[198,4,198,5],[199,4,199,5],[215,4,215,5],[216,4,216,5],[217,4,217,5],[218,4,218,5],[211,4,211,5],[212,4,212,5],[213,4,213,5],[214,4,214,5],[223,4,223,5],[231,2,231,7],[219,4,219,5],[220,4,220,5],[221,4,221,5],[222,4,222,5],[225,4,225,5],[226,4,226,5],[227,4,227,5],[228,4,228,5]]}
[]
[null,null,null,null,"Détermination d'un système pompe à chaleur OERTLI"]
[]
[]
[null,null,null,null,null,null,null,null,null,{"$f":"\"09/2010\"","v":"09/2010"}]
[]
[]
[]
[]
[null,null,null,null,null,null,null,null,{"$f":"TODAY()","v":"2016-03-14"}]
[]
[null,null," Références du projet"]
[]
[]
[]
[null,null,"Données  géographiques"]
[]
[]
[null,null,"Département de l'installation",null,null,"Altitude",null,null,"Température extérieure de base en °C"]
[null,null,"67 - Bas-Rhin",null,null,"Entre 0 et 200 m",null,null,{"$f":"calculs!C114","v":-15}]
[]
[]
[null,null,"Caractéristiques du bâtiment"]
[]
[]
[]
[null,null,"Surface de la maison en m²",null,null,"Hauteur moyenne sous plafond en m",null,null,"Température de confort en °C"]
[null,null,100,null,null,2.5,null,null,20]
[null,null,null,null,null,null,null,null,null,null,null,null,null,null,null,null,null,3000,"Litres de fioul"]
[null,null,"Energie chauffage actuelle",null,null,"Chaudière actuelle (Rendement)",null,null,"ECS actuelle",null,null,null,null,null,null,null,null,0,"m3 de gaz naturel"]
[null,null,"Fioul",null,null,"De 10 ans (88%)",null,null,"idem chauffage",null,null,null,null,null,null,null,null,0,"kg de propane"]
[null,null,null,null,null,null,null,null,null,null,null,null,null,null,null,null,null,0,"kWh électrique"]
[null,null,"Premier circuit",null,null,"Second circuit",null,null,"Température maxi départ chauffage",null,null,"Préchaufage ECS avec PAC"]
[null,null,"Plancher chauffant",null,null,"Sans",null,null,60,null,null,"Oui"]
[]
[null,null,null,{"$f":"IF(OR(C34=\"Radiateurs\",F34=\"Radiateurs\"),1,0)","v":0}]
[]
[null,null,"Estimation des besoins  Chauffage et ECS"]
[null,null,"Niveau d'isolation connu (G)"]
[null,null,"OUI"]
[]
[null,null,"Nombre de personnes dans le logement",null,null,"Consommation d'eau chaude"]
[null,null,4,null,null,"Normale (50 l/j à 55°C)"]
[]
[null,null,"Consommation actuelle d'énergie par an (avec ECS) ",null,null,null,null,null,"Niveau d'isolation G estimé"]
[null,null,6750,{"$f":"VLOOKUP(C31,CONSO,2,FALSE)","v":"Litres de fioul"},null,null,null,null,{"$f":"calculs!D395","v":3.811817142857143}]
[]
[null,null,"Niveau d'isolation (G)",null,null,"Déperditions en kW"]
[null,null,1,null,null,{"$f":"calculs!C117","v":8.8000000000000007}]
[null,null,null,null,null,null,null,null," "]
[null,null," Récapitulaltif de l'estimation des besoins Chauffage et ECS"]
[]
[null,null,"Besoins annuels totaux estimés en kWh",null,null,"Besoins annuels chauffage",null,null,"Besoins annuels ECS"]
[null,null,{"$f":"F54+I54","v":18394},null,null,{"$f":"calculs!C445","v":14583},"+",null,{"$f":"calculs!F374","v":3811}]
[]
[null,null,null,null,"Puissance CHAUFFAGE à installer (kW) :",{"$f":"ROUND(F49,1)","v":8.8000000000000007}]
[]
[null,null,"Caractéristiques installation PAC"]
[]
[]
[]
[null,null,"Type de PAC",null,null,"Gamme"]
[null,null,"Géothermie",null,null,"Confort"]
[]
[]
[]
[]
[null,null,"Modèle de PAC",null,null,"PAC préconisée avec appoint",null,null,"Echangeur à plaques de découplage"]
[null,null,"OenoviaPAC-GS (sol)",null,null,{"$f":"calculs!C662","v":"12MR/TR ou 9 MR/TR +3"},null,null,"Non"]
[null,null,{"$f":"IF(AND(F34<>\"Sans\",F63=\"Easylife\"),\"Attention : ALEZIO AWHP = 1 seul circuit\",\"\")","v":""},null,null,"AH = appoint hydraulique"]
[null,null,"Sélection ",null,null,"Energie d'appoint",null,null,"Type de chaudière d'appoint"]
[null,null,"OenoniaPAC-GS 12 MR",null,null,"Electrique",null,null,"Fioul condensation",null,null,null,null,null,{"$f":"IF(C31<>\"Chauffage électrique\",1,0)","v":1},{"$f":"IF(F72=\"Hydraulique\",1,IF(AND(F72=\"Actuelle\",O72<>0),1,0))","v":0}]
[null,null,null,null,null,{"$f":"IF(AND(C34<>\"Radiateurs\",F34<>\"Radiateurs\"),\"\",IF(AND(I34>calculs!L370,P72<>1),\"Prévoir un appoint hydraulique\",\"\"))","v":""}]
[]
[]
[]
[]
[]
[null,null,"Solaire",null,null,"Taux de couverture ECS en %",null,null,"Taux de couverture chauffage en %"]
[null,null,"NON",null,null,0,null,null,30]
[]
[]
[null,null,"Résultats et performances"]
[]
[]
[]
[]
[]
[]
[]
[]
[]
[]
[]
[]
[]
[]
[]
[]
[]
[]
[]
[]
[]
[]
[]
[]
[]
[]
[]
[]
[]
[null,null,"Les sommes totales affichées ci-dessus, prennent en compte (selon le cas) l'abonnement au gaz naturel et/ou les surcoûts liés à la souscription d'une puissance électrique plus importante"]
[]
[]
[]
[null,null,"CHAUFFAGE"]
[null,null,"Besoins annuels chauffage",{"$f":"calculs!C445","v":14583},"kWh"]
[null,null,"Production annuelle solaire",{"$f":"calculs!C446","v":0},"kWh"]
[null,null,"Production annuelle PAC",{"$f":"calculs!C448","v":14583},"kWh"]
[null,null,"Consommation électrique PAC",{"$f":"calculs!BZ313","v":3041.2939844539442},"kWh"]
[null,null,"Consommation annuelle appoint",{"$f":"calculs!C449","v":0},"kWh"]
[null,null,"COP moyen de la PAC chauffage (sur période de fonctionnement)",{"$f":"calculs!C451","v":4.79}]
[]
[null,null,"Energie \"gratuite\" chauffage",{"$f":"D119+calculs!C452","v":11542},"kWh"]
[null,null,"PAC + Solaire"]
[]
[null,null,"Economie annuelle PAC",{"$f":"calculs!C469-calculs!D469","v":294.00802180624919},"€"]
[]
[]
[]
[]
[]
[]
[]
[]
[]
[]
[]
[]
[]
[]
[]
[]
[]
[]
[]
[]
[]
[]
[]
[]
[]
[]
[]
[]
[]
[]
[]
[]
[]
[]
[]
[]
[]
[]
[]
[]
[]
[]
[]
[]
[]
[]
[]
[]
[]
[]
[null,null,null,"Station de référence:",{"$f":"VLOOKUP(C20,calculs!S322:T421,2,FALSE)","v":"STRASBOURG-ENTZHEIM"}]
[]
[null,"Les résultats de cette feuille de calcul sont donnés à titre indicatif. La responsabilité de De Dietrich ne peut en aucun cas être engagée."]
[]
["Chiffrage du matériel De Dietrich"]
[]
[null,null,"Système:"]
[]
[null,null,"PAC",{"$f":"C72","v":"OenoniaPAC-GS 12 MR"}]
[null,null,"Circuit primaire",{"$f":"C34","v":"Plancher chauffant"}]
[null,null,"Circuit secondaire",{"$f":"F34","v":"Sans"}]
[null,null,"Préchauffage ECS",{"$f":"L34","v":"Oui"}]
[null,null,"Type d'appoint",{"$f":"OFFRE!C17","v":"Electrique"}]
[null,null,"Pose","Au sol"]
[]
[]
[null,null,"Référence","Colis","Désignation",null,"PU","Qté","Prix Total"]
[null,null,null,null,null,null,"HT en €",null,"HT en €"]
[null,null,"Pompe A Chaleur"]
[null,null,{"$f":"IF($C$69=\"AWHP\",AWHP!$C$72,OFFRE!$C$146)","v":{"$error":"#N/A"}},null,{"$f":"IF($C$69=\"AWHP\",AWHP!$D$72,OFFRE!$D$146)","v":{"$error":"#N/A"}},null,{"$f":"IF($C$69=\"AWHP\",AWHP!$F$72,OFFRE!$F$146)","v":{"$error":"#N/A"}},1,{"$f":"IF(H198<>\"\",G198*H198,\"\")","v":{"$error":"#N/A"}}]
[null,null,"Options",null,null,null,null,null,{"$f":"IF(E199<>\"\",G199*H199,\"\")","v":""}]
[null,null,null,null,null,null,null,null,""]
[null,null,{"$f":"OFFRE!$C$149","v":""},{"$f":"OFFRE!$E$149","v":""},{"$f":"OFFRE!$D$149","v":""},null,{"$f":"OFFRE!$F$149","v":""},{"$f":"IF(OFFRE!$F$113<>0,OFFRE!$F$113,\"\")","v":""},""]
[null,null,{"$f":"OFFRE!$C$150","v":""},{"$f":"OFFRE!$E$150","v":""},{"$f":"OFFRE!$D$150","v":""},null,{"$f":"OFFRE!$F$150","v":""},1,""]
[null,null,{"$f":"IF($C$69=\"AWHP\",AWHP!$C$75,OFFRE!$C$151)","v":""},{"$f":"IF($C$69=\"AWHP\",AWHP!$E$75,OFFRE!$E$151)","v":""},{"$f":"IF($C$69=\"AWHP\",AWHP!$D$75,OFFRE!$D$151)","v":""},null,{"$f":"IF($C$69=\"AWHP\",AWHP!$F$75,OFFRE!$F$151)","v":""},1,""]
[null,null,{"$f":"OFFRE!$C$152","v":""},{"$f":"OFFRE!$E$152","v":""},{"$f":"OFFRE!$D$152","v":""},null,{"$f":"OFFRE!$F$152","v":""},{"$f":"IF(OFFRE!$F$118<>0,OFFRE!$F$118,\"\")","v":""},""]
[null,null,{"$f":"OFFRE!$C$153","v":""},{"$f":"OFFRE!$E$153","v":""},{"$f":"OFFRE!$D$153","v":""},null,{"$f":"OFFRE!$F$153","v":""},{"$f":"IF(OFFRE!$F$120<>0,OFFRE!$F$120,\"\")","v":""},""]
[null,null,{"$f":"OFFRE!$C$154","v":""},{"$f":"OFFRE!$E$154","v":""},{"$f":"OFFRE!$D$154","v":""},null,{"$f":"OFFRE!$F$154","v":""},{"$f":"IF(OFFRE!$F$122<>0,OFFRE!$F$122,\"\")","v":""},""]
[null,null,{"$f":"OFFRE!$C$155","v":100004415},{"$f":"OFFRE!$E$155","v":"EH60"},{"$f":"OFFRE!$D$155","v":"COLIS BALLON TAMPON 160L B 150 T"},null,{"$f":"OFFRE!$F$155","v":659.8},1,659.8]
[null,null,{"$f":"OFFRE!$C$156","v":100008841},{"$f":"OFFRE!$E$156","v":"EH85"},{"$f":"OFFRE!$D$156","v":"COLIS BALLON TAMPON 80L B 80 T"},null,{"$f":"OFFRE!$F$156","v":438.4},1,438.4]
[null,null,{"$f":"OFFRE!$C$157","v":100008833},{"$f":"OFFRE!$E$157","v":"EH83"},{"$f":"OFFRE!$D$157","v":"KIT DE SEPARATION DES CIRCUITS"},null,{"$f":"OFFRE!$F$157","v":986.3},1,986.3]
[null,null,{"$f":"OFFRE!$C$158","v":""},{"$f":"OFFRE!$E$158","v":""},{"$f":"OFFRE!$D$158","v":""},null,{"$f":"OFFRE!$F$158","v":""},1,""]
[null,null,{"$f":"OFFRE!$C$159","v":""},{"$f":"OFFRE!$E$159","v":""},{"$f":"OFFRE!$D$159","v":""},null,{"$f":"OFFRE!$F$159","v":""},1,""]
[null,null,{"$f":"OFFRE!$C$160","v":""},{"$f":"OFFRE!$E$160","v":""},{"$f":"OFFRE!$D$160","v":""},null,{"$f":"OFFRE!$F$160","v":""},1,{"$f":"IF(E212<>\"\",G212*H212,\"\")","v":""}]
[null,null,{"$f":"OFFRE!$C$161","v":85757746},{"$f":"OFFRE!$E$161","v":"FM51"},{"$f":"OFFRE!$D$161","v":"COMMANDE A DISTANCE INTERACTIVE CDI 2 "},null,{"$f":"OFFRE!$F$161","v":176.1},1,176.1]
[null,null,{"$f":"OFFRE!$C$162","v":85757747},{"$f":"OFFRE!$E$162","v":"FM52"},{"$f":"OFFRE!$D$162","v":"COMMANDE A DISTANCE SIMPLIFIEE AVEC SONDE D'AMBIANCE"},null,{"$f":"OFFRE!$F$162","v":88},1,88]
[null,null,{"$f":"OFFRE!$C$163","v":88017878},{"$f":"OFFRE!$E$163","v":"AD152"},{"$f":"OFFRE!$D$163","v":"MODULE DE TELESURVEILLANCE VOCAL"},null,{"$f":"OFFRE!$F$163","v":595.9},1,595.9]
[null,null,null,null,null,null,null,1,""]
[null,null,{"$f":"OFFRE!$C$165","v":100007900},{"$f":"OFFRE!$E$165","v":"EH79"},{"$f":"OFFRE!$D$165","v":"PREPARATEUR MIXTE BEPC 300 POUR PAC"},null,{"$f":"OFFRE!$F$165","v":1802},1,1802]
[null,null,{"$f":"OFFRE!$C$166","v":100009229},{"$f":"OFFRE!$E$166","v":"EH84"},{"$f":"OFFRE!$D$166","v":"VANNE D'INVERSION ET MOTEUR"},null,{"$f":"OFFRE!$F$166","v":316.10000000000002},1,316.10000000000002]
[null,null,{"$f":"OFFRE!$C$167","v":100000030},{"$f":"OFFRE!$E$167","v":"AD212"},{"$f":"OFFRE!$D$167","v":"COLIS OPTION SONDE ECS"},null,{"$f":"OFFRE!$F$167","v":43.5},1,43.5]
[null,null,null,null,null,null,null,1,""]
[null,null,{"$f":"OFFRE!$C$169","v":""},{"$f":"OFFRE!$E$169","v":""},{"$f":"OFFRE!$D$169","v":""},null,{"$f":"OFFRE!$F$169","v":""},1,""]
[null,null,{"$f":"OFFRE!$C$170","v":""},{"$f":"OFFRE!$E$170","v":""},{"$f":"OFFRE!$D$170","v":""},null,{"$f":"OFFRE!$F$170","v":""},1,""]
[null,null,{"$f":"OFFRE!$C$171","v":""},{"$f":"OFFRE!$E$171","v":""},{"$f":"OFFRE!$D$171","v":""},null,{"$f":"OFFRE!$F$171","v":""},1,""]
[null,null,null,null,null,null,null,1,""]
[null,null,null,null,{"$f":"OFFRE!$D$173","v":"MISE EN SERVICE (Prix net HT)"},null,{"$f":"OFFRE!$F$173","v":444},1,444]
[null,null,null,null,null,null,null,null,""]
[null,null,null,null,null,null,null,null,""]
[null,null,null,null,null,null,null,null,""]
[null,null,null,null,null,null,null,null,""]
[null,null,null,null,null,null,null,null,""]
[]
[null,null,"PRIX TOTAL DU SYSTEME (PP.H.T. 2010 en €)              ",null,null,null,null,null,{"$f":"SUM(I197:I231)","v":{"$error":"#N/A"}}]
[]
[null,null,"Attention ! Ne pas oublier de chiffrer l'eau glycolée !"]
[]
[]
[]
[]
[]
[]
[]
[]
[]
[]
[null,"Les consommations sont estimées en tenant compte des choix pris par l'utilisateur et des données climatiques de la station de référence prise en compte."]
[null,"Dans tous les cas, cette simulation n'est qu'un estimation sommaire. "]

{"sheet":"Chiffrage","index":3,"n_rows":73,"n_cols":9,"rows_kept":73,"cut":false,"hidden":true,"merged":[[70,2,70,7],[6,11,6,12],[10,3,10,8],[11,3,11,8],[12,3,12,8],[33,2,34,2],[74,7,74,8],[74,11,74,12],[33,3,34,3],[33,4,34,4],[33,5,34,5]]}
[]
[null,null,null,null,"Chiffrage d'un système de PAC"]
[]
[]
[null,null,null,null,null,null,null,null,{"$f":"\"Version 09-2010\"","v":"Version 09-2010"}]
[]
[null,null,"Identification de l'étude ",null,null,null,null,null,{"$f":"TODAY()","v":"2016-03-14"}]
[]
[]
[]
[null,null," Référence"]
[]
[]
[]
[]
[null,null,"Données"]
[]
[]
[null,null,"Gamme",null,"Type 1er circuit"]
[null,null,"ROE+",null,"Radiateurs"]
[]
[null,null,"Modèle",null,"Type 2ème circuit"]
[null,null,"ROE+ 16 TR",null,"Sans"]
[]
[null,null,"Type d'appoint",null,"Préchauffage ECS avec la PAC"]
[null,null,"Hydraulique par chaudière",null,"Non"]
[]
[null,null,"Attention ! Lorsque vous modifiez une des sélections, il faut toujours revalider les suivantes !"]
[]
[null,null,"Solution De Dietrich"]
[]
[]
[]
[null,null,"Système","Référence","Désignation","Colis","Prix Unitaire","Qté","Prix Total"]
[null,null,null,null,null,null,"HT en €",null,"HT en €"]
[null,null,"Pompe A Chaleur"]
[null,null,null,{"$f":"OFFRE!$C$146","v":{"$error":"#N/A"}},{"$f":"OFFRE!$D$146","v":{"$error":"#N/A"}},null,{"$f":"OFFRE!$F$146","v":{"$error":"#N/A"}},1,{"$f":"IF(H37<>\"\",G37*H37,\"\")","v":{"$error":"#N/A"}}]
[null,null,null,null,null,null,null,null,{"$f":"IF(H38<>\"\",G38*H38,\"\")","v":""}]
[null,null,"Options",null,null,null,null,null,""]
[null,null,null,{"$f":"OFFRE!$C$149","v":""},{"$f":"OFFRE!$D$149","v":""},{"$f":"OFFRE!$E$149","v":""},{"$f":"OFFRE!$F$149","v":""},{"$f":"IF(OFFRE!$F$113<>0,OFFRE!$F$113,\"\")","v":""},""]
[null,null,null,{"$f":"OFFRE!$C$150","v":""},{"$f":"OFFRE!$D$150","v":""},{"$f":"OFFRE!$E$150","v":""},{"$f":"OFFRE!$F$150","v":""},1,{"$f":"IF(D41<>\"\",G41*H41,\"\")","v":""}]
[null,null,null,{"$f":"OFFRE!$C$151","v":""},{"$f":"OFFRE!$D$151","v":""},{"$f":"OFFRE!$E$151","v":""},{"$f":"OFFRE!$F$151","v":""},1,{"$f":"IF(D42<>\"\",G42*H42,\"\")","v":""}]
[null,null,null,{"$f":"OFFRE!$C$152","v":""},{"$f":"OFFRE!$D$152","v":""},{"$f":"OFFRE!$E$152","v":""},{"$f":"OFFRE!$F$152","v":""},{"$f":"IF(OFFRE!$F$118<>0,OFFRE!$F$118,\"\")","v":""},""]
[null,null,null,{"$f":"OFFRE!$C$153","v":""},{"$f":"OFFRE!$D$153","v":""},{"$f":"OFFRE!$E$153","v":""},{"$f":"OFFRE!$F$153","v":""},{"$f":"IF(OFFRE!$F$120<>0,OFFRE!$F$120,\"\")","v":""},""]
[null,null,null,{"$f":"OFFRE!$C$154","v":""},{"$f":"OFFRE!$D$154","v":""},{"$f":"OFFRE!$E$154","v":""},{"$f":"OFFRE!$F$154","v":""},{"$f":"IF(OFFRE!$F$122<>0,OFFRE!$F$122,\"\")","v":""},""]
[null,null,null,{"$f":"OFFRE!$C$155","v":100004415},{"$f":"OFFRE!$D$155","v":"COLIS BALLON TAMPON 160L B 150 T"},{"$f":"OFFRE!$E$155","v":"EH60"},{"$f":"OFFRE!$F$155","v":659.8},1,{"$f":"IF(D46<>\"\",G46*H46,\"\")","v":659.8}]
[null,null,null,{"$f":"OFFRE!$C$156","v":100008841},{"$f":"OFFRE!$D$156","v":"COLIS BALLON TAMPON 80L B 80 T"},{"$f":"OFFRE!$E$156","v":"EH85"},{"$f":"OFFRE!$F$156","v":438.4},1,{"$f":"IF(D47<>\"\",G47*H47,\"\")","v":438.4}]
[null,null,null,{"$f":"OFFRE!$C$157","v":100008833},{"$f":"OFFRE!$D$157","v":"KIT DE SEPARATION DES CIRCUITS"},{"$f":"OFFRE!$E$157","v":"EH83"},{"$f":"OFFRE!$F$157","v":986.3},1,{"$f":"IF(D48<>\"\",G48*H48,\"\")","v":986.3}]
[null,null,null,{"$f":"OFFRE!$C$158","v":""},{"$f":"OFFRE!$D$158","v":""},{"$f":"OFFRE!$E$158","v":""},{"$f":"OFFRE!$F$158","v":""},0,{"$f":"IF(D49<>\"\",G49*H49,\"\")","v":""}]
[null,null,null,{"$f":"OFFRE!$C$159","v":""},{"$f":"OFFRE!$D$159","v":""},{"$f":"OFFRE!$E$159","v":""},{"$f":"OFFRE!$F$159","v":""},1,{"$f":"IF(D50<>\"\",G50*H50,\"\")","v":""}]
[null,null,null,{"$f":"OFFRE!$C$160","v":""},{"$f":"OFFRE!$D$160","v":""},{"$f":"OFFRE!$E$160","v":""},{"$f":"OFFRE!$F$160","v":""},{"$f":"IF(OFFRE!$F$129<>0,OFFRE!$F$129,\"\")","v":""},{"$f":"IF(H51<>\"\",G51*H51,\"\")","v":""}]
[null,null,null,{"$f":"OFFRE!$C$161","v":85757746},{"$f":"OFFRE!$D$161","v":"COMMANDE A DISTANCE INTERACTIVE CDI 2 "},{"$f":"OFFRE!$E$161","v":"FM51"},{"$f":"OFFRE!$F$161","v":176.1},1,176.1]
[null,null,null,{"$f":"OFFRE!$C$162","v":85757747},{"$f":"OFFRE!$D$162","v":"COMMANDE A DISTANCE SIMPLIFIEE AVEC SONDE D'AMBIANCE"},{"$f":"OFFRE!$E$162","v":"FM52"},{"$f":"OFFRE!$F$162","v":88},1,88]
[null,null,null,{"$f":"OFFRE!$C$163","v":88017878},{"$f":"OFFRE!$D$163","v":"MODULE DE TELESURVEILLANCE VOCAL"},{"$f":"OFFRE!$E$163","v":"AD152"},{"$f":"OFFRE!$F$163","v":595.9},1,595.9]
[]
[null,null,null,{"$f":"OFFRE!$C$165","v":100007900},{"$f":"OFFRE!$D$165","v":"PREPARATEUR MIXTE BEPC 300 POUR PAC"},{"$f":"OFFRE!$E$165","v":"EH79"},{"$f":"OFFRE!$F$165","v":1802},{"$f":"IF(OFFRE!$F$134<>0,OFFRE!$F$134,\"\")","v":1},1802]
[null,null,null,{"$f":"OFFRE!$C$166","v":100009229},{"$f":"OFFRE!$D$166","v":"VANNE D'INVERSION ET MOTEUR"},{"$f":"OFFRE!$E$166","v":"EH84"},{"$f":"OFFRE!$F$166","v":316.10000000000002},{"$f":"IF(OFFRE!$F$135<>0,OFFRE!$F$135,\"\")","v":1},316.10000000000002]
[null,null,null,{"$f":"OFFRE!$C$167","v":100000030},{"$f":"OFFRE!$D$167","v":"COLIS OPTION SONDE ECS"},{"$f":"OFFRE!$E$167","v":"AD212"},{"$f":"OFFRE!$F$167","v":43.5},{"$f":"IF(OFFRE!$F$136<>0,OFFRE!$F$136,\"\")","v":1},43.5]
[]
[null,null,null,{"$f":"OFFRE!$C$169","v":""},{"$f":"OFFRE!$D$169","v":""},{"$f":"OFFRE!$E$169","v":""},{"$f":"OFFRE!$F$169","v":""},{"$f":"IF(D60<>\"\",1,\"\")","v":""},{"$f":"IF(D60<>\"\",G60*H60,\"\")","v":""}]
[null,null,null,{"$f":"OFFRE!$C$170","v":""},{"$f":"OFFRE!$D$170","v":""},{"$f":"OFFRE!$E$170","v":""},{"$f":"OFFRE!$F$170","v":""},null,{"$f":"IF(D61<>\"\",G61*H61,\"\")","v":""}]
[null,null,null,{"$f":"OFFRE!$C$171","v":""},{"$f":"OFFRE!$D$171","v":""},{"$f":"OFFRE!$E$171","v":""},{"$f":"OFFRE!$F$171","v":""},null,{"$f":"IF(D62<>\"\",G62*H62,\"\")","v":""}]
[]
[null,null,null,null,{"$f":"OFFRE!$D$173","v":"MISE EN SERVICE (Prix net HT)"},null,{"$f":"OFFRE!$F$173","v":444},1,{"$f":"IF(H64<>\"\",G64*H64,\"\")","v":444}]
[null,null,null,null,null,null,null,null,{"$f":"G65*H65","v":0}]
[null,null,null,null,null,null,null,null,{"$f":"G66*H66","v":0}]
[null,null,null,null,null,null,null,null,{"$f":"G67*H67","v":0}]
[null,null,null,null,null,null,null,null,{"$f":"G68*H68","v":0}]
[null,null,null,null,null,null,null,null,{"$f":"G69*H69","v":0}]
[]
[null,null,"PRIX TOTAL DU SYSTEME (PP.H.T. 2010 en €)              ",null,null,null,null,null,{"$f":"SUM(I36:I70)","v":{"$error":"#N/A"}}]
[]
[null,null,"Attention ! Ne pas oublier de chiffrer l'eau glycolée !"]

{"sheet":"Coûts énergies","index":4,"n_rows":62,"n_cols":10,"rows_kept":62,"cut":false,"hidden":false,"merged":[[1,3,1,9],[38,2,38,3],[54,2,54,3],[54,6,54,7]]}
[]
[null,null,null,"Coûts des énergies"]
[]
[]
[null,null,null,null,null,null,null,null,null,{"$f":"\"Version 03/2016\"","v":"Version 03/2016"}]
[]
[]
[null,null,"Electricité"]
[]
[]
[null,null,"SIMPLE TARIF",null,null,null,"DOUBLE TARIF"]
[]
[null,null,"Electricité : Prix de 100 kWh en € TTC",null,"Au 01/2016",null,"Electricité : Prix de 100 kWh en € TTC",null,"Au 01/2016"]
[null,null,"> 3 kVA",14.67,14.67,null,"HP : Heures Pleines",16.003499999999999,16.003499999999999]
[null,null,null,null,null,null,"HC : Heures Creuses",11.1435,11.1435]
[]
[null,null,"Abonnement annuel en € TTC",null,"Au 01/2016",null,"Abonnement annuel en € TTC",null,"Au 01/2016"]
[null,null,"3 kVA",54.4467,54.45,null,"6 kVA",94.461200000000005,94.46]
[null,null,"6 kVA",88.418099999999995,88.42,null,"9 kVA",126.5168,126.52]
[null,null,"9 kVA",117.19880000000001,117.2,null,"12 kVA",204.7655,204.77]
[null,null,"12 kVA",180.1147,180.11,null,"15 kVA",237.2602,237.26]
[null,null,"15 kVA",206.57329999999999,206.57,null,"18 kVA",266.84300000000002,266.83999999999997]
[null,null,"18 kVA",237.58949999999999,237.59,null,"24 kVA",560.17619999999999,560.17999999999995]
[null,null,null,null,null,null,"30 kVA",661.91160000000002,661.91]
[null,null,null,null,null,null,"36 kVA",761.3682,761.37]
[]
[null,null,"Gaz"]
[]
[]
[]
[null,null,"Gaz : Prix de 100 kWh PCS en € TTC",null,"Au 01/2016",null,"Abonnement annuel en € TTC",null,"Au 01/2016"]
[null,null,"Tarif B1",5.12,5.1185999999999998,null,"Tarif B1",234.01,234.00960000000001]
[null,null,"Tarif B2I",5.12,5.1185999999999998,null,"Tarif B2I",234.01,234.00960000000001]
[]
[null,null,"Fioul"]
[]
[]
[]
[null,null,"Fioul : Prix de 100 kWh PCI en € TTC",null,"Au 01/2016"]
[null,null,"Fioul",7.24,7.2378999999999998]
[]
[]
[null,null,"Propane"]
[]
[]
[]
[null,null,"Propane : Prix de 100 kWh PCI en € TTC",null,"Au 01/2016"]
[null,null,"Propane",11.61,11.606999999999999]
[]
[]
[null,null,"Bois"]
[]
[]
[]
[null,null,"Bois bûche : Prix du stère en € TTC",null,null,null,"Granulé bois : Prix de la tonne en € TTC"]
[null,null,"Bois",70,null,null,"Granulé bois",265]
[]
[]
[]
[]
[]
[null,null,"Mise à jour possible :","http://developpement-durable.bsocom.fr/statistiques/ReportFolders/ReportFolders.aspx"]

{"sheet":"OFFRE","index":5,"n_rows":193,"n_cols":13,"rows_kept":193,"cut":false,"hidden":true,"merged":[[142,1,143,1]]}
[null,"Syst",{"$f":"Données!C69","v":"OenoviaPAC-GS (sol)"},"Modèle",{"$f":"Données!C72","v":"OenoniaPAC-GS 12 MR"},null,"Circuit1",{"$f":"Données!C34","v":"Plancher chauffant"}]
[null,"ROE-II",{"$f":"IF(C1=B2,1,IF(C1=B3,2,IF(C1=B4,3,IF(C1=B5,4,IF(C1=B6,5,IF(C1=B7,6))))))","v":false},{"$f":"IF($C$1=\"ROE-II\",B9,IF($C$1=\"ROE+\",C9,IF($C$1=\"SOLO\",D9,IF($C$1=\"NAPO\",E9,IF($C$1=\"ROI+\",L9,IF($C$1=\"ROE H\",M9))))))","v":false},{"$f":"IF(E1=D2,1,IF(E1=D3,2,IF(E1=D4,3,IF(E1=D5,4,IF(E1=D6,5,IF(E1=D7,6,IF(E1=D8,7)))))))","v":false},null,"Radiateurs"]
[null,"ROE+",null,{"$f":"IF($C$1=\"ROE-II\",B10,IF($C$1=\"ROE+\",C10,IF($C$1=\"SOLO\",D10,IF($C$1=\"NAPO\",E10,IF($C$1=\"ROI+\",L10,IF($C$1=\"ROE H\",M10))))))","v":false},null,null,"Plancher chauffant"]
[null,"ROI+",null,false,null,null,"-"]
[null,"ROE H",null,false]
[null,"SOLO",null,false,null,null,"Circuit2",{"$f":"Données!F34","v":"Sans"}]
[null,"NAPO",null,false,null,null,{"$f":"IF($H$1=\"Radiateurs\",\"Plancher chauffant\",IF($H$1=\"Plancher chauffant\",\"Radiateurs\",IF($H$1=\"Ventilo-convecteurs\",\"Radiateurs\")))","v":"Radiateurs"}]
[null,null,null,false,null,null,"Sans"]
[null,"ROE-II 6 MR","ROE+ 11 MR","SOLO 7 MR","NAPO 9 M",null,null,null,null,null,null,"ROI+ 8 MR","ROE H 13 MH"]
[null,"ROE-II 8 MR","ROE+ 11 TR","SOLO 9 MR","NAPO 14 M",null,null,null,null,null,null,"ROI+ 8 TR","ROE H 13 TH"]
[null,"ROE-II 10 MR","ROE+ 16 TR","SOLO 11 MR","NAPO 22 T",null,"Choix",null,null,null,null,"ROI+ 11 MR","ROE H 17 TH"]
[null,"ROE-II 10 TR",{"$f":"\"\"","v":""},"SOLO 14 TR",{"$f":"\"\"","v":""},null,0,null,null,null,null,"ROI+ 11 TR",{"$f":"\"\"","v":""}]
[null,"ROE-II 13 MR","ROE+ 18 TH","SOLO 17 TR",{"$f":"\"\"","v":""},null,1,null,null,null,null,"ROI+ 16 TR",{"$f":"\"\"","v":""}]
[null,"ROE-II 13 TR","ROE+ 22 TH",{"$f":"\"\"","v":""},{"$f":"\"\"","v":""},null,null,null,null,null,null,{"$f":"\"\"","v":""},{"$f":"\"\"","v":""}]
[null,"ROE-II 17 TR",{"$f":"\"\"","v":""},{"$f":"\"\"","v":""},{"$f":"\"\"","v":""},null,"Choix2",null,null,null,null,{"$f":"\"\"","v":""},{"$f":"\"\"","v":""}]
[null,null,{"$f":"Données!F72","v":"Electrique"},{"$f":"IF(C16<>\"Electrique\",B18,B19)","v":"Electrique"},null,null,0]
[null,"Appoint",{"$f":"D16","v":"Electrique"},"PAC",null,null,1]
[null,"Hydraulique par chaudière",{"$f":"IF(C17=B18,1,IF(C17=B19,2,IF(C17=B20,1)))","v":2},{"$f":"1+14*(C2-1)+(E2-1)*2+C18-1","v":-14},null,null,2]
[null,"Electrique"]
[null,"Sans appoint",null,null,null,null,"Ecs",{"$f":"Données!L34","v":"Oui"}]
[null,null,null,null,null,null,"Oui"]
[null,null,null,null,null,null,"Non"]
[null,"REFERENCE","DESIGNATION","COLIS","PRIX"]
[null,null,null,null,"EURO"]
[]
[1,100007570,{"$f":"VLOOKUP(OFFRE!B26,PRIX!$1:$1048576,2,FALSE)","v":"ROE-II 6 MR/H"},null,{"$f":"VLOOKUP(OFFRE!B26,PRIX!$1:$1048576,4,FALSE)","v":6948}]
[2,100007559,{"$f":"VLOOKUP(OFFRE!B27,PRIX!$1:$1048576,2,FALSE)","v":"ROE-II 6 MR/E"},null,{"$f":"VLOOKUP(OFFRE!B27,PRIX!$1:$1048576,4,FALSE)","v":6948},null,{"$f":"C1","v":"OenoviaPAC-GS (sol)"},null,"ROE-II"]
[3,100007572,{"$f":"VLOOKUP(OFFRE!B28,PRIX!$1:$1048576,2,FALSE)","v":"ROE-II 8 MR/H"},null,{"$f":"VLOOKUP(OFFRE!B28,PRIX!$1:$1048576,4,FALSE)","v":7375},null,null,null,"ROE+"]
[4,100007571,{"$f":"VLOOKUP(OFFRE!B29,PRIX!$1:$1048576,2,FALSE)","v":"ROE-II 8 MR/E"},null,{"$f":"VLOOKUP(OFFRE!B29,PRIX!$1:$1048576,4,FALSE)","v":7375},null,null,null,"ROI+"]
[5,100007574,{"$f":"VLOOKUP(OFFRE!B30,PRIX!$1:$1048576,2,FALSE)","v":"ROE-II 10 MR/H"},null,{"$f":"VLOOKUP(OFFRE!B30,PRIX!$1:$1048576,4,FALSE)","v":7803},null,null,null,"ROE H"]
[6,100007573,{"$f":"VLOOKUP(OFFRE!B31,PRIX!$1:$1048576,2,FALSE)","v":"ROE-II 10 MR/E"},null,{"$f":"VLOOKUP(OFFRE!B31,PRIX!$1:$1048576,4,FALSE)","v":7803},null,null,null,"SOLO"]
[7,100007576,{"$f":"VLOOKUP(OFFRE!B32,PRIX!$1:$1048576,2,FALSE)","v":"ROE-II 10 TR/H"},null,{"$f":"VLOOKUP(OFFRE!B32,PRIX!$1:$1048576,4,FALSE)","v":7803},null,null,null,"NAPO"]
[8,100007575,{"$f":"VLOOKUP(OFFRE!B33,PRIX!$1:$1048576,2,FALSE)","v":"ROE-II 10 TR/E"},null,{"$f":"VLOOKUP(OFFRE!B33,PRIX!$1:$1048576,4,FALSE)","v":7803}]
[9,100006701,{"$f":"VLOOKUP(OFFRE!B34,PRIX!$1:$1048576,2,FALSE)","v":"ROE-II 13 MR/H"},null,{"$f":"VLOOKUP(OFFRE!B34,PRIX!$1:$1048576,4,FALSE)","v":8872}]
[10,100006700,{"$f":"VLOOKUP(OFFRE!B35,PRIX!$1:$1048576,2,FALSE)","v":"ROE-II 13 MR/E"},null,{"$f":"VLOOKUP(OFFRE!B35,PRIX!$1:$1048576,4,FALSE)","v":8872}]
[11,100007578,{"$f":"VLOOKUP(OFFRE!B36,PRIX!$1:$1048576,2,FALSE)","v":"ROE-II 13 TR/H"},null,{"$f":"VLOOKUP(OFFRE!B36,PRIX!$1:$1048576,4,FALSE)","v":8444}]
[12,100007577,{"$f":"VLOOKUP(OFFRE!B37,PRIX!$1:$1048576,2,FALSE)","v":"ROE-II 13 TR/E"},null,{"$f":"VLOOKUP(OFFRE!B37,PRIX!$1:$1048576,4,FALSE)","v":8444}]
[13,100013202,{"$f":"VLOOKUP(OFFRE!B38,PRIX!$1:$1048576,2,FALSE)","v":"ROE-II 17 TR/EP"},null,{"$f":"VLOOKUP(OFFRE!B38,PRIX!$1:$1048576,4,FALSE)","v":9620}]
[14,100013203,{"$f":"VLOOKUP(OFFRE!B39,PRIX!$1:$1048576,2,FALSE)","v":"ROE-II 17 TR/HP"},null,{"$f":"VLOOKUP(OFFRE!B39,PRIX!$1:$1048576,4,FALSE)","v":9620}]
[15,100004435,{"$f":"VLOOKUP(OFFRE!B40,PRIX!$1:$1048576,2,FALSE)","v":"ROE+ 11 MR/H"},null,{"$f":"VLOOKUP(OFFRE!B40,PRIX!$1:$1048576,4,FALSE)","v":11705}]
[16,100004436,{"$f":"VLOOKUP(OFFRE!B41,PRIX!$1:$1048576,2,FALSE)","v":"ROE+ 11 MR/E"},null,{"$f":"VLOOKUP(OFFRE!B41,PRIX!$1:$1048576,4,FALSE)","v":11705}]
[17,100004433,{"$f":"VLOOKUP(OFFRE!B42,PRIX!$1:$1048576,2,FALSE)","v":"ROE+ 11 TR/H"},null,{"$f":"VLOOKUP(OFFRE!B42,PRIX!$1:$1048576,4,FALSE)","v":12720}]
[18,100004434,{"$f":"VLOOKUP(OFFRE!B43,PRIX!$1:$1048576,2,FALSE)","v":"ROE+ 11 TR/E"},null,{"$f":"VLOOKUP(OFFRE!B43,PRIX!$1:$1048576,4,FALSE)","v":12720}]
[19,100004437,{"$f":"VLOOKUP(OFFRE!B44,PRIX!$1:$1048576,2,FALSE)","v":"ROE+ 16 TR/H"},null,{"$f":"VLOOKUP(OFFRE!B44,PRIX!$1:$1048576,4,FALSE)","v":15285}]
[20,100004438,{"$f":"VLOOKUP(OFFRE!B45,PRIX!$1:$1048576,2,FALSE)","v":"ROE+ 16 TR/E"},null,{"$f":"VLOOKUP(OFFRE!B45,PRIX!$1:$1048576,4,FALSE)","v":15285}]
[21]
[22]
[23,100006686,{"$f":"VLOOKUP(OFFRE!B48,PRIX!$1:$1048576,2,FALSE)","v":"ROE+ 18 TH/H"},null,{"$f":"VLOOKUP(OFFRE!B48,PRIX!$1:$1048576,4,FALSE)","v":16033}]
[24,100006685,{"$f":"VLOOKUP(OFFRE!B49,PRIX!$1:$1048576,2,FALSE)","v":"ROE+ 18 TH/E"},null,{"$f":"VLOOKUP(OFFRE!B49,PRIX!$1:$1048576,4,FALSE)","v":16033}]
[25,100006688,{"$f":"VLOOKUP(OFFRE!B50,PRIX!$1:$1048576,2,FALSE)","v":"ROE+ 22 TH/H"},null,{"$f":"VLOOKUP(OFFRE!B50,PRIX!$1:$1048576,4,FALSE)","v":16461}]
[26,100006687,{"$f":"VLOOKUP(OFFRE!B51,PRIX!$1:$1048576,2,FALSE)","v":"ROE+ 22 TH/E"},null,{"$f":"VLOOKUP(OFFRE!B51,PRIX!$1:$1048576,4,FALSE)","v":16461}]
[27]
[28]
[29,100013146,{"$f":"VLOOKUP(OFFRE!B54,PRIX!$1:$1048576,2,FALSE)","v":"ROI+ 8 MR/H"},null,{"$f":"VLOOKUP(OFFRE!B54,PRIX!$1:$1048576,4,FALSE)","v":10689}]
[30,100013147,{"$f":"VLOOKUP(OFFRE!B55,PRIX!$1:$1048576,2,FALSE)","v":"ROI+ 8 MR/E"},null,{"$f":"VLOOKUP(OFFRE!B55,PRIX!$1:$1048576,4,FALSE)","v":10689}]
[31,100013148,{"$f":"VLOOKUP(OFFRE!B56,PRIX!$1:$1048576,2,FALSE)","v":"ROI+ 8 TR/H"},null,{"$f":"VLOOKUP(OFFRE!B56,PRIX!$1:$1048576,4,FALSE)","v":11503}]
[32,100013149,{"$f":"VLOOKUP(OFFRE!B57,PRIX!$1:$1048576,2,FALSE)","v":"ROI+ 8 TR/E"},null,{"$f":"VLOOKUP(OFFRE!B57,PRIX!$1:$1048576,4,FALSE)","v":11503}]
[33,100013160,{"$f":"VLOOKUP(OFFRE!B58,PRIX!$1:$1048576,2,FALSE)","v":"ROI+ 11 MR/H"},null,{"$f":"VLOOKUP(OFFRE!B58,PRIX!$1:$1048576,4,FALSE)","v":11910}]
[34,100013161,{"$f":"VLOOKUP(OFFRE!B59,PRIX!$1:$1048576,2,FALSE)","v":"ROI+ 11 MR/E"},null,{"$f":"VLOOKUP(OFFRE!B59,PRIX!$1:$1048576,4,FALSE)","v":11910}]
[35,100013162,{"$f":"VLOOKUP(OFFRE!B60,PRIX!$1:$1048576,2,FALSE)","v":"ROI+ 11 TR/H"},null,{"$f":"VLOOKUP(OFFRE!B60,PRIX!$1:$1048576,4,FALSE)","v":12725}]
[36,100013163,{"$f":"VLOOKUP(OFFRE!B61,PRIX!$1:$1048576,2,FALSE)","v":"ROI+ 11 TR/E"},null,{"$f":"VLOOKUP(OFFRE!B61,PRIX!$1:$1048576,4,FALSE)","v":12725}]
[37,100013164,{"$f":"VLOOKUP(OFFRE!B62,PRIX!$1:$1048576,2,FALSE)","v":"ROI+ 16 TR/H"},null,{"$f":"VLOOKUP(OFFRE!B62,PRIX!$1:$1048576,4,FALSE)","v":14557}]
[38,100013165,{"$f":"VLOOKUP(OFFRE!B63,PRIX!$1:$1048576,2,FALSE)","v":"ROI+ 16 TR/E"},null,{"$f":"VLOOKUP(OFFRE!B63,PRIX!$1:$1048576,4,FALSE)","v":14557}]
[39]
[40]
[41]
[42]
[43,100013172,{"$f":"VLOOKUP(OFFRE!B68,PRIX!$1:$1048576,2,FALSE)","v":"ROE 13 MH/HP"},null,{"$f":"VLOOKUP(OFFRE!B68,PRIX!$1:$1048576,4,FALSE)","v":11707}]
[44,100013171,{"$f":"VLOOKUP(OFFRE!B69,PRIX!$1:$1048576,2,FALSE)","v":"ROE 13 MH/EP"},null,{"$f":"VLOOKUP(OFFRE!B69,PRIX!$1:$1048576,4,FALSE)","v":11707}]
[45,100013174,{"$f":"VLOOKUP(OFFRE!B70,PRIX!$1:$1048576,2,FALSE)","v":"ROE 13 TH/HP"},null,{"$f":"VLOOKUP(OFFRE!B70,PRIX!$1:$1048576,4,FALSE)","v":12012}]
[46,100013173,{"$f":"VLOOKUP(OFFRE!B71,PRIX!$1:$1048576,2,FALSE)","v":"ROE 13 TH/EP"},null,{"$f":"VLOOKUP(OFFRE!B71,PRIX!$1:$1048576,4,FALSE)","v":12012}]
[47,100013176,{"$f":"VLOOKUP(OFFRE!B72,PRIX!$1:$1048576,2,FALSE)","v":"ROE 17 TH/HP"},null,{"$f":"VLOOKUP(OFFRE!B72,PRIX!$1:$1048576,4,FALSE)","v":12725}]
[48,100013175,{"$f":"VLOOKUP(OFFRE!B73,PRIX!$1:$1048576,2,FALSE)","v":"ROE 17 TH/EP"},null,{"$f":"VLOOKUP(OFFRE!B73,PRIX!$1:$1048576,4,FALSE)","v":12725}]
[49]
[50]
[51]
[52]
[53]
[54]
[55]
[56]
[57,100004454,{"$f":"VLOOKUP(OFFRE!B82,PRIX!$1:$1048576,2,FALSE)","v":"SOLO 7 MR/H"},null,{"$f":"VLOOKUP(OFFRE!B82,PRIX!$1:$1048576,4,FALSE)","v":7695}]
[58,100004455,{"$f":"VLOOKUP(OFFRE!B83,PRIX!$1:$1048576,2,FALSE)","v":"SOLO 7 MR/E"},null,{"$f":"VLOOKUP(OFFRE!B83,PRIX!$1:$1048576,4,FALSE)","v":7695}]
[59,100004456,{"$f":"VLOOKUP(OFFRE!B84,PRIX!$1:$1048576,2,FALSE)","v":"SOLO 9 MR/H"},null,{"$f":"VLOOKUP(OFFRE!B84,PRIX!$1:$1048576,4,FALSE)","v":7909}]
[60,100004457,{"$f":"VLOOKUP(OFFRE!B85,PRIX!$1:$1048576,2,FALSE)","v":"SOLO 9 MR/E"},null,{"$f":"VLOOKUP(OFFRE!B85,PRIX!$1:$1048576,4,FALSE)","v":7909}]
[61,100004458,{"$f":"VLOOKUP(OFFRE!B86,PRIX!$1:$1048576,2,FALSE)","v":"SOLO 11 MR/H"},null,{"$f":"VLOOKUP(OFFRE!B86,PRIX!$1:$1048576,4,FALSE)","v":8122}]
[62,100004459,{"$f":"VLOOKUP(OFFRE!B87,PRIX!$1:$1048576,2,FALSE)","v":"SOLO 11 MR/E"},null,{"$f":"VLOOKUP(OFFRE!B87,PRIX!$1:$1048576,4,FALSE)","v":8122}]
[63,100004460,{"$f":"VLOOKUP(OFFRE!B88,PRIX!$1:$1048576,2,FALSE)","v":"SOLO 14 TR/H"},null,{"$f":"VLOOKUP(OFFRE!B88,PRIX!$1:$1048576,4,FALSE)","v":8657}]
[64,100004461,{"$f":"VLOOKUP(OFFRE!B89,PRIX!$1:$1048576,2,FALSE)","v":"SOLO 14 TR/E"},null,{"$f":"VLOOKUP(OFFRE!B89,PRIX!$1:$1048576,4,FALSE)","v":8657}]
[65,100004462,{"$f":"VLOOKUP(OFFRE!B90,PRIX!$1:$1048576,2,FALSE)","v":"SOLO 17 TR/H"},null,{"$f":"VLOOKUP(OFFRE!B90,PRIX!$1:$1048576,4,FALSE)","v":9405}]
[66,100004463,{"$f":"VLOOKUP(OFFRE!B91,PRIX!$1:$1048576,2,FALSE)","v":"SOLO 17 TR/E"},null,{"$f":"VLOOKUP(OFFRE!B91,PRIX!$1:$1048576,4,FALSE)","v":9405}]
[67]
[68]
[69]
[70]
[71,100004426,{"$f":"VLOOKUP(OFFRE!B96,PRIX!$1:$1048576,2,FALSE)","v":"NAPO 9 M/H"},null,{"$f":"VLOOKUP(OFFRE!B96,PRIX!$1:$1048576,4,FALSE)","v":9031}]
[72,100004427,{"$f":"VLOOKUP(OFFRE!B97,PRIX!$1:$1048576,2,FALSE)","v":"NAPO 9 M/E"},null,{"$f":"VLOOKUP(OFFRE!B97,PRIX!$1:$1048576,4,FALSE)","v":9031}]
[73,100004428,{"$f":"VLOOKUP(OFFRE!B98,PRIX!$1:$1048576,2,FALSE)","v":"NAPO 14 M/H"},null,{"$f":"VLOOKUP(OFFRE!B98,PRIX!$1:$1048576,4,FALSE)","v":9512}]
[74,100004429,{"$f":"VLOOKUP(OFFRE!B99,PRIX!$1:$1048576,2,FALSE)","v":"NAPO 14 M/E"},null,{"$f":"VLOOKUP(OFFRE!B99,PRIX!$1:$1048576,4,FALSE)","v":9512}]
[75,100004430,{"$f":"VLOOKUP(OFFRE!B100,PRIX!$1:$1048576,2,FALSE)","v":"NAPO 22 T/H"},null,{"$f":"VLOOKUP(OFFRE!B100,PRIX!$1:$1048576,4,FALSE)","v":10849}]
[76,100004431,{"$f":"VLOOKUP(OFFRE!B101,PRIX!$1:$1048576,2,FALSE)","v":"NAPO 22 T/E"},null,{"$f":"VLOOKUP(OFFRE!B101,PRIX!$1:$1048576,4,FALSE)","v":10849}]
[]
[]
[]
[]
[]
[]
[null,"OPTIONS"]
[null,"REFERENCE","DESIGNATION","COLIS","PRIX"]
[null,null,null,null,"EURO"]
[]
[]
[null,100004412,{"$f":"VLOOKUP(OFFRE!B113,PRIX!$1:$1048576,2,FALSE)","v":"COLIS MODULE HYDRAULIQUE V3V MIT"},{"$f":"VLOOKUP(OFFRE!B113,PRIX!$1:$1048576,3,FALSE)","v":"EH57"},{"$f":"VLOOKUP(OFFRE!B113,PRIX!$1:$1048576,4,FALSE)","v":428.5},{"$f":"IF(G113=1,1,H113)","v":0},{"$f":"IF(H6=\"Sans\",0,1)","v":0},{"$f":"IF(C17=\"Hydraulique par chaudière\",IF(H1=\"Plancher chauffant\",IF(H6=\"Sans\",1,0),0),0)","v":0}]
[null,100007558,{"$f":"VLOOKUP(OFFRE!B114,PRIX!$1:$1048576,2,FALSE)","v":"COLIS KIT PLOTS ANTIVIBRATILS PAC ROE II"},{"$f":"VLOOKUP(OFFRE!B114,PRIX!$1:$1048576,3,FALSE)","v":"EH78"},{"$f":"VLOOKUP(OFFRE!B114,PRIX!$1:$1048576,4,FALSE)","v":106.3},{"$f":"G114+H114","v":0},{"$f":"IF(D18>=1,IF(D18<=14,1,0),0)","v":0},{"$f":"IF(D18>=43,IF(D18<=48,1,0),0)","v":0}]
[null,100001369,{"$f":"VLOOKUP(OFFRE!B115,PRIX!$1:$1048576,2,FALSE)","v":"COLIS KIT FLEXIBLES 1'' PAC ROE 6-10 / ROE+ ET APPOINT HYDRAULIQUE "},{"$f":"VLOOKUP(OFFRE!B115,PRIX!$1:$1048576,3,FALSE)","v":"EH19"},{"$f":"VLOOKUP(OFFRE!B115,PRIX!$1:$1048576,4,FALSE)","v":98.7},{"$f":"G115+H115+I115+J115","v":0},{"$f":"IF(D18>=1,IF(D18<=8,1,0),0)","v":0},{"$f":"IF(D18>=15,IF(D18<=20,1,0),0)","v":0},null,{"$f":"IF(C17=\"Hydraulique par chaudière\",1,0)","v":0}]
[null,100001369,{"$f":"VLOOKUP(OFFRE!B116,PRIX!$1:$1048576,2,FALSE)","v":"COLIS KIT FLEXIBLES 1'' PAC ROE 6-10 / ROE+ ET APPOINT HYDRAULIQUE "},{"$f":"VLOOKUP(OFFRE!B116,PRIX!$1:$1048576,3,FALSE)","v":"EH19"},{"$f":"VLOOKUP(OFFRE!B116,PRIX!$1:$1048576,4,FALSE)","v":98.7}]
[null,100001369,{"$f":"VLOOKUP(OFFRE!B117,PRIX!$1:$1048576,2,FALSE)","v":"COLIS KIT FLEXIBLES 1'' PAC ROE 6-10 / ROE+ ET APPOINT HYDRAULIQUE "},{"$f":"VLOOKUP(OFFRE!B117,PRIX!$1:$1048576,3,FALSE)","v":"EH19"},{"$f":"VLOOKUP(OFFRE!B117,PRIX!$1:$1048576,4,FALSE)","v":98.7}]
[null,100004414,{"$f":"VLOOKUP(OFFRE!B118,PRIX!$1:$1048576,2,FALSE)","v":"COLIS KIT FLEXIBLES 1''1/4 PAC ROE 13-17 / ROE+TH"},{"$f":"VLOOKUP(OFFRE!B118,PRIX!$1:$1048576,3,FALSE)","v":"EH59"},{"$f":"VLOOKUP(OFFRE!B118,PRIX!$1:$1048576,4,FALSE)","v":142.5},{"$f":"G118+H118+I118","v":0},{"$f":"IF(D18>=9,IF(D18<=14,1,0),0)","v":0},{"$f":"IF(D18>=23,IF(D18<=26,1,0),0)","v":0},{"$f":"IF(D18>=43,IF(D18<=48,1,0),0)","v":0}]
[null,100004414,{"$f":"VLOOKUP(OFFRE!B119,PRIX!$1:$1048576,2,FALSE)","v":"COLIS KIT FLEXIBLES 1''1/4 PAC ROE 13-17 / ROE+TH"},{"$f":"VLOOKUP(OFFRE!B119,PRIX!$1:$1048576,3,FALSE)","v":"EH59"},{"$f":"VLOOKUP(OFFRE!B119,PRIX!$1:$1048576,4,FALSE)","v":142.5}]
[null,100004417,{"$f":"VLOOKUP(OFFRE!B120,PRIX!$1:$1048576,2,FALSE)","v":"FILTRE 400UM + VANNE D'ISOLEMENT PAC ROE 6-10 ET ROE+"},{"$f":"VLOOKUP(OFFRE!B120,PRIX!$1:$1048576,3,FALSE)","v":"EH61"},{"$f":"VLOOKUP(OFFRE!B120,PRIX!$1:$1048576,4,FALSE)","v":88.7},{"$f":"G120+H120+I120","v":0},{"$f":"IF(D18>=1,IF(D18<=8,1,0),0)","v":0},{"$f":"IF(D18>=15,IF(D18<=20,1,0),0)","v":0},{"$f":"IF(D18>=29,IF(D18<=38,1,0),0)","v":0}]
[null,100004417,{"$f":"VLOOKUP(OFFRE!B121,PRIX!$1:$1048576,2,FALSE)","v":"FILTRE 400UM + VANNE D'ISOLEMENT PAC ROE 6-10 ET ROE+"},{"$f":"VLOOKUP(OFFRE!B121,PRIX!$1:$1048576,3,FALSE)","v":"EH61"},{"$f":"VLOOKUP(OFFRE!B121,PRIX!$1:$1048576,4,FALSE)","v":88.7}]
[null,100004780,{"$f":"VLOOKUP(OFFRE!B122,PRIX!$1:$1048576,2,FALSE)","v":"FILTRE 500UM + VANNE D'ISOLEMENT PAC ROE 13-17 ET ROE+TH"},{"$f":"VLOOKUP(OFFRE!B122,PRIX!$1:$1048576,3,FALSE)","v":"EH63"},{"$f":"VLOOKUP(OFFRE!B122,PRIX!$1:$1048576,4,FALSE)","v":120.6},{"$f":"G122+H122+I122","v":0},{"$f":"IF(D18>=9,IF(D18<=14,1,0),0)","v":0},{"$f":"IF(D18>=23,IF(D18<=26,1,0),0)","v":0},{"$f":"IF(D18>=43,IF(D18<=48,1,0),0)","v":0}]
[null,100004780,{"$f":"VLOOKUP(OFFRE!B123,PRIX!$1:$1048576,2,FALSE)","v":"FILTRE 500UM + VANNE D'ISOLEMENT PAC ROE 13-17 ET ROE+TH"},{"$f":"VLOOKUP(OFFRE!B123,PRIX!$1:$1048576,3,FALSE)","v":"EH63"},{"$f":"VLOOKUP(OFFRE!B123,PRIX!$1:$1048576,4,FALSE)","v":120.6}]
[null,100004415,{"$f":"VLOOKUP(OFFRE!B124,PRIX!$1:$1048576,2,FALSE)","v":"COLIS BALLON TAMPON 160L B 150 T"},{"$f":"VLOOKUP(OFFRE!B124,PRIX!$1:$1048576,3,FALSE)","v":"EH60"},{"$f":"VLOOKUP(OFFRE!B124,PRIX!$1:$1048576,4,FALSE)","v":659.8}]
[null,100008841,{"$f":"VLOOKUP(OFFRE!B125,PRIX!$1:$1048576,2,FALSE)","v":"COLIS BALLON TAMPON 80L B 80 T"},{"$f":"VLOOKUP(OFFRE!B125,PRIX!$1:$1048576,3,FALSE)","v":"EH85"},{"$f":"VLOOKUP(OFFRE!B125,PRIX!$1:$1048576,4,FALSE)","v":438.4}]
[null,100008833,{"$f":"VLOOKUP(OFFRE!B126,PRIX!$1:$1048576,2,FALSE)","v":"KIT DE SEPARATION DES CIRCUITS"},{"$f":"VLOOKUP(OFFRE!B126,PRIX!$1:$1048576,3,FALSE)","v":"EH83"},{"$f":"VLOOKUP(OFFRE!B126,PRIX!$1:$1048576,4,FALSE)","v":986.3},{"$f":"G126+H126","v":1},{"$f":"IF(D18>=29,IF(D18<=38,0,1),1)","v":1},{"$f":"IF(D18>=57,IF(D18<=76,1,0),0)","v":0}]
[null,100008903,{"$f":"VLOOKUP(OFFRE!B127,PRIX!$1:$1048576,2,FALSE)","v":"PLATINE DE LIMITATION DE COURANT DE DEMARAGE"},{"$f":"VLOOKUP(OFFRE!B127,PRIX!$1:$1048576,3,FALSE)","v":"EH87"},{"$f":"VLOOKUP(OFFRE!B127,PRIX!$1:$1048576,4,FALSE)","v":547.9},{"$f":"G127+H127+I127","v":0},{"$f":"IF(D18>=7,IF(D18<=8,1,0),0)","v":0},{"$f":"IF(D18>=11,IF(D18<=14,1,0),0)","v":0},{"$f":"IF(D18>=43,IF(D18<=48,1,0),0)","v":0}]
[null,100011222,{"$f":"VLOOKUP(OFFRE!B128,PRIX!$1:$1048576,2,FALSE)","v":"SUPPORT FIXATION MURALE & PLOTS ANTIVIBRATILES POUR ROE-II 6 à 10 - AWHP"},{"$f":"VLOOKUP(OFFRE!B128,PRIX!$1:$1048576,3,FALSE)","v":"EH95"},{"$f":"VLOOKUP(OFFRE!B128,PRIX!$1:$1048576,4,FALSE)","v":138.1},{"$f":"IF(D18>=1,IF(D18<=8,1,0),0)","v":0}]
[null,85757743,{"$f":"VLOOKUP(OFFRE!B129,PRIX!$1:$1048576,2,FALSE)","v":"PLATINE + SONDE POUR 1 CIRCUIT AVEC VANNE MELANGEUSE"},{"$f":"VLOOKUP(OFFRE!B129,PRIX!$1:$1048576,3,FALSE)","v":"FM48"},{"$f":"VLOOKUP(OFFRE!B129,PRIX!$1:$1048576,4,FALSE)","v":152.6},{"$f":"F113","v":0}]
[null,85757746,{"$f":"VLOOKUP(OFFRE!B130,PRIX!$1:$1048576,2,FALSE)","v":"COMMANDE A DISTANCE INTERACTIVE CDI 2 "},{"$f":"VLOOKUP(OFFRE!B130,PRIX!$1:$1048576,3,FALSE)","v":"FM51"},{"$f":"VLOOKUP(OFFRE!B130,PRIX!$1:$1048576,4,FALSE)","v":176.1}]
[null,85757747,{"$f":"VLOOKUP(OFFRE!B131,PRIX!$1:$1048576,2,FALSE)","v":"COMMANDE A DISTANCE SIMPLIFIEE AVEC SONDE D'AMBIANCE"},{"$f":"VLOOKUP(OFFRE!B131,PRIX!$1:$1048576,3,FALSE)","v":"FM52"},{"$f":"VLOOKUP(OFFRE!B131,PRIX!$1:$1048576,4,FALSE)","v":88}]
[null,88017878,{"$f":"VLOOKUP(OFFRE!B132,PRIX!$1:$1048576,2,FALSE)","v":"MODULE DE TELESURVEILLANCE VOCAL"},{"$f":"VLOOKUP(OFFRE!B132,PRIX!$1:$1048576,3,FALSE)","v":"AD152"},{"$f":"VLOOKUP(OFFRE!B132,PRIX!$1:$1048576,4,FALSE)","v":595.9}]
[]
[null,100007900,{"$f":"VLOOKUP(OFFRE!B134,PRIX!$1:$1048576,2,FALSE)","v":"PREPARATEUR MIXTE BEPC 300 POUR PAC"},{"$f":"VLOOKUP(OFFRE!B134,PRIX!$1:$1048576,3,FALSE)","v":"EH79"},{"$f":"VLOOKUP(OFFRE!B134,PRIX!$1:$1048576,4,FALSE)","v":1802},{"$f":"IF(H20=\"Oui\",1,0)","v":1}]
[null,100009229,{"$f":"VLOOKUP(OFFRE!B135,PRIX!$1:$1048576,2,FALSE)","v":"VANNE D'INVERSION ET MOTEUR"},{"$f":"VLOOKUP(OFFRE!B135,PRIX!$1:$1048576,3,FALSE)","v":"EH84"},{"$f":"VLOOKUP(OFFRE!B135,PRIX!$1:$1048576,4,FALSE)","v":316.10000000000002},{"$f":"IF(H20=\"Oui\",1,0)","v":1}]
[null,100000030,{"$f":"VLOOKUP(OFFRE!B136,PRIX!$1:$1048576,2,FALSE)","v":"COLIS OPTION SONDE ECS"},{"$f":"VLOOKUP(OFFRE!B136,PRIX!$1:$1048576,3,FALSE)","v":"AD212"},{"$f":"VLOOKUP(OFFRE!B136,PRIX!$1:$1048576,4,FALSE)","v":43.5},{"$f":"IF(H20=\"Oui\",1,0)","v":1}]
[]
[null,100013143,{"$f":"VLOOKUP(OFFRE!B138,PRIX!$1:$1048576,2,FALSE)","v":"KIT GAINE D'AIR "},{"$f":"VLOOKUP(OFFRE!B138,PRIX!$1:$1048576,3,FALSE)","v":"EH120"},{"$f":"VLOOKUP(OFFRE!B138,PRIX!$1:$1048576,4,FALSE)","v":1323.6},{"$f":"IF($C$2=3,1,0)","v":0}]
[null,100013144,{"$f":"VLOOKUP(OFFRE!B139,PRIX!$1:$1048576,2,FALSE)","v":"KIT ADDITIONNEL POUR GAINE CÔTE  SOUFFLAGE"},{"$f":"VLOOKUP(OFFRE!B139,PRIX!$1:$1048576,3,FALSE)","v":"EH121"},{"$f":"VLOOKUP(OFFRE!B139,PRIX!$1:$1048576,4,FALSE)","v":1111.8},{"$f":"IF($C$2=3,1,0)","v":0}]
[null,100013145,{"$f":"VLOOKUP(OFFRE!B140,PRIX!$1:$1048576,2,FALSE)","v":"KIT DE RACCORDEMENT HYDRAULIQUE DIRECT"},{"$f":"VLOOKUP(OFFRE!B140,PRIX!$1:$1048576,3,FALSE)","v":"EH122"},{"$f":"VLOOKUP(OFFRE!B140,PRIX!$1:$1048576,4,FALSE)","v":103.7},{"$f":"IF($C$2=3,1,0)","v":0}]
[]
[]
[null,"Système","Référence","Désignation","Colis","Prix Unitaire"]
[null,null,null,null,null,"HT en €"]
[null,"Pompe A Chaleur"]
[null,null,{"$f":"VLOOKUP(OFFRE!D18,OFFRE!A26:E101,2)","v":{"$error":"#N/A"}},{"$f":"VLOOKUP(OFFRE!D18,OFFRE!A26:E101,3)","v":{"$error":"#N/A"}},null,{"$f":"VLOOKUP(OFFRE!D18,OFFRE!A26:E101,5)","v":{"$error":"#N/A"}}]
[]
[null,"Options"]
[null,null,{"$f":"IF($F113<>0,B113,\"\")","v":""},"","",""]
[null,null,"","","",{"$f":"IF($F114<>0,E114,\"\")","v":""}]
[null,null,{"$f":"IF($C$1=\"ROE+\",B117,IF($C$1=\"ROI+\",B116,IF($F115<>0,B115,\"\")))","v":""},{"$f":"IF($C$1=\"ROE+\",C117,IF($C$1=\"ROI+\",C116,IF($F115<>0,C115,\"\")))","v":""},{"$f":"IF($C$1=\"ROE+\",D117,IF($C$1=\"ROI+\",D116,IF($F115<>0,D115,\"\")))","v":""},{"$f":"IF($C$1=\"ROE+\",E117,IF($C$1=\"ROI+\",E116,IF($F115<>0,E115,\"\")))","v":""}]
[null,null,{"$f":"IF($F118<>0,B118,\"\")","v":""},{"$f":"IF(C1=\"ROE H\",C119,IF($F118<>0,C118,\"\"))","v":""},{"$f":"IF($F118<>0,D118,\"\")","v":""},{"$f":"IF($F118<>0,E118,\"\")","v":""}]
[null,null,{"$f":"IF($F120<>0,B120,\"\")","v":""},{"$f":"IF(D18>=29,IF(D18<=38,C121,\"\"),IF($F120<>0,C120,\"\"))","v":""},{"$f":"IF($F120<>0,D120,\"\")","v":""},{"$f":"IF($F120<>0,E120,\"\")","v":""}]
[null,null,{"$f":"IF($F122<>0,B122,\"\")","v":""},{"$f":"IF(C1=\"ROE H\",C123,IF($F122<>0,C122,\"\"))","v":""},{"$f":"IF($F122<>0,D122,\"\")","v":""},{"$f":"IF($F122<>0,E122,\"\")","v":""}]
[null,null,{"$f":"B124","v":100004415},"COLIS BALLON TAMPON 160L B 150 T","EH60",659.8]
[null,null,100008841,"COLIS BALLON TAMPON 80L B 80 T","EH85",438.4]
[null,null,{"$f":"IF($F$126<>1,\"\",B126)","v":100008833},{"$f":"IF($F$126<>1,\"\",C126)","v":"KIT DE SEPARATION DES CIRCUITS"},{"$f":"IF($F$126<>1,\"\",D126)","v":"EH83"},{"$f":"IF($F$126<>1,\"\",E126)","v":986.3}]
[null,null,{"$f":"IF($E$1=\"ROE H 13 MH\",\"\",IF($F127<>0,B127,\"\"))","v":""},{"$f":"IF($E$1=\"ROE H 13 MH\",\"\",IF($F127<>0,C127,\"\"))","v":""},{"$f":"IF($E$1=\"ROE H 13 MH\",\"\",IF($F127<>0,D127,\"\"))","v":""},{"$f":"IF($E$1=\"ROE H 13 MH\",\"\",IF($F127<>0,E127,\"\"))","v":""}]
[null,null,{"$f":"IF($F128<>0,B128,\"\")","v":""},"","",""]
[null,null,"","","",""]
[null,null,{"$f":"B130","v":85757746},{"$f":"C130","v":"COMMANDE A DISTANCE INTERACTIVE CDI 2 "},{"$f":"D130","v":"FM51"},{"$f":"E130","v":176.1}]
[null,null,{"$f":"B131","v":85757747},"COMMANDE A DISTANCE SIMPLIFIEE AVEC SONDE D'AMBIANCE","FM52",88]
[null,null,88017878,"MODULE DE TELESURVEILLANCE VOCAL","AD152",595.9]
[]
[null,null,{"$f":"IF($F134<>0,B134,\"\")","v":100007900},"PREPARATEUR MIXTE BEPC 300 POUR PAC","EH79",1802]
[null,null,100009229,"VANNE D'INVERSION ET MOTEUR","EH84",316.10000000000002]
[null,null,100000030,"COLIS OPTION SONDE ECS","AD212",43.5]
[]
[null,null,{"$f":"IF($F$138=1,B138,\"\")","v":""},{"$f":"IF($F$138=1,C138,\"\")","v":""},{"$f":"IF($F$138=1,D138,\"\")","v":""},{"$f":"IF($F$138=1,E138,\"\")","v":""}]
[null,null,{"$f":"IF($F$139=1,B139,\"\")","v":""},{"$f":"IF($F$139=1,C139,\"\")","v":""},{"$f":"IF($F$139=1,D139,\"\")","v":""},{"$f":"IF($F$139=1,E139,\"\")","v":""}]
[null,null,{"$f":"IF($F$140=1,B140,\"\")","v":""},{"$f":"IF($F$140=1,C140,\"\")","v":""},{"$f":"IF($F$140=1,D140,\"\")","v":""},{"$f":"IF($F$140=1,E140,\"\")","v":""}]
[]
[null,null,null,"MISE EN SERVICE (Prix net HT)",null,{"$f":"IF(OR(C2=2,C2=3,C2=4),444,IF(OR(C2=5,C2=6),391,IF(E2>=5,444,310)))","v":444}]
[]
[]
[]
[]
[]
[]
[]
[]
[null,"Image",{"$f":"IF(C1=B2,1,IF(C1=B3,2,IF(C1=B6,3,IF(C1=B7,3,IF(C1=B4,4,IF(C1=B5,5,6))))))","v":6},{"$f":"C182","v":6}]
[null,1]
[null,2]
[null,3]
[null,4]
[null,5]
[null,6]
[null,null,null,null,null,null,null,null,null,"Schema",{"$f":"IF(C1=B2,1,IF(C1=B3,2,IF(C1=B6,3,IF(C1=B7,4))))","v":false}]
[null,null,1,null,null,null,null,null,null,1]
[null,null,2,null,null,null,null,null,null,2]
[null,null,null,null,null,null,null,null,null,3]
[null,null,null,null,null,null,null,null,null,4]

{"sheet":"calculs","index":6,"n_rows":670,"n_cols":78,"rows_kept":670,"cut":false,"hidden":true,"merged":[[1,29,1,30]]}
[]
[null,"Index","n° départ.","Département",null,null,"Hiver","Eté","N° MINI","N° MAXI","T° EXT mini","T° EXT mini","Iles","côte < 25 km","Alt. entre 0 et 200 m","Alt. entre 201 et 400 m","Alt. entre 401 et 500 m","Alt. entre 501 et 600 m","Alt. entre 601 et 700 m","Alt. entre 701 et 800 m","Alt. entre 801 et 900 m","Alt. entre 901 et 1000 m","Alt. entre 1001 et 1100 m","Alt. entre 1101 et 1200 m","Alt. entre 1201 et 1300 m","Alt. entre 1301 et 1400 m","Alt. entre 1401 et 1500 m","Nréf (h)","Dhréf (degrés-heures)","Précision de la situation",null,"Préf 1 (W/m²)","Préf 2 (W/m²)","Pref moyen","C3 (h/m)","C4 (h/km)","CESI","CESI","CESI"]
[null,1,2,3,4,null,5,6,7,8,9,10,11,12,13,14,15,16,17,18,19,20,21,22,23,24,25,26,27,28,29,30,31,32,33,34,35,36,37,null,null,{"$f":"Données!F20","v":"Entre 0 et 200 m"}]
[null,2,1,"Ain",{"$f":"C4&\" - \"&D4","v":"1 - Ain"},2,"H1","Ec",2,{"$f":"MATCH(L4,M4:AA4,0)-1","v":12},{"$f":"MAX(M4:AA4)","v":-10},{"$f":"MIN(M4:AA4)","v":-20},"-","-",-10,-11,-12,-13,-14,-15,-16,-17,-18,-19,-20,"-","-",4900,63000,null,null,80,null,{"$f":"IF(AG4=0,AF4,(AF4+AG4)/2)","v":80},1.5,null,"I2",1450,1,1,"Entre 0 et 200 m",{"$f":"IF(AP3=AO4,1,IF(AP3=AO5,2,IF(AP3=AO6,3,IF(AP3=AO7,4,IF(AP3=AO8,5,IF(AP3=AO9,6,IF(AP3=AO10,7)))))))","v":1},{"$f":"IF(AP3=AO11,8,IF(AP3=AO12,9,IF(AP3=AO13,10,IF(AP3=AO14,11,IF(AP3=AO15,12,IF(AP3=AO16,13))))))","v":false},{"$f":"AQ4+AP4","v":1}]
[null,3,2,"Aisne","2 - Aisne",3,"H1","Ea",2,3,{"$f":"MAX(M5:AA5)","v":-7},{"$f":"MIN(M5:AA5)","v":-8},"-","-",-7,-8,"-","-","-","-","-","-","-","-","-","-","-",5800,65400,null,null,73,null,{"$f":"IF(AG5=0,AF5,(AF5+AG5)/2)","v":73},null,null,"I1",1250,1,2,"Entre 201 et 400 m"]
[null,4,3,"Allier","3 - Allier",4,"H1","Ec",2,14,-8,{"$f":"MIN(M6:AA6)","v":-20},"-","-",-8,-9,-10,-11,-12,-13,-14,-15,-16,-17,-18,-19,-20,5100,60200,null,null,79,null,79,1.5,null,"I2",1450,1,3,"Entre 401 et 500 m"]
[null,5,4,"Alpes de haute provence","4 - Alpes de haute provence",5,"H2","Ed",2,14,-8,{"$f":"MIN(M7:AA7)","v":-20},"-","-",-8,-9,-10,-11,-12,-13,-14,-15,-16,-17,-18,-19,-20,4100,53100,null,null,132,null,132,1.5,null,"I4",2200,1.2,4,"Entre 501 et 600 m"]
[null,6,5,"Hautes-Alpes","5 - Hautes-Alpes",6,"H1","Ed",2,12,-10,-20,"-","-",-10,-11,-12,-13,-14,-15,-16,-17,-18,-19,-20,"-","-",4200,63000,"Ouest","Est",125,135,130,1.5,null,"I3",1800,1.3,5,"Entre 601 et 700 m"]
[null,7,6,"Alpes maritimes","6 - Alpes maritimes",7,"H3","Ed",0,14,0,-12,0,-2,-5,-6,-7,-7,-8,-8,-9,-9,-10,-10,-11,-11,-12,3900,36000,null,null,135,null,135,1.8,5,"I4",2200,1.1000000000000001,6,"Entre 701 et 800 m"]
[null,8,7,"Ardèche","7 - Ardèche",8,"H2","Ed",2,10,-6,-14,"-","-",-6,-7,-8,-9,-10,-11,-12,-13,-14,"-","-","-","-",4900,55500,"Nord","Sud",95,110,102.5,1.5,null,"I3",1800,1,7,"Entre 801 et 900 m"]
[null,9,8,"Ardennes","8 - Ardennes",9,"H1","Eb",2,4,-10,-12,"-","-",-10,-11,-12,"-","-","-","-","-","-","-","-","-","-",5600,70500,null,null,71,null,71,null,null,"I1",1250,1,8,"Entre 901 et 1000 m"]
[null,10,9,"Ariège","9 - Ariège",10,"H2","Ec",2,14,-5,-12,"-","-",-5,-6,-7,-7,-8,-8,-9,-9,-10,-10,-11,-11,-12,4400,54500,null,null,110,null,110,1.5,null,"I3",1800,1,9,"Entre 1001 et 1100 m"]
[null,11,10,"Aube","10 - Aube",11,"H1","Eb",2,3,-10,-11,"-","-",-10,-11,"-","-","-","-","-","-","-","-","-","-","-",5500,62900,null,null,74,null,74,null,null,"I1",1250,1,10,"Entre 1101 et 1200 m"]
[null,12,11,"Aude","11 - Aude",12,"H3","Ed",0,14,-2,-12,-2,-4,-5,-6,-7,-7,-8,-8,-9,-9,-10,-10,-11,-11,-12,4000,46300,">30km de la mer","<30km de la mer",101,127,114,1.8,5,"I4",2200,1,11,"Entre 1201 et 1300 m"]
[null,13,12,"Aveyron","12 - Aveyron",13,"H2","Ec",2,13,-8,-19,"-","-",-8,-9,-10,-11,-12,-13,-14,-15,-16,-17,-18,-19,"-",4400,52100,"Nord","Sud",90,103,96.5,1.5,null,"I3",1800,1,12,"Entre 1301 et 1400 m"]
[null,14,13,"Bouches-du-Rhône","13 - Bouches-du-Rhône",14,"H3","Ed",0,14,-3,-12,-3,-5,-5,-6,-7,-7,-8,-8,-9,-9,-10,-10,-11,-11,-12,4000,36000,null,null,132,null,132,1.8,5,"I4",2200,1,13,"Entre 1401 et 1500 m"]
[null,15,14,"Calvados","14 - Calvados",15,"H1","Ea",0,3,-5,-8,-5,-7,-7,-8,"-","-","-","-","-","-","-","-","-","-","-",5700,57900,null,null,79,null,79,null,5,"I1",1250,1]
[null,16,15,"Cantal","15 - Cantal",16,"H1","Ec",0,13,-8,-19,"-","-",-8,-9,-10,-11,-12,-13,-14,-15,-16,-17,-18,-19,"-",5000,57600,null,null,87,null,87,1.5,null,"I2",1450,1.1000000000000001]
[null,17,16,"Charente","16 - Charente",17,"H2","Ec",0,3,-5,-6,"-","-",-5,-6,"-","-","-","-","-","-","-","-","-","-","-",5000,49800,null,null,87,null,87,null,null,"I2",1450,1]
[null,18,17,"Charente-Maritime","17 - Charente-Maritime",18,"H2","Ec",2,2,-2,-5,-2,-4,-5,"-","-","-","-","-","-","-","-","-","-","-","-",5000,44300,null,null,88,null,88,null,5,"I3",1800,1.1000000000000001]
[null,19,18,"Cher","18 - Cher",19,"H2","Eb",0,4,-7,-9,"-","-",-7,-8,-9,"-","-","-","-","-","-","-","-","-","-",5300,58000,null,null,79,null,79,null,null,"I2",1450,1]
[null,20,19,"Corrèze","19 - Corrèze",20,"H1","Ec",0,13,-8,-19,"-","-",-8,-9,-10,-11,-12,-13,-14,-15,-16,-17,-18,-19,"-",5000,54000,null,null,85,null,85,1.5,null,"I2",1450,1.2]
[null,21,"2A","Corse-du-Sud","2A - Corse-du-Sud",21,"H3","Ed",1,7,-2,-6,"-",-2,-2,-3,-4,-4,-5,-6,-6,-6,-6,-6,-6,-6,-6,4200,34000,null,null,126,null,126,1.8,5,"I4",2200,1.1000000000000001]
[null,22,"2B","Haute-Corse","2B - Haute-Corse",22,"H3","Ed",1,7,-2,-6,"-",-2,-2,-3,-4,-4,-5,-6,-6,-6,-6,-6,-6,-6,-6,4000,32000,null,null,126,null,126,1.8,5,"I4",2200,1.1000000000000001]
[null,23,21,"Côte-d'Or","21 - Côte-d'Or",23,"H1","Ec",2,6,-10,-14,"-","-",-10,-11,-12,-13,-14,"-","-","-","-","-","-","-","-",4900,63000,null,null,73,null,73,1.5,null,"I2",1450,1]
[null,24,22,"Côtes-d'Armor","22 - Côtes-d'Armor",24,"H2","Ea",0,3,-2,-5,-2,-4,-4,-5,"-","-","-","-","-","-","-","-","-","-","-",5400,48600,null,null,79,null,79,null,5,"I1",1250,1]
[null,25,23,"Creuse","23 - Creuse",25,"H1","Ec",2,13,-8,-19,"-","-",-8,-9,-10,-11,-12,-13,-14,-15,-16,-17,-18,-19,"-",5200,65000,null,null,84,null,84,1.5,null,"I2",1450,1.1000000000000001]
[null,26,24,"Dordogne","24 - Dordogne",26,"H2","Ec",2,4,-5,-7,"-","-",-5,-6,-7,"-","-","-","-","-","-","-","-","-","-",5000,49900,null,null,87,null,87,null,null,"I2",1450,1]
[null,27,25,"Doubs","25 - Doubs",27,"H1","Ec",2,10,-12,-20,"-","-",-12,-13,-14,-15,-16,-17,-18,-19,-20,"-","-","-","-",5000,65300,null,null,71,null,71,1.5,null,"I2",1450,1]
[null,28,26,"Drôme","26 - Drôme",28,"H2","Ed",2,10,-6,-14,"-","-",-6,-7,-8,-9,-10,-11,-12,-13,-14,"-","-","-","-",4800,50900,"Nord","Sud",100,120,110,1.5,null,"I3",1800,1]
[null,29,27,"Eure","27 - Eure",29,"H1","Ea",2,3,-7,-8,"-","-",-7,-8,"-","-","-","-","-","-","-","-","-","-","-",5500,60000,null,null,78,null,78,null,5,"I1",1250,1]
[null,30,28,"Eure-et-Loire","28 - Eure-et-Loire",30,"H1","Eb",2,3,-7,-8,"-","-",-7,-8,"-","-","-","-","-","-","-","-","-","-","-",5600,60504,null,null,78,null,78,null,null,"I2",1450,1]
[null,31,29,"Finistère","29 - Finistère",31,"H2","Ea",0,3,-2,-5,-2,-4,-4,-5,"-","-","-","-","-","-","-","-","-","-","-",5800,44900,null,null,79,null,79,null,5,"I1",1250,1]
[null,32,30,"Gard","30 - Gard",32,"H3","Ed",0,14,-3,-12,-3,-3,-5,-6,-7,-7,-8,-8,-9,-9,-10,-10,-11,-11,-12,4000,42300,"Nord","Sud",120,127,123.5,1.8,5,"I4",2200,1]
[null,33,31,"Haute-Garonne","31 - Haute-Garonne",33,"H2","Ec",2,14,-5,-12,"-","-",-5,-6,-7,-7,-8,-8,-9,-9,-10,-10,-11,-11,-12,4500,48300,null,null,98,null,98,1.5,null,"I3",1800,1]
[null,34,32,"Gers","32 - Gers",34,"H2","Ec",2,3,-5,-6,"-","-",-5,-6,"-","-","-","-","-","-","-","-","-","-","-",4800,48000,null,null,92,null,92,null,null,"I3",1800,1]
[null,35,33,"Gironde","33 - Gironde",35,"H2","Ec",0,2,-2,-5,-2,-4,-5,"-","-","-","-","-","-","-","-","-","-","-","-",4500,44400,null,null,91,null,91,null,5,"I3",1800,1]
[null,36,34,"Hérault","34 - Hérault",36,"H3","Ed",0,14,-3,-12,-3,-3,-5,-6,-7,-7,-8,-8,-9,-9,-10,-10,-11,-11,-12,4100,36500,">30km de la mer","<30km de la mer",110,127,118.5,1.8,5,"I4",2200,1]
[null,37,35,"Ile-et-Vilaine","35 - Ile-et-Vilaine",37,"H2","Ea",0,1,-2,-4,-2,-4,-4,"-","-","-","-","-","-","-","-","-","-","-","-",5300,53000,null,null,79,null,79,null,5,"I2",1450,1]
[null,38,36,"Indre","36 - Indre",38,"H2","Eb",2,4,-7,-9,"-","-",-7,-8,-9,"-","-","-","-","-","-","-","-","-","-",5300,59000,null,null,84,null,84,null,null,"I2",1450,1]
[null,39,37,"Indre-et-Loire","37 - Indre-et-Loire",39,"H2","Eb",2,2,-7,-7,"-","-",-7,"-","-","-","-","-","-","-","-","-","-","-","-",5300,57000,null,null,85,null,85,null,null,"I2",1450,1]
[null,40,38,"Isère","38 - Isère",40,"H1","Ec",2,12,-10,-20,"-","-",-10,-11,-12,-13,-14,-15,-16,-17,-18,-19,-20,"-","-",4800,62700,"Nord","Sud",90,115,102.5,1.5,null,"I3",1800,1.1000000000000001]
[null,41,39,"Jura","39 - Jura",41,"H1","Ec",2,12,-10,-20,"-","-",-10,-11,-12,-13,-14,-15,-16,-17,-18,-19,-20,"-","-",4900,65000,null,null,74,null,74,1.5,null,"I2",1450,1]
[null,42,40,"Landes","40 - Landes",42,"H2","Ec",0,3,-2,-6,-2,-4,-5,-6,"-","-","-","-","-","-","-","-","-","-","-",4400,42000,null,null,94,null,94,null,5,"I3",1800,1]
[null,43,41,"Loir-et-Cher","41 - Loir-et-Cher",43,"H2","Eb",2,3,-7,-8,"-","-",-7,-8,"-","-","-","-","-","-","-","-","-","-","-",5400,59000,null,null,82,null,82,null,null,"I2",1450,1]
[null,44,42,"Loire","42 - Loire",44,"H1","Ec",2,12,-10,-20,"-","-",-10,-11,-12,-13,-14,-15,-16,-17,-18,-19,-20,"-","-",4900,63300,null,null,83,null,83,1.5,null,"I2",1450,1]
[null,45,43,"Haute-Loire","43 - Haute-Loire",45,"H1","Ec",2,13,-8,-19,"-","-",-8,-9,-10,-11,-12,-13,-14,-15,-16,-17,-18,-19,"-",5000,61000,null,null,92,null,92,1.5,null,"I2",1450,1.1000000000000001]
[null,46,44,"Loire Atlantique","44 - Loire Atlantique",46,"H2","Eb",0,2,-2,-5,-2,-4,-5,"-","-","-","-","-","-","-","-","-","-","-","-",4900,49700,null,null,82,null,82,null,5,"I2",1450,1]
[null,47,45,"Loiret","45 - Loiret",47,"H1","Eb",2,3,-7,-8,"-","-",-7,-8,"-","-","-","-","-","-","-","-","-","-","-",5400,61000,null,null,78,null,78,null,null,"I2",1450,1]
[null,48,46,"Lot","46 - Lot",48,"H2","Ec",2,10,-6,-14,"-","-",-6,-7,-8,-9,-10,-11,-12,-13,-14,"-","-","-","-",4600,51100,null,null,88,null,88,1.5,null,"I3",1800,1]
[null,49,47,"Lot-et-Garonne","47 - Lot-et-Garonne",49,"H2","Ec",2,3,-5,-6,"-","-",-5,-6,"-","-","-","-","-","-","-","-","-","-","-",5000,49800,null,null,87,null,87,null,null,"I3",1800,1]
[null,50,48,"Lozère","48 - Lozère",50,"H2","Ed",2,13,-8,-19,"-","-",-8,-9,-10,-11,-12,-13,-14,-15,-16,-17,-18,-19,"-",4600,64800,null,null,100,null,100,1.5,null,"I3",1800,1]
[null,51,49,"Maine-et-Loire","49 - Maine-et-Loire",51,"H2","Eb",2,3,-7,-8,"-","-",-7,-8,"-","-","-","-","-","-","-","-","-","-","-",5200,55000,null,null,83,null,83,null,null,"I2",1450,1]
[null,52,50,"Manche","50 - Manche",52,"H2","Ea",0,3,-2,-5,-2,-2,-4,-5,"-","-","-","-","-","-","-","-","-","-","-",5700,49700,null,null,76,null,76,null,4,"I1",1250,1]
[null,53,51,"Marne","51 - Marne",53,"H1","Eb",2,3,-10,-11,"-","-",-10,-11,"-","-","-","-","-","-","-","-","-","-","-",5600,65000,null,null,74,null,74,null,null,"I1",1250,1]
[null,54,52,"Haute-Marne","52 - Haute-Marne",54,"H1","Eb",2,5,-12,-15,"-","-",-12,-13,-14,-15,"-","-","-","-","-","-","-","-","-",5200,62700,null,null,73,null,73,1.5,null,"I1",1250,1]
[null,55,53,"Mayenne","53 - Mayenne",55,"H2","Eb",2,3,-7,-8,"-","-",-7,-8,"-","-","-","-","-","-","-","-","-","-","-",5200,55200,null,null,81,null,81,null,null,"I2",1450,1]
[null,56,54,"Meurthe-et-Moselle","54 - Meurthe-et-Moselle",56,"H1","Eb",2,8,-15,-20,"-","-",-15,-15,-16,-17,-18,-19,-20,"-","-","-","-","-","-",5800,66500,null,null,69,null,69,null,null,"I1",1250,1]
[null,57,55,"Meuse","55 - Meuse",57,"H1","Eb",2,4,-12,-14,"-","-",-12,-13,-14,"-","-","-","-","-","-","-","-","-","-",5600,71200,null,null,71,null,71,null,null,"I1",1250,1]
[null,58,56,"Morbihan","56 - Morbihan",58,"H2","Ea",0,3,-2,-5,-2,-4,-4,-5,"-","-","-","-","-","-","-","-","-","-","-",5100,48000,null,null,79,null,79,null,5,"I2",1450,1]
[null,59,57,"Moselle","57 - Moselle",59,"H1","Eb",2,8,-15,-20,"-","-",-15,-15,-16,-17,-18,-19,-20,"-","-","-","-","-","-",5600,68000,null,null,69,null,69,null,null,"I1",1250,1]
[null,60,58,"Nièvre","58 - Nièvre",60,"H1","Eb",2,12,-10,-20,"-","-",-10,-11,-12,-13,-14,-15,-16,-17,-18,-19,-20,"-","-",5200,60800,null,null,76,null,76,1.5,null,"I2",1450,1]
[null,61,59,"Nord","59 - Nord",61,"H1","Ea",0,3,-7,-10,-7,-9,-9,-10,"-","-","-","-","-","-","-","-","-","-","-",5500,60000,null,null,69,null,69,null,5,"I1",1250,1]
[null,62,60,"Oise","60 - Oise",62,"H1","Ea",2,3,-7,-8,"-","-",-7,-8,"-","-","-","-","-","-","-","-","-","-","-",5700,61200,null,null,75,null,75,null,null,"I1",1250,1]
[null,63,61,"Orne","61 - Orne",63,"H1","Ea",2,4,-7,-9,"-","-",-7,-8,-9,"-","-","-","-","-","-","-","-","-","-",5600,60900,null,null,79,null,79,null,null,"I1",1250,1]
[null,64,62,"Pas-de-Calais","62 - Pas-de-Calais",64,"H1","Ea",0,3,-7,-10,-7,-9,-9,-10,"-","-","-","-","-","-","-","-","-","-","-",5500,60400,null,null,69,null,69,null,5,"I1",1250,1]
[null,65,63,"Puy-de-Dôme","63 - Puy-de-Dôme",65,"H1","Ec",2,13,-8,-19,"-","-",-8,-9,-10,-11,-12,-13,-14,-15,-16,-17,-18,-19,"-",4800,60000,null,null,83,null,83,1.5,null,"I2",1450,1.1000000000000001]
[null,66,64,"Pyrénées Atlantiques",{"$f":"C68&\" - \"&D68","v":"64 - Pyrénées Atlantiques"},66,"H2","Ec",0,{"$f":"MATCH(L68,M68:AA68,0)-1","v":14},-3,-12,-3,-4,-5,-6,-7,-7,-8,-8,-9,-9,-10,-10,-11,-11,-12,4200,38400,null,null,98,null,98,1.8,5,"I3",1800,1.1000000000000001]
[null,67,65,"Hautes-Pyrénées","65 - Hautes-Pyrénées",67,"H2","Ec",2,14,{"$f":"MAX(M69:AA69)","v":-5},-12,"-","-",-5,-6,-7,-7,-8,-8,-9,-9,-10,-10,-11,-11,-12,4600,52500,null,null,98,null,{"$f":"IF(AG69=0,AF69,(AF69+AG69)/2)","v":98},1.5,null,"I3",1800,1]
[null,68,66,"Pyrénées-orientales","66 - Pyrénées-orientales",68,"H3","Ed",0,14,-2,-12,-2,-4,-5,-6,-7,-7,-8,-8,-9,-9,-10,-10,-11,-11,-12,3700,36000,">30km de la mer","<30km de la mer",140,127,133.5,1.8,5,"I4",2200,1.1000000000000001]
[null,69,67,"Bas-Rhin","67 - Bas-Rhin",69,"H1","Eb",2,8,-15,{"$f":"MIN(M71:AA71)","v":-20},"-","-",-15,-15,-16,-17,-18,-19,-20,"-","-","-","-","-","-",5200,64800,null,null,66,null,66,1.5,null,"I1",1250,1]
[null,70,68,"Haut-Rhin","68 - Haut-Rhin",70,"H1","Eb",2,8,-15,-20,"-","-",-15,-15,-16,-17,-18,-19,-20,"-","-","-","-","-","-",5300,64000,null,null,69,null,69,1.5,null,"I1",1250,1]
[null,71,69,"Rhône","69 - Rhône",71,"H1","Ec",2,12,-10,-20,"-","-",-10,-11,-12,-13,-14,-15,-16,-17,-18,-19,-20,"-","-",4900,58800,null,null,80,null,80,1.5,null,"I2",1450,1]
[null,72,70,"Haute-Saône","70 - Haute-Saône",72,"H1","Eb",2,12,-10,-20,"-","-",-10,-11,-12,-13,-14,-15,-16,-17,-18,-19,-20,"-","-",5300,65000,null,null,71,null,71,1.5,null,"I1",1250,1]
[null,73,71,"Saône-et-Loire","71 - Saône-et-Loire",73,"H1","Ec",2,12,-10,-20,"-","-",-10,-11,-12,-13,-14,-15,-16,-17,-18,-19,-20,"-","-",5200,62400,null,null,74,null,74,1.5,null,"I2",1450,1]
[null,74,72,"Sarthe","72 - Sarthe",74,"H2","Eb",2,3,-7,-8,"-","-",-7,-8,"-","-","-","-","-","-","-","-","-","-","-",5300,57000,null,null,82,null,82,null,null,"I2",1450,1]
[null,75,73,"Savoie","73 - Savoie",75,"H1","Ec",2,12,-10,-20,"-","-",-10,-11,-12,-13,-14,-15,-16,-17,-18,-19,-20,"-","-",4600,67100,null,null,100,null,100,1.5,null,"I2",1450,1.1000000000000001]
[null,76,74,"Haute-Savoie","74 - Haute-Savoie",76,"H1","Ec",2,12,-10,-20,"-","-",-10,-11,-12,-13,-14,-15,-16,-17,-18,-19,-20,"-","-",4900,64100,null,null,80,null,80,1.5,null,"I2",1450,1]
[null,77,75,"Paris","75 - Paris",77,"H1","Eb",2,2,-5,-5,"-","-",-5,"-","-","-","-","-","-","-","-","-","-","-","-",5100,55000,null,null,66,null,66,null,null,"I1",1250,1]
[null,78,76,"Seine-Maritime","76 - Seine-Maritime",78,"H1","Ea",0,3,-5,-8,-5,-7,-7,-8,"-","-","-","-","-","-","-","-","-","-","-",5500,58000,null,null,76,null,76,null,5,"I1",1250,1]
[null,79,77,"Seine-et-Marne","77 - Seine-et-Marne",79,"H1","Eb",2,3,-7,-8,"-","-",-7,-8,"-","-","-","-","-","-","-","-","-","-","-",5500,60000,null,null,72,null,72,null,null,"I1",1250,1]
[null,80,78,"Yvelines","78 - Yvelines",80,"H1","Eb",2,2,-7,-7,"-","-",-7,"-","-","-","-","-","-","-","-","-","-","-","-",5800,63100,null,null,72,null,72,null,null,"I1",1250,1]
[null,81,79,"Deux-Sèvres","79 - Deux-Sèvres",81,"H2","Eb",2,3,-7,-8,"-","-",-7,-8,"-","-","-","-","-","-","-","-","-","-","-",5300,50400,null,null,85,null,85,null,null,"I2",1450,1]
[null,82,80,"Somme","80 - Somme",82,"H1","Ea",0,3,-7,-10,-7,-8,-9,-10,"-","-","-","-","-","-","-","-","-","-","-",5800,62500,null,null,73,null,73,null,5,"I1",1250,1]
[null,83,81,"Tarn","81 - Tarn",83,"H2","Ec",2,14,-5,-12,"-","-",-5,-6,-7,-7,-8,-8,-9,-9,-10,-10,-11,-11,-12,4400,40000,null,null,100,null,100,1.5,null,"I3",1800,1]
[null,84,82,"Tarn-et-Garonne","82 - Tarn-et-Garonne",84,"H2","Ec",1,3,-5,-6,"-","-",-5,-6,"-","-","-","-","-","-","-","-",null,"-","-",4800,49200,null,null,90,null,90,null,null,"I3",1800,1]
[null,85,83,"Var","83 - Var",85,"H3","Ed",1,14,0,-12,0,-2,-5,-6,-7,-7,-8,-8,-9,-9,-10,-10,-11,-11,-12,3900,36000,null,null,132,null,132,1.8,5,"I4",2200,1.1000000000000001]
[null,86,84,"Vaucluse","84 - Vaucluse",86,"H2","Ed",2,10,-6,-14,"-","-",-6,-7,-8,-9,-10,-11,-12,-13,-14,"-","-","-","-",4600,44000,null,null,126,null,126,1.5,null,"I4",2200,1.1000000000000001]
[null,87,85,"Vendée","85 - Vendée",87,"H2","Eb",0,3,-2,-6,-2,-4,-5,-6,"-","-","-","-","-","-","-","-","-","-","-",5200,50000,null,null,85,null,85,null,5,"I3",1800,1]
[null,88,86,"Vienne","86 - Vienne",88,"H2","Eb",2,3,-7,-8,"-","-",-7,-8,"-","-","-","-","-","-","-","-","-","-","-",5300,56000,null,null,86,null,86,null,null,"I2",1450,1]
[null,89,87,"Haute-Vienne","87 - Haute-Vienne",89,"H1","Ec",2,13,-8,-19,"-","-",-8,-9,-10,-11,-12,-13,-14,-15,-16,-17,-18,-19,"-",5200,60400,null,null,86,null,86,1.5,null,"I2",1450,1.1000000000000001]
[null,90,88,"Vosges","88 - Vosges",90,"H1","Eb",2,8,-15,-20,"-","-",-15,-15,-16,-17,-18,-19,-20,"-","-","-","-","-","-",5300,65000,null,null,71,null,71,1.5,null,"I1",1250,1]
[null,91,89,"Yonne","89 - Yonne",91,"H1","Eb",2,6,-10,-14,"-","-",-10,-11,-12,-13,-14,"-","-","-","-","-","-","-","-",5400,60700,null,null,76,null,76,null,null,"I2",1450,1]
[null,92,90,"Territoire-de-Belfort","90 - Territoire-de-Belfort",92,"H1","Eb",2,8,-15,-20,"-","-",-15,-15,-16,-17,-18,-19,-20,"-","-","-","-","-","-",5300,67000,null,null,70,null,70,1.5,null,"I1",1250,1]
[null,93,91,"Essone","91 - Essone",93,"H1","Eb",2,2,-7,-7,"-","-",-7,"-","-","-","-","-","-","-","-","-","-","-","-",5500,61000,null,null,72,null,72,null,null,"I1",1250,1]
[null,94,92,"Hauts-de-Seine","92 - Hauts-de-Seine",94,"H1","Eb",2,2,-7,-7,"-","-",-7,"-","-","-","-","-","-","-","-","-","-","-","-",5300,58000,null,null,66,null,66,null,null,"I1",1250,1]
[null,95,93,"Seine-Saint-Denis","93 - Seine-Saint-Denis",95,"H1","Eb",2,2,-7,-7,"-","-",-7,"-","-","-","-","-","-","-","-","-","-","-","-",5300,58000,null,null,66,null,66,null,null,"I1",1250,1]
[null,96,94,"Val-de-Marne","94 - Val-de-Marne",96,"H1","Eb",2,2,-7,-7,"-","-",-7,"-","-","-","-","-","-","-","-","-","-","-","-",5300,58000,null,null,66,null,66,null,null,"I1",1250,1]
[null,97,95,"Val-d'Oise","95 - Val-d'Oise",97,"H1","Eb",2,2,-7,-7,"-","-",-7,"-","-","-","-","-","-","-","-","-","-","-","-",5500,61000,null,null,72,null,72,null,null,"I1",1250,1]
[]
[null,null,null,null,null,null,null,null,null,{"$f":"Données!C69","v":"OenoviaPAC-GS (sol)"}]
[null,null,null,null,null,null,null,null,null,{"$f":"VLOOKUP(J101,B530:C540,2,FALSE)","v":6}]
[null,"Ubat",null,null,null,null,"PACs"]
[null,{"$f":"Données!C49","v":1},null,null,null,1,"ROE-II",1,{"$f":"D650","v":"10 MR + 6"}]
[null,null,null,null,null,2,"ROE H",2,"13 MH + 3"]
[null,null,null,null,null,3,"ROE+",3,"11 MR + 6"]
[null,null,null,null,null,4,"ROE+ TH",4,"18 TH + 6"]
[null,null,null,null,null,5,"ROI+",5,"11 MR + 6"]
[null,null,null,null,null,6,"SOLO",6,"12MR/TR ou 9 MR/TR +3"]
[null,null,null,null,null,7,"NAPO",7,"9 MR/TR ou 5 MR/TR +6"]
[null,"Calculs",null,null,null,8,"AWHP",8,"11  MR + 4 ou 11 TR + 6"]
[null,"Ligne temp",{"$f":"VLOOKUP(Données!C20,calculs!E4:F99,2,FALSE)","v":69}]
[null,"Colonne temp",{"$f":"AR4","v":1},null,null,null,"djh base 19"]
[null,"Temp. Ext base",{"$f":"VLOOKUP(C112,F4:AA99,C113+9,FALSE)","v":-15},{"$f":"C114","v":-15},{"$f":"ABS(D114)+2","v":17},null,{"$f":"VLOOKUP(C112,F4:AM99,24,FALSE)","v":64800}]
[null,"Coeff G",{"$f":"B104","v":1}]
[null,"Volume",{"$f":"Données!C28*Données!F28","v":250}]
[null,"Déperditions",{"$f":"ROUND(C115*C116*(Données!I28-C114)/1000,1)","v":8.8000000000000007},{"$f":"ROUND(C117,0)","v":9}]
[null,null,{"$f":"VLOOKUP(C112,F4:AA99,10,FALSE)","v":-15}]
[null,"AWHP mono"]
[null,"Déperditions en [kW] à Tbase",3,4,5,6,7,8,9,10,11,12,13,14,15,16,17,18,19,20]
[null,0,"4MR+2","4MR+2","4MR+4","6 MR + 4","8 MR + 2","8 MR + 4","8 MR + 4","11  MR + 4","11 MR + 4","11 MR + 6","11 MR + 6","16 MR + 6","16 MR + 6","16 MR + 7","16 MR + 9","16 MR + 10","16 MR + 11","16 MR + 13"]
[null,-1,"4MR+2","4MR+2","4MR+4","6 MR + 4","8 MR + 2","8 MR + 4","8 MR + 4","11  MR + 4","11 MR + 4","11 MR + 6","11 MR + 6","16 MR + 6","16 MR + 6","16 MR + 7","16 MR + 9","16 MR + 10","16 MR + 11","16 MR + 13"]
[null,-2,"4MR+2","4MR+2","4MR+4","6 MR + 4","8 MR + 2","8 MR + 4","8 MR + 4","11  MR + 4","11 MR + 4","11 MR + 6","11 MR + 6","16 MR + 6","16 MR + 6","16 MR + 8","16 MR + 9","16 MR + 10","16 MR + 11","16 MR + 13"]
[null,-3,"4MR+2","4MR+2","4MR+4","6 MR + 4","8 MR + 2","8 MR + 4","8 MR + 4","11  MR + 4","11 MR + 4","11 MR + 6","11 MR + 6","16 MR + 6","16 MR + 6","16 MR + 8","16 MR + 9","16 MR + 10","16 MR + 11","16 MR + 13"]
[null,-4,"4MR+2","4MR+2","4MR+4","6 MR + 4","8 MR + 2","8 MR + 4","8 MR + 4","11  MR + 4","11 MR + 4","11 MR + 6","11 MR + 6","16 MR + 6","16 MR + 6","16 MR + 8","16 MR + 9","16 MR + 10","16 MR + 11","16 MR + 13"]
[null,-5,"4MR+2","4MR+2","4MR+4","6 MR + 4","8 MR + 2","8 MR + 4","8 MR + 4","11  MR + 4","11 MR + 4","11 MR + 6","11 MR + 6","16 MR + 6","16 MR + 6","16 MR + 8","16 MR + 9","16 MR + 10","16 MR + 12","16 MR + 13"]
[null,-6,"4MR+2","4MR+2","6 MR + 2","6 MR + 4","8 MR + 2","8 MR + 4","8 MR + 4","11  MR + 4","11 MR + 4","11 MR + 6","11 MR + 6","16 MR + 6","16 MR + 6","16 MR + 8","16 MR + 9","16 MR + 11","16 MR + 12","16 MR + 13"]
[null,-7,"4MR+2","4MR+2","6 MR + 4","8 MR + 2","8 MR + 2","8 MR + 4","8 MR + 4","11  MR + 4","11 MR + 6","11 MR + 6","16 MR + 6","16 MR + 6","16 MR + 7","16 MR + 9","16 MR + 10","16 MR + 11","16 MR + 12","16 MR + 14"]
[null,-8,"4MR+2","4MR+2","6 MR + 4","8 MR + 2","8 MR + 2","8 MR + 4","8 MR + 4","11  MR + 4","11 MR + 6","11 MR + 6","16 MR + 6","16 MR + 6","16 MR + 7","16 MR + 9","16 MR + 10","16 MR + 11","16 MR + 12","16 MR + 14"]
[null,-9,"4MR+2","4MR+2","6 MR + 4","8 MR + 2","8 MR + 2","8 MR + 4","8 MR + 4","11  MR + 4","11 MR + 6","16 MR + 4","16 MR + 6","16 MR + 6","16 MR + 8","16 MR + 9","16 MR + 10","16 MR + 11","16 MR + 13","16 MR + 14"]
[null,-10,"4MR+2","4MR+2","8 MR ","8 MR + 2","8 MR + 2","8 MR + 4","8 MR + 4","11  MR + 4","11 MR + 6","16 MR + 4","16 MR + 6","16 MR + 7","16 MR + 8","16 MR + 9","16 MR + 10","16 MR + 12","16 MR + 13","16 MR + 14"]
[null,-11,"4MR+2","4MR+2","8 MR ","8 MR + 2","8 MR + 2","8 MR + 4","11  MR + 4","11 MR + 6","11 MR + 6","16 MR + 6","16 MR + 6","16 MR + 8","16 MR + 9","16 MR + 10","16 MR + 11","16 MR + 12","16 MR + 13","16 MR + 15"]
[null,-12,"4MR+2","6MR+2","8 MR ","8 MR + 2","8 MR + 2","8 MR + 4","11  MR + 4","11 MR + 6","16 MR + 4","16 MR + 6","16 MR + 6","16 MR + 8","16 MR + 9","16 MR + 10","16 MR + 11","16 MR + 12","16 MR + 14","16 MR + 15"]
[null,-13,"4MR+2","6MR+2","8 MR+2 ","8 MR + 2","8 MR + 4","8 MR + 4","11  MR + 4","11 MR + 6","16 MR + 6","16 MR + 6","16 MR + 7","16 MR + 8","16 MR + 9","16 MR + 10","16 MR + 11","16 MR + 13","16 MR + 14","16 MR + 15"]
[null,-14,"4MR+2","6MR+2","8 MR+2 ","8 MR + 2","8 MR + 4","8 MR + 4","11  MR + 4","11 MR + 6","16 MR + 6","16 MR + 6","16 MR + 7","16 MR + 8","16 MR + 9","16 MR + 11","16 MR + 12","16 MR + 13","16 MR + 15","16 MR + 16"]
[null,-15,"4MR+2","6MR+4","8 MR+2 ","8 MR + 2","8 MR + 4","8 MR + 4","11  MR + 4","11 MR + 6","16 MR + 6","16 MR + 6","16 MR + 7","16 MR + 8","16 MR + 10","16 MR + 11","16 MR + 12","16 MR + 13","16 MR + 15","16 MR + 16"]
[null,-16,"4MR+4","6MR+6","8 MR+2 ","8 MR + 2","8 MR + 4","11  MR + 4","11  MR + 4","16 MR + 6","16 MR + 6","16 MR + 6","16 MR + 8","16 MR + 9","16 MR + 10","16 MR + 11","16 MR + 12","16 MR + 14","16 MR + 15","16 MR + 16"]
[null,-17,"4MR+4","6MR+6","8 MR+2 ","8 MR + 2","8 MR + 4","11  MR + 4","11  MR + 4","16 MR + 6","16 MR + 6","16 MR + 7","16 MR + 8","16 MR + 9","16 MR + 10","16 MR + 12","16 MR + 13","16 MR + 14","16 MR + 16","16 MR + 17"]
[null,-18,"4MR+4","6MR+6","8 MR+2 ","8 MR + 2","8 MR + 4","11  MR + 4","16 MR + 4","16 MR + 6","16 MR + 6","16 MR + 7","16 MR + 8","16 MR + 9","16 MR + 11","16 MR + 12","16 MR + 13","16 MR + 14","16 MR + 16","16 MR + 17"]
[null,-19,"4MR+4","6MR+6","8 MR+2 ","8 MR + 2","8 MR + 4","11  MR + 4","16 MR + 4","16 MR + 6","16 MR + 6","16 MR + 8","16 MR + 9","16 MR + 10","16 MR + 11","16 MR + 12","16 MR + 13","16 MR + 14","16 MR + 16","16 MR + 17"]
[null,-20,"4MR+4","6MR+6","8 MR+2 ","8 MR + 2","8 MR + 4","11  MR + 4","16 MR + 4","16 MR + 6","16 MR + 6","16 MR + 8","16 MR + 9","16 MR + 10","16 MR + 11","16 MR + 13","16 MR + 14","16 MR + 15","16 MR + 17","16 MR +18"]
[null,"AWHP tri"]
[null,"Déperditions en [kW] à Tbase",3,4,5,6,7,8,9,10,11,12,13,14,15,16,17,18,19,20]
[null,0," - "," - "," - "," - "," - "," - "," - ","11 TR + 3","11 TR + 6","11 TR + 6","11 TR + 6","16 TR + 6","16 TR + 6","16 TR + 9"," - "," - "," - "," - "]
[null,-1," - "," - "," - "," - "," - "," - "," - ","11 TR + 3","11 TR + 6","11 TR + 6","11 TR + 6","16 TR + 6","16 TR + 6","16 TR + 9"," - "," - "," - "," - "]
[null,-2," - "," - "," - "," - "," - "," - "," - ","11 TR + 3","11 TR + 6","11 TR + 6","11 TR + 6","16 TR + 6","16 TR + 6","16 TR + 9"," - "," - "," - "," - "]
[null,-3," - "," - "," - "," - "," - "," - "," - ","11 TR + 3","11 TR + 6","11 TR + 6","11 TR + 6","16 TR + 6","16 TR + 6","16 TR + 9"," - "," - "," - "," - "]
[null,-4," - "," - "," - "," - "," - "," - "," - ","11 TR + 3","11 TR + 6","11 TR + 6","11 TR + 6","16 TR + 6","16 TR + 6","16 TR + 9"," - "," - "," - "," - "]
[null,-5," - "," - "," - "," - "," - "," - "," - ","11 TR + 3","11 TR + 6","11 TR + 6","11 TR + 6","16 TR + 6","16 TR + 6","16 TR + 9"," - "," - "," - "," - "]
[null,-6," - "," - "," - "," - "," - "," - "," - ","11 TR + 3","11 TR + 6","11 TR + 6","11 TR + 6","16 TR + 6","16 TR + 6","16 TR + 9"," - "," - "," - "," - "]
[null,-7," - "," - "," - "," - "," - "," - "," - ","11 TR + 3","11 TR + 6","11 TR + 6","16 TR + 6","16 TR + 6","16 TR + 9"," - "," - "," - "," - "," - "]
[null,-8," - "," - "," - "," - "," - "," - ","11 TR + 3","11 TR + 6","11 TR + 6","11 TR + 6","16 TR + 6","16 TR + 6","16 TR + 9"," - "," - "," - "," - "," - "]
[null,-9," - "," - "," - "," - "," - "," - ","11 TR + 3","11 TR + 6","11 TR + 6","16 TR + 6","16 TR + 6","16 TR + 6","16 TR + 9"," - "," - "," - "," - "," - "]
[null,-10," - "," - "," - "," - "," - "," - ","11 TR + 3","11 TR + 6","11 TR + 6","16 TR + 6","16 TR + 6","16 TR + 6"," - "," - "," - "," - "," - "," - "]
[null,-11," - "," - "," - "," - "," - ","11 TR + 3","11 TR + 3","11 TR + 6","11 TR + 6","16 TR + 6","16 TR + 6","16 TR + 6"," - "," - "," - "," - "," - "," - "]
[null,-12," - "," - "," - "," - "," - ","11 TR + 3","11 TR + 3","11 TR + 6","16 TR + 6","16 TR + 6","16 TR + 6"," - "," - "," - "," - "," - "," - "," - "]
[null,-13," - "," - "," - "," - "," - ","11 TR + 3","11 TR + 6","11 TR + 6","16 TR + 6","16 TR + 6","16 TR + 6"," - "," - "," - "," - "," - "," - "," - "]
[null,-14," - "," - "," - "," - "," - ","11 TR + 3","11 TR + 6","11 TR + 6","16 TR + 6","16 TR + 6","16 TR + 6"," - "," - "," - "," - "," - "," - "," - "]
[null,-15," - "," - "," - "," - ","11 TR + 3","11 TR + 3","11 TR + 6","16 TR + 6","16 TR + 6","16 TR + 6","16 TR + 9"," - "," - "," - "," - "," - "," - "," - "]
[null,-16," - "," - "," - "," - ","11 TR + 3","11 TR + 3","11 TR + 6","16 TR + 6","16 TR + 6","16 TR + 6","16 TR + 9"," - "," - "," - "," - "," - "," - "," - "]
[null,-17," - "," - "," - "," - ","11 TR + 3","11 TR + 6","11 TR + 6","16 TR + 6","16 TR + 6","16 TR + 9","16 TR + 9"," - "," - "," - "," - "," - "," - "," - "]
[null,-18," - "," - "," - "," - ","11 TR + 3","11 TR + 6","16 TR + 6","16 TR + 6","16 TR + 6","16 TR + 9"," - "," - "," - "," - "," - "," - "," - "," - "]
[null,-19," - "," - "," - "," - ","11 TR + 3","11 TR + 6","16 TR + 6","16 TR + 6","16 TR + 6","16 TR + 9"," - "," - "," - "," - "," - "," - "," - "," - "]
[null,-20," - "," - "," - "," - ","11 TR + 3","11 TR + 6","16 TR + 6","16 TR + 6","16 TR + 6"," - "," - "," - "," - "," - "," - "," - "," - "," - "]
[]
[null,"ROE-II"]
[null,"Déperditions en [kW] à Tbase",5,6,7,8,9,10,11,12,13,14,15,16,17,18,19,20]
[null,0,"6 MR + 3","6 MR + 3","6 MR + 6","6 MR + 6","8 MR + 6","8 MR + 6","10 MR + 6","10 TR + 12","10 TR + 12","13 MR + 6","13 TR + 12","13 TR + 12","13 TR + 12","13 TR + 12","17 TR + 12","17 TR + 12"]
[null,-1,"6 MR + 3","6 MR + 3","6 MR + 6","6 MR + 6","8 MR + 6","8 MR + 6","10 MR + 6","10 TR + 12","10 TR + 12","13 MR + 6","13 TR + 12","13 TR + 12","13 TR + 12","13 TR + 12","17 TR + 12","17 TR + 12"]
[null,-2,"6 MR + 3","6 MR + 3","6 MR + 6","8 MR + 6","8 MR + 6","8 MR + 6","10 MR + 6","10 TR + 12","13 MR + 6","13 MR + 6","13 TR + 12","13 TR + 12","13 TR + 12","13 TR + 12","17 TR + 12","17 TR + 12"]
[null,-3,"6 MR + 3","6 MR + 3","6 MR + 6","8 MR + 6","8 MR + 6","10 MR + 6","10 MR + 6","10 TR + 12","13 MR + 6","13 TR + 6","13 TR + 12","13 TR + 12","13 TR + 12","17 TR + 12","17 TR + 12","17 TR + 12"]
[null,-4,"6 MR + 3","6 MR + 3","6 MR + 6","8 MR + 6","8 MR + 6","10 MR + 6","10 TR + 12","13 MR + 6","13 MR + 6","13 TR + 6","13 TR + 12","13 TR + 12","13 TR + 12","17 TR + 12","17 TR + 12","17 TR + AH"]
[null,-5,"6 MR + 3","6 MR + 3","6 MR + 6","8 MR + 6","8 MR + 6","10 MR + 6","10 TR + 12","13 MR + 6","13 MR + 6","13 TR + 12","13 TR + 12","13 TR + 12","17 TR + 12","17 TR + 12","17 TR + AH","17 TR + AH"]
[null,-6,"6 MR + 3","6 MR + 3","6 MR + 6","8 MR + 6","10 MR + 6","10 MR + 6","10 TR + 12","13 MR + 6","13 TR + 6","13 TR + 12","13 TR + 12","13 TR + 12","17 TR + 12","17 TR + 12","17 TR + AH","17 TR + AH"]
[null,-7,"6 MR + 3","6 MR + 6","8 MR + 6","8 MR + 6","10 MR + 6","10 MR + 6","13 MR + 6","13 MR + 6","13 TR + 6","13 TR + 12","13 TR + 12","17 TR + 12","17 TR + 12","17 TR + AH","17 TR + AH","17 TR + AH"]
[null,-8,"6 MR + 3","6 MR + 6","8 MR + 6","8 MR + 6","10 MR + 6","10 MR + 6","13 MR + 6","13 MR + 6","13 TR + 6","13 TR + 12","13 TR + 12","17 TR + 12","17 TR + 12","17 TR + AH","17 TR + AH","17 TR + AH"]
[null,-9,"6 MR + 3","6 MR + 6","8 MR + 6","8 MR + 6","10 MR + 6","10 MR + 6","13 MR + 6","13 TR + 6","13 TR + 12","13 TR + 12","17 TR + 12","17 TR + 12","17 TR + 12","17 TR + AH","17 TR + AH","17 TR + AH"]
[null,-10,"6 MR + 3","6 MR + 6","8 MR + 6","8 MR + 6","10 MR + 6","10 MR + 6","13 MR + 6","13 TR + 6","13 TR + 12","13 TR + 12","17 TR + 12","17 TR + 12","17 TR + AH","17 TR + AH","17 TR + AH","17 TR + AH"]
[null,-11,"6 MR + 3","6 MR + 6","8 MR + 6","8 MR + 6","10 MR + 6","13 MR + 6","13 MR + 6","13 TR + 6","13 TR + 12","13 TR + 12","17 TR + 12","17 TR + AH","17 TR + AH","17 TR + AH","17 TR + AH","17 TR + AH"]
[null,-12,"6 MR + 3","8 MR + 3","8 MR + 6","10 MR + 6","10 MR + 6","13 MR + 6","13 MR + 6","13 TR + 6","13 TR + 12","17 TR + 12","17 TR + 12","17 TR + AH","17 TR + AH","17 TR + AH","17 TR + AH","17 TR + AH"]
[null,-13,"6 MR + 3","8 MR + 3","8 MR + 6","10 MR + 6","10 MR + 6","13 MR + 6","13 MR + 6","13 TR + 12","13 TR + 12","17 TR + 12","17 TR + 12","17 TR + AH","17 TR + AH","17 TR + AH","17 TR + AH","17 TR + AH"]
[null,-14,"6 MR + 3","8 MR + 3","8 MR + 6","10 MR + 6","10 MR + 6","13 MR + 6","13 MR + 6","13 TR + 12","13 TR + 12","17 TR + 12","17 TR + 12","17 TR + AH","17 TR + AH","17 TR + AH","17 TR + AH","17 TR + AH"]
[null,-15,"6 MR + 3","8 MR + 3","8 MR + 6","10 MR + 6","10 MR + 6","13 MR + 6","13 MR + 6","13 TR + 12","13 TR + 12","17 TR + 12","17 TR + 12","17 TR + AH","17 TR + AH","17 TR + AH","17 TR + AH","17 TR + AH"]
[null,-16,"6MR + 6","8 MR + 12","8 MR + 12","10 TR + 12","10 TR + 12","13 TR + 12","13 MR + AH","13 MR + AH","13 MR + AH","17 TR + AH","17 TR + AH","17 TR + AH","17 TR + AH","17 TR + AH","17 TR + AH","17 TR + AH"]
[null,-17,"6MR + 6","8 MR + 12","8 MR + 12","10 TR + 12","10 TR + 12","13 TR + 12","13 MR + AH","13 MR + AH","13 MR + AH","17 TR + AH","17 TR + AH","17 TR + AH","17 TR + AH","17 TR + AH","17 TR + AH","17 TR + AH"]
[null,-18,"6MR + 6","8 MR + 12","8 MR + 12","10 TR + 12","10 TR + 12","13 TR + 12","13 MR + AH","13 MR + AH","13 MR + AH","17 TR + AH","17 TR + AH","17 TR + AH","17 TR + AH","17 TR + AH","17 TR + AH","17 TR + AH"]
[null,-19,"6MR + 6","8 MR + 12","8 MR + 12","10 TR + 12","10 TR + 12","13 TR + 12","13 MR + AH","13 MR + AH","13 MR + AH","17 TR + AH","17 TR + AH","17 TR + AH","17 TR + AH","17 TR + AH","17 TR + AH","17 TR + AH"]
[null,-20,"6MR + 6","8 MR + 12","8 MR + 12","10 TR + 12","10 TR + 12","13 TR + 12","13 MR + AH","13 MR + AH","13 MR + AH","17 TR + AH","17 TR + AH","17 TR + AH","17 TR + AH","17 TR + AH","17 TR + AH","17 TR + AH"]
[null,"ROE+"]
[null,"Déperditions en [kW] à Tbase",5,6,7,8,9,10,11,12,13,14,15,16,17,18,19,20]
[null,0,"-","-","-","-","-","-","11 MR + 6","11 MR + 6","11 TR + 12","11 TR + 12","11 TR + 12","16 TR + 12","16 TR + 12","16 TR + 12","16 TR + 12","16 TR + 12"]
[null,-1,"-","-","-","-","-","-","11 MR + 6","11 MR + 6","11 TR + 12","11 TR + 12","11 TR + 12","16 TR + 12","16 TR + 12","16 TR + 12","16 TR + 12","16 TR + 12"]
[null,-2,"-","-","-","-","-","-","11 MR + 6","11 MR + 6","11 TR + 12","11 TR + 12","11 TR + 12","16 TR + 12","16 TR + 12","16 TR + 12","16 TR + 12","16 TR + 12"]
[null,-3,"-","-","-","-","-","11 MR + 6","11 MR + 6","11 TR + 12","11 TR + 12","11 TR + 12","11 TR + 12","16 TR + 12","16 TR + 12","16 TR + 12","16 TR + 12","16 TR + 12"]
[null,-4,"-","-","-","-","-","11 MR + 6","11 MR + 6","11 TR + 12","11 TR + 12","11 TR + 12","11 TR + 12","16 TR + 12","16 TR + 12","16 TR + 12","16 TR + 12","16 TR + 12"]
[null,-5,"-","-","-","-","-","11 MR + 6","11 MR + 6","11 TR + 12","11 TR + 12","11 TR + 12","16 TR + 12","16 TR + 12","16 TR + 12","16 TR + 12","16 TR + 12","16 TR + 12"]
[null,-6,"-","-","-","-","-","11 MR + 6","11 MR + 6","11 TR + 12","11 TR + 12","11 TR + 12","16 TR + 12","16 TR + 12","16 TR + 12","16 TR + 12","16 TR + 12","16 TR + 12"]
[null,-7,"-","-","-","-","-","11 MR + 6","11 MR + 6","11 TR + 12","11 TR + 12","11 TR + 12","16 TR + 12","16 TR + 12","16 TR + 12","16 TR + 12","16 TR + 12","16 TR + 12"]
[null,-8,"-","-","-","-","11 MR + 6","11 MR + 6","11 MR + 6","11 TR + 12","11 TR + 12","16 TR + 6","16 TR + 12","16 TR + 12","16 TR + 12","16 TR + AH","16 TR + AH","16 TR + AH"]
[null,-9,"-","-","-","-","11 MR + 6","11 MR + 6","11 MR + 6","11 TR + 12","11 TR + 12","16 TR + 6","16 TR + 12","16 TR + 12","16 TR + 12","16 TR + AH","16 TR + AH","16 TR + AH"]
[null,-10,"-","-","-","-","11 MR + 6","11 MR + 6","11 MR + 6","11 TR + 12","11 TR + 12","16 TR + 12","16 TR + 12","16 TR + 12","16 TR + 12","16 TR + AH","16 TR + AH","16 TR + AH"]
[null,-11,"-","-","-","-","11 MR + 6","11 MR + 6","11 TR + 12","11 TR + 12","16 TR + 6","16 TR + 12","16 TR + 12","16 TR + 12","16 TR + 12","16 TR + AH","16 TR + AH","16 TR + AH"]
[null,-12,"-","-","-","-","11 MR + 6","11 MR + 6","11 TR + 12","11 TR + 12","16 TR + 6","16 TR + 12","16 TR + 12","16 TR + 12","16 TR + 12","16 TR + AH","16 TR + AH","16 TR + AH"]
[null,-13,"-","-","-","-","11 MR + 6","11 MR + 6","11 TR + 12","11 TR + 12","16 TR + 6","16 TR + 12","16 TR + 12","16 TR + 12","16 TR + 12","16 TR + AH","16 TR + AH","16 TR + AH"]
[null,-14,"-","-","-","-","11 MR + 6","11 MR + 6","11 TR + 12","16 TR + 6","16 TR + 12","16 TR + 12","16 TR + 12","16 TR + 12","16 TR + 12","16 TR + AH","16 TR + AH","16 TR + AH"]
[null,-15,"-","-","-","11 MR + 6","11 MR + 6","11 MR + 6","11 TR + 12","16 TR + 6","16 TR + 12","16 TR + 12","16 TR + 12","16 TR + 12","16 TR + 12","16 TR + AH","16 TR + AH","16 TR + AH"]
[null,-16,"-","-","-","11 MR + 6","11 MR + 6","11 MR + 6","11 TR + 12","16 TR + 6","16 TR + 12","16 TR + 12","16 TR + 12","16 TR + 12","16 TR + 12","16 TR + AH","16 TR + AH","16 TR + AH"]
[null,-17,"-","-","-","11 MR + 6","11 MR + 6","11 MR + 6","16 TR + 6","16 TR + 6","16 TR + 12","16 TR + 12","16 TR + 12","16 TR + 12","16 TR + 12","16 TR + AH","16 TR + AH","16 TR + AH"]
[null,-18,"-","-","-","11 MR + 6","11 MR + 6","11 MR + 6","16 TR + 6","16 TR + 12","16 TR + 12","16 TR + 12","16 TR + 12","16 TR + AH","16 TR + AH","16 TR + AH","16 TR + AH","16 TR + AH"]
[null,-19,"-","-","-","11 MR + 6","11 MR + 6","11 MR + 6","16 TR + 6","16 TR + 12","16 TR + 12","16 TR + 12","16 TR + 12","16 TR + AH","16 TR + AH","16 TR + AH","16 TR + AH","16 TR + AH"]
[null,-20,"-","-","-","11 TR + 12","11 TR + 12","11 TR + 12","16 TR + AH","16 TR + AH","16 TR + AH","16 TR + AH","16 TR + AH","16 TR + AH","16 TR + AH","16 TR + AH","16 TR + AH","16 TR + AH"]
[null,"ROE+ TH"]
[null,"Déperditions en [kW] à Tbase",8,9,10,11,12,13,14,15,16,17,18,19,20,21,22,23,24]
[null,0,"-","-","-","-","-","-","-","-","18 TH + 12","18 TH + 12","18 TH + 12","18 TH + 12","18 TH + 12","22 TH + 12","22 TH + 12","22 TH + 12","22 TH + 12"]
[null,-1,"-","-","-","-","-","-","-","18 TH + 6","18 TH + 12","18 TH + 12","18 TH + 12","18 TH + 12","18 TH + 12","22 TH + 12","22 TH + 12","22 TH + 12","22 TH + AH"]
[null,-2,"-","-","-","-","-","-","-","18 TH + 6","18 TH + 12","18 TH + 12","18 TH + 12","18 TH + 12","18 TH + 12","22 TH + 12","22 TH + 12","22 TH + 12","22 TH + AH"]
[null,-3,"-","-","-","-","-","-","-","18 TH + 6","18 TH + 12","18 TH + 12","18 TH + 12","18 TH + 12","22 TH + 12","22 TH + 12","22 TH + 12","22 TH + 12","22 TH + AH"]
[null,-4,"-","-","-","-","-","-","18 TH + 6","18 TH + 12","18 TH + 12","18 TH + 12","18 TH + 12","18 TH + 12","22 TH + 12","22 TH + 12","22 TH + 12","22 TH + AH","22 TH + AH"]
[null,-5,"-","-","-","-","-","-","18 TH + 6","18 TH + 12","18 TH + 12","18 TH + 12","18 TH + 12","18 TH + 12","22 TH + 12","22 TH + 12","22 TH + 12","22 TH + AH","22 TH + AH"]
[null,-6,"-","-","-","-","-","-","18 TH + 6","18 TH + 12","18 TH + 12","18 TH + 12","18 TH + 12","22 TH + 12","22 TH + 12","22 TH + 12","22 TH + 12","22 TH + AH","22 TH + AH"]
[null,-7,"-","-","-","-","-","18 TH + 6","18 TH + 6","18 TH + 12","18 TH + 12","18 TH + 12","22 TH + 12","22 TH + 12","22 TH + 12","22 TH + 12","22 TH + AH","22 TH + AH","22 TH + AH"]
[null,-8,"-","-","-","-","-","18 TH + 6","18 TH + 12","18 TH + 12","18 TH + 12","18 TH + 12","22 TH + 12","22 TH + 12","22 TH + 12","22 TH + 12","22 TH + AH","22 TH + AH","22 TH + AH"]
[null,-9,"-","-","-","-","18 TH + 6","18 TH + 6","18 TH + 12","18 TH + 12","18 TH + 12","22 TH + 12","22 TH + 12","22 TH + 12","22 TH + 12","22 TH + AH","22 TH + AH","22 TH + AH","22 TH + AH"]
[null,-10,"-","-","-","-","18 TH + 6","18 TH + 6","18 TH + 12","18 TH + 12","22 TH + 12","22 TH + 12","22 TH + 12","22 TH + 12","22 TH + 12","22 TH + AH","22 TH + AH","22 TH + AH","22 TH + AH"]
[null,-11,"-","-","-","18 TH + 6","18 TH + 6","18 TH + 12","18 TH + 12","18 TH + 12","22 TH + 12","22 TH + 12","22 TH + 12","22 TH + 12","22 TH + 12","22 TH + AH","22 TH + AH","22 TH + AH","22 TH + AH"]
[null,-12,"-","-","-","18 TH + 6","18 TH + 6","18 TH + 12","18 TH + 12","22 TH + 12","22 TH + 12","22 TH + 12","22 TH + 12","22 TH + 12","22 TH + AH","22 TH + AH","22 TH + AH","22 TH + AH","22 TH + AH"]
[null,-13,"-","-","18 TH + 6","18 TH + 6","18 TH + 12","18 TH + 12","22 TH + 12","22 TH + 12","22 TH + 12","22 TH + 12","22 TH + 12","22 TH + 12","22 TH + AH","22 TH + AH","22 TH + AH","22 TH + AH","22 TH + AH"]
[null,-14,"-","-","18 TH + 6","18 TH + 6","18 TH + 12","18 TH + 12","22 TH + 12","22 TH + 12","22 TH + 12","22 TH + 12","22 TH + 12","22 TH + AH","22 TH + AH","22 TH + AH","22 TH + AH","22 TH + AH","22 TH + AH"]
[null,-15,"-","18 TH + 6","18 TH + 6","18 TH + 6","18 TH + 12","22 TH + 6","22 TH + 12","22 TH + 12","22 TH + 12","22 TH + 12","22 TH + 12","22 TH + AH","22 TH + AH","22 TH + AH","22 TH + AH","22 TH + AH","22 TH + AH"]
[null,-16,"-","18 TH + 6","18 TH + 6","18 TH + 12","22 TH + 6","22 TH + 12","22 TH + 12","22 TH + 12","22 TH + 12","22 TH + 12","22 TH + AH","22 TH + AH","22 TH + AH","22 TH + AH","22 TH + AH","22 TH + AH","22 TH + AH"]
[null,-17,"18 TH + 6","18 TH + 6","18 TH + 6","18 TH + 12","22 TH + 6","22 TH + 12","22 TH + 12","22 TH + 12","22 TH + 12","22 TH + 12","22 TH + AH","22 TH + AH","22 TH + AH","22 TH + AH","22 TH + AH","22 TH + AH","22 TH + AH"]
[null,-18,"18 TH + 6","18 TH + 6","18 TH + 6","22 TH + 6","22 TH + 12","22 TH + 12","22 TH + 12","22 TH + 12","22 TH + 12","22 TH + 12","22 TH + AH","22 TH + AH","22 TH + AH","22 TH + AH","22 TH + AH","22 TH + AH","22 TH + AH"]
[null,-19,"18 TH + 6","18 TH + 6","22 TH + 6","22 TH + 6","22 TH + 12","22 TH + 12","22 TH + 12","22 TH + 12","22 TH + 12","22 TH + AH","22 TH + AH","22 TH + AH","22 TH + AH","22 TH + AH","22 TH + AH","22 TH + AH","22 TH + AH"]
[null,-20,"18 TH + 6","18 TH + 6","22 TH + 6","22 TH + 6","22 TH + 12","22 TH + 12","22 TH + 12","22 TH + 12","22 TH + 12","22 TH + AH","22 TH + AH","22 TH + AH","22 TH + AH","22 TH + AH","22 TH + AH","22 TH + AH","22 TH + AH"]
[null,"ROE H"]
[null,"Tbase en [°C]",5,6,7,8,9,10,11,12,13,14,15,16,17,18,19,20]
[null,0," -"," -"," -"," -"," -"," -"," -","13 MH + 3","13 MH + 6","13 MH + 6","13 TH + 12","13 TH + 12","13 TH + 12","13 TH + 12","13 TH + 12","17 TH + 12"]
[null,-1," -"," -"," -"," -"," -"," -","13 MH + 3","13 MH + 6","13 MH + 6","13 MH + 6","13 TH + 12","13 TH + 12","13 TH + 12","13 TH + 12","17 TH + 12","17 TH + 12"]
[null,-2," -"," -"," -"," -"," -"," -","13 MH + 3","13 MH + 6","13 MH + 6","13 MH + 6","13 TH + 12","13 TH + 12","13 TH + 12","13 TH + 12","17 TH + 12","17 TH + 12"]
[null,-3," -"," -"," -"," -"," -"," -","13 MH + 3","13 MH + 6","13 MH + 6","13 TH + 12","13 TH + 12","13 TH + 12","13 TH + 12","17 TH + 12","17 TH + 12","17 TH + 12"]
[null,-4," -"," -"," -"," -"," -","13 MH + 3","13 MH + 6","13 MH + 6","13 MH + 6","13 TH + 12","13 TH + 12","13 TH + 12","17 TH + 12","17 TH + 12","17 TH + 12","17 TH + 12"]
[null,-5," -"," -"," -"," -"," -","13 MH + 3","13 MH + 6","13 MH + 6","13 MH + 6","13 TH + 12","13 TH + 12","13 TH + 12","17 TH + 12","17 TH + 12","17 TH + 12","17 TH + 12"]
[null,-6," -"," -"," -"," -"," -","13 MH + 3","13 MH + 6","13 MH + 6","13 TH + 12","13 TH + 12","13 TH + 12","17 TH + 12","17 TH + 12","17 TH + 12","17 TH + 12","17 TH + 12"]
[null,-7," -"," -"," -"," -"," -","13 MH + 3","13 MH + 6","13 MH + 6","13 TH + 12","13 TH + 12","13 TH + 12","17 TH + 12","17 TH + 12","17 TH + 12","17 TH + 12","17 TH + 12"]
[null,-8," -"," -"," -"," -","13 MH + 3","13 MH + 3","13 MH + 6","13 MH + 6","13 TH + 12","13 TH + 12","13 TH + 12","17 TH + 12","17 TH + 12","17 TH + 12","17 TH + 12","17 TH + 12"]
[null,-9," -"," -"," -"," -","13 MH + 3","13 MH + 6","13 MH + 6","13 MH + 6","13 TH + 12","13 TH + 12","17 TH + 6","17 TH + 12","17 TH + 12","17 TH + 12","17 TH + 12","17 TH + 12"]
[null,-10," -"," -"," -"," -","13 MH + 3","13 MH + 6","13 MH + 6","13 MH + 6","13 TH + 12","13 TH + 12","17 TH + 6","17 TH + 12","17 TH + 12","17 TH + 12","17 TH + 12","17 TH + 12"]
[null,-11," -"," -"," -"," -","13 MH + 3","13 MH + 6","13 MH + 6","13 MH + 6","13 TH + 12","13 TH + 12","17 TH + 12","17 TH + 12","17 TH + 12","17 TH + 12","17 TH + 12","17TH+ AH"]
[null,-12," -"," -"," -"," -","13 MH + 3","13 MH + 6","13 MH + 6","13 MH + 6","13 TH + 12","13 TH + 12","17 TH + 12","17 TH + 12","17 TH + 12","17 TH + 12","17 TH + 12","17TH+ AH"]
[null,-13," -"," -"," -"," -","13 MH + 3","13 MH + 6","13 MH + 6","13 TH + 12","13 TH + 12","17 TH + 6","17 TH + 12","17 TH + 12","17 TH + 12","17 TH + 12","17 TH + 12","17TH+ AH"]
[null,-14," -"," -"," -"," -","13 MH + 3","13 MH + 6","13 MH + 6","13 TH + 12","13 TH + 12","17 TH + 6","17 TH + 12","17 TH + 12","17 TH + 12","17 TH + 12","17 TH + 12","17TH+ AH"]
[null,-15," -"," -"," -","13 MH + 3","13 MH + 3","13 MH + 6","13 MH + 6","13 TH + 12","13 TH + 12","17 TH + 6","17 TH + 12","17 TH + 12","17 TH + 12","17 TH + 12","17 TH + 12","17TH+ AH"]
[null,-16," -"," -"," -","13 MH + 3","13 MH + 3","13 MH + 6","13 MH + 6","13 TH + 12","13 TH + 12","17 TH + 6","17 TH + 12","17 TH + 12","17 TH + 12","17 TH + 12","17TH+ AH","17TH+ AH"]
[null,-17," -"," -"," -","13 MH + 3","13 MH + 6","13 MH + 6","13 MH + 6","13 TH + 12","17 TH + 6","17TH+12","17 TH + 12","17 TH + 12","17 TH + 12","17TH+ AH","17TH+ AH","17TH+ AH"]
[null,-18," -"," -"," -","13 MH + 3","13 MH + 6","13 MH + 6","13 MH + 6","13 TH + 12","17 TH + 6","17TH+12","17 TH + 12","17 TH + 12","17 TH + 12","17TH+ AH","17TH+ AH","17TH+ AH"]
[null,-19," -"," -"," -","13 MH + 3","13 MH + 6","13 MH + 6","13 MH + 6","13 TH + 12","17 TH + 6","17TH+12","17 TH + 12","17 TH + 12","17 TH + 12","17TH+ AH","17TH+ AH","17TH+ AH"]
[null,-20," -"," -","13 MH + 3","13 MH + 3","13 MH + 6","13 MH + 6","13 TH + 12","13 TH + 12","17 TH + 6","17TH+12","17 TH + 12","17 TH + 12","17TH+ AH","17TH+ AH","17TH+ AH","17TH+ AH"]
[null,"ROI+"]
[null,"Tbase en [°C]",5,6,7,8,9,10,11,12,13,14,15,16,17,18,19,20]
[null,0," -"," -"," -"," -","8 MR + 6","8 MR + 6","11 MR + 6","11 MR + 6","11 TR + 12","11 TR + 12","16 TR + 12","16 TR + 12","16 TR + 12","16 TR + 12","16 TR + 12","16 TR + 12"]
[null,-1," -"," -"," -"," -","8 MR + 6","8 MR + 6","11 MR + 6","11 TR + 12","11 TR + 12","11 TR + 12","16 TR + 12","16 TR + 12","16 TR + 12","16 TR + 12","16 TR + 12","16 TR + 12"]
[null,-2," -"," -"," -"," -","8 MR + 6","8 MR + 6","11 MR + 6","11 TR + 12","11 TR + 12","11 TR + 12","16 TR + 12","16 TR + 12","16 TR + 12","16 TR + 12","16 TR + 12","16TR + AH"]
[null,-3," -"," -"," -"," -","8 MR + 6","8 MR + 6","11 MR + 6","11 TR + 12","11 TR + 12","11 TR + 12","16 TR + 12","16 TR + 12","16 TR + 12","16 TR + 12","16 TR + 12","16TR + AH"]
[null,-4," -"," -"," -","8 MR + 6","8 MR + 6","8 MR + 6","11 MR + 6","11 TR + 12","11 TR + 12","16 TR + 6","16 TR + 12","16 TR + 12","16 TR + 12","16 TR + 12","16 TR + 12","16TR + AH"]
[null,-5," -"," -"," -","8 MR + 6","8 MR + 6","8 MR + 6","11 MR + 6","11 TR + 12","11 TR + 12","16 TR + 6","16 TR + 12","16 TR + 12","16 TR + 12","16 TR + 12","16 TR + 12","16TR + AH"]
[null,-6," -"," -"," -","8 MR + 6","8 MR + 6","8 MR + 6","11 MR + 6","11 TR + 12","11 TR + 12","16 TR + 6","16 TR + 12","16 TR + 12","16 TR + 12","16 TR + 12","16 TR + 12","16TR + AH"]
[null,-7," -"," -"," -","8 MR + 6","8 MR + 6","8 MR + 6","11 MR + 6","11 TR + 12","16 TR + 6","16 TR + 12","16 TR + 12","16 TR + 12","16 TR + 12","16 TR + 12","16TR + AH","16TR + AH"]
[null,-8," -"," -"," -","8 MR + 6","8 MR + 6","8 MR + 6","11 TR + 12","11 TR + 12","16 TR + 6","16 TR + 12","16 TR + 12","16 TR + 12","16 TR + 12","16 TR + 12","16TR + AH","16TR + AH"]
[null,-9," -"," -"," -","8 MR + 6","8 MR + 6","8 MR + 6","11 TR + 12","11 TR + 12","16 TR + 6","16 TR + 12","16 TR + 12","16 TR + 12","16 TR + 12","16 TR + 12","16TR + AH","16TR + AH"]
[null,-10," -"," -"," -","8 MR + 6","8 MR + 6","8 MR + 6","11 TR + 12","11 TR + 12","16 TR + 6","16 TR + 12","16 TR + 12","16 TR + 12","16 TR + 12","16 TR + 12","16TR + AH","16TR + AH"]
[null,-11," -"," -","8 MR + 3","8 MR + 6","8 MR + 6","11 MR + 6","11 TR + 12","16 TR + 12","16 TR + 6","16 TR + 12","16 TR + 12","16 TR + 12","16 TR + 12","16 TR + 12","16TR + AH","16TR + AH"]
[null,-12," -"," -","8 MR + 3","8 MR + 6","8 MR + 6","11 MR + 6","11 TR + 12","16 TR + 12","16 TR + 12","16 TR + 12","16 TR + 12","16 TR + 12","16 TR + 12","16 TR + 12","16TR + AH","16TR + AH"]
[null,-13," -"," -","8 MR + 3","8 MR + 6","8 MR + 6","11 MR + 6","11 TR + 12","16 TR + 12","16 TR + 12","16 TR + 12","16 TR + 12","16 TR + 12","16 TR + 12","16TR + AH","16TR + AH","16TR + AH"]
[null,-14," -"," -","8 MR + 6","8 MR + 6","11 MR + 6","11 MR + 6","16 TR + 6","16 TR + 12","16 TR + 12","16 TR + 12","16 TR + 12","16 TR + 12","16 TR + 12","16TR + AH","16TR + AH","16TR + AH"]
[null,-15," -","8 MR + 3","8 MR + 6","8 MR + 6","11 MR + 6","11 MR + 6","16 TR + 6","16 TR + 12","16 TR + 12","16 TR + 12","16 TR + 12","16 TR + 12","16 TR + 12","16TR + AH","16TR + AH","16TR + AH"]
[null,-16," -","8 MR + 3","8 MR + 6","8 MR + 6","11 MR + 6","11 MR + 6","16 TR + 6","16 TR + 12","16 TR + 12","16 TR + 12","16 TR + 12","16 TR + 12","16TR + AH","16TR + AH","16TR + AH","16TR + AH"]
[null,-17," -","8 MR + 3","8 MR + 6","8 MR + 6","11 MR + 6","16 TR + 6","16 TR + 6","16 TR + 12","16 TR + 12","16 TR + 12","16 TR + 12","16 TR + 12","16TR + AH","16TR + AH","16TR + AH","16TR + AH"]
[null,-18," -","8 MR + 3","8 MR + 6","11 MR + 6","11 MR + 6","16 TR + 6","16 TR + 6","16 TR + 12","16 TR + 12","16 TR + 12","16 TR + 12","16 TR + 12","16TR + AH","16TR + AH","16TR + AH","16TR + AH"]
[null,-19,"8 MR + 3","8 MR + 3","11 MR + 6","11 MR + 6","11 MR + 6","16 TR + 6","16 TR + 6","16 TR + 12","16 TR + 12","16 TR + 12","16 TR + 12","16 TR + 12","16TR + AH","16TR + AH","16TR + AH","16TR + AH"]
[null,-20,"8 MR + 3","8 MR + 6","11 MR + 6","11 MR + 6","16 TR + 6","16 TR + 6","16 TR + 6","16 TR + 12","16 TR + 12","16 TR + 12","16 TR + 12","16 TR + 12","16TR + AH","16TR + AH","16TR + AH","16TR + AH"]
[]
[null,"SOLO NAPO"]
[null,"Déperditions en [kW] à Tbase",5,6,7,8,9,10,11,12,13,14,15,16,17,18,19,20,21,22,23,24,25,26,27,28,29,30]
[null,"PAC SOL","9 MR/TR ou 5 MR/TR +3","9 MR/TR ou 5 MR/TR +3","9 MR/TR ou 5 MR/TR +3","9 MR/TR +3 ","12MR/TR ou 9 MR/TR +3","12MR/TR ou 9 MR/TR +3","12 MR/TR +3 ou 9 MR/TR +6 ","15 TR ou 12 MR/TR +3","15 TR ou 12 MR/TR +3","15 TR ou 12 MR/TR +6","19 TR ou 12 MR/TR +6","19 TR ou 15 TR +3","19 TR ou 15 TR +6","27 TR ou 15 TR +6","27 TR ou 15 TR +9","27 TR ou 15 TR +9","27 TR ou 19 TR +6 ","27 TR ou 19 TR +6 ","27 TR +3 ou 19 TR +9 ","27 TR +3 ou 19 TR +9 ","27TR + 3","27TR + 6","27TR + 6","27TR + 9","27TR + 9","27TR + 9"]
[null,"Déperditions en [kW] à Tbase",5,6,7,8,9,10,11,12,13,14,15,16,17,18,19,20,21,22,23,24,25,26,27,28,29,30,31,32,33,34,35,36,{"$f":"IF(AI293>Données!$I$28,0)","v":false},{"$f":"IF(AJ293>Données!$I$28,0)","v":false},{"$f":"IF(AK293>Données!$I$28,0)","v":false},{"$f":"IF(AL293>Données!$I$28,0)","v":false},{"$f":"IF(AM293>Données!$I$28,0)","v":false},{"$f":"IF(AN293>Données!$I$28,0)","v":false},{"$f":"IF(AO293>Données!$I$28,0)","v":false},{"$f":"IF(AP293>Données!$I$28,0)","v":false},{"$f":"IF(AQ293>Données!$I$28,0)","v":false},{"$f":"IF(AR293>Données!$I$28,0)","v":false},{"$f":"IF(AS293>Données!$I$28,0)","v":false},{"$f":"IF(AT293>Données!$I$28,0)","v":false},{"$f":"IF(AU293>Données!$I$28,0)","v":false},{"$f":"IF(AV293>Données!$I$28,0)","v":false},{"$f":"IF(AW293>Données!$I$28,0)","v":false},{"$f":"IF(AX293>Données!$I$28,0)","v":false},{"$f":"IF(AY293>Données!$I$28,0)","v":false},{"$f":"IF(AZ293>Données!$I$28,0)","v":false},{"$f":"IF(BA293>Données!$I$28,0)","v":false},{"$f":"IF(BB293>Données!$I$28,0)","v":false},{"$f":"IF(BC293>Données!$I$28,0)","v":false},{"$f":"IF(BD293>Données!$I$28,0)","v":false},{"$f":"IF(BE293>Données!$I$28,0)","v":false},{"$f":"IF(BF293>Données!$I$28,0)","v":false},{"$f":"IF(BG293>Données!$I$28,0)","v":false},{"$f":"IF(BH293>Données!$I$28,0)","v":false},{"$f":"IF(BI293>Données!$I$28,0)","v":false},{"$f":"IF(BJ293>Données!$I$28,0)","v":false},{"$f":"IF(BK293>Données!$I$28,0)","v":false},{"$f":"IF(BL293>Données!$I$28,0)","v":false},{"$f":"IF(BM293>Données!$I$28,0)","v":false},{"$f":"IF(BN293>Données!$I$28,0)","v":false},{"$f":"IF(BO293>Données!$I$28,0)","v":0},{"$f":"IF(BP293>Données!$I$28,0)","v":0},{"$f":"IF(BQ293>Données!$I$28,0)","v":0},{"$f":"IF(BR293>Données!$I$28,0)","v":0},{"$f":"IF(BS293>Données!$I$28,0)","v":0},{"$f":"IF(BT293>Données!$I$28,0)","v":0},{"$f":"IF(BU293>Données!$I$28,0)","v":0},{"$f":"IF(BV293>Données!$I$28,0)","v":0},{"$f":"IF(BW293>Données!$I$28,0)","v":0}]
[null,"PAC NAPPE","5 MR/TR ","5 MR/TR ","9 MR/TR ou 5 MR/TR +3","9 MR/TR ou 5 MR/TR +3","9 MR/TR ou 5 MR/TR +6","9 MR/TR ","9 MR/TR +3 ","12MR/TR ou 9 MR/TR +3 ","12MR/TR ou 9 MR/TR +3 ","12 MR/TR +3 ou 9 MR/TR +6 ","12 MR/TR +3 ou 9 MR/TR +6 ","15 TR ou 12 MR/TR +6","15 TR ou 12 MR/TR +6","15 TR ou 12 MR/TR +6","19 TR ou 15 TR +3","19 TR ou 15 TR +3","19 TR ou 15 TR +6","19 TR ou 15 TR +6","19 TR +3 ou 15 TR +6","19 TR +3 ou 15 TR +9","19 TR +3 ou 15 TR +9","27 TR ou 19 TR +6 ","27 TR ou 19 TR +6 ","27 TR ou 19 TR +9 ","27 TR ou 19 TR +9 ","27TR + 3","27TR + 3","27TR + 6","27TR + 6","27TR + 9","27TR + 9","27TR + 9"]
[null,null,null,null,null,null,null,null,null,null,null,null,null,null,null,null,null,null,null,null,null,{"$f":"Données!$I$28","v":20}]
[]
[]
[]
[]
[null,null,null,null,"D",null,"P",null,"Temp équi",{"$f":"(H294-F294)/(F293-H293)","v":-4.1515151515151523},"P",{"$f":"Données!I28","v":20},{"$f":"C114","v":-15}]
[null,null,null,null,"a",{"$f":"C117/(C114-20)","v":-0.25142857142857145},"a1",{"$f":"(C305-E305)/14","v":0.17285714285714285},null,null,null,{"$f":"H293*L292+H294","v":10.247142857142856},{"$f":"H293*M292+H294","v":4.1971428571428575},null,null,null,null,null,null,"Text",-25,-24,-23,-22,-21,-20,-19,-18,-17,-16,-15,-14,-13,-12,-11,-10,-9,-8,-7,-6,-5,-4,-3,-2,-1,0,1,2,3,4,5,6,7,8,9,10,11,12,13,14,15,16,17,18,19,20,21,22,23,24,25,26,27,28,29,30]
[null,null,null,null,"b",{"$f":"20/(20-C114)*C117","v":5.0285714285714285},"b1",{"$f":"(C305+E305)/2","v":6.79},"Temp limite",{"$f":"IF(J102=1,-15,IF(J102=2,-20,-30))","v":-30},null,"Temp equi",null,null,null,null,null,null,null,"Nombre de jour",0,0,0,0,0,{"$f":"VLOOKUP(Données!$C$20,calculs!$S$322:$BT$421,3,FALSE)","v":0},{"$f":"VLOOKUP(Données!$C$20,calculs!$S$322:$BT$421,4,FALSE)","v":0},{"$f":"VLOOKUP(Données!$C$20,calculs!$S$322:$BT$421,5,FALSE)","v":0},{"$f":"VLOOKUP(Données!$C$20,calculs!$S$322:$BT$421,6,FALSE)","v":0},{"$f":"VLOOKUP(Données!$C$20,calculs!$S$322:$BT$421,7,FALSE)","v":0},{"$f":"VLOOKUP(Données!$C$20,calculs!$S$322:$BT$421,8,FALSE)","v":0},{"$f":"VLOOKUP(Données!$C$20,calculs!$S$322:$BT$421,9,FALSE)","v":0},{"$f":"VLOOKUP(Données!$C$20,calculs!$S$322:$BT$421,10,FALSE)","v":0.1},{"$f":"VLOOKUP(Données!$C$20,calculs!$S$322:$BT$421,11,FALSE)","v":0.15},{"$f":"VLOOKUP(Données!$C$20,calculs!$S$322:$BT$421,12,FALSE)","v":0.1},{"$f":"VLOOKUP(Données!$C$20,calculs!$S$322:$BT$421,13,FALSE)","v":0.15},{"$f":"VLOOKUP(Données!$C$20,calculs!$S$322:$BT$421,14,FALSE)","v":0.35},{"$f":"VLOOKUP(Données!$C$20,calculs!$S$322:$BT$421,15,FALSE)","v":0.5},{"$f":"VLOOKUP(Données!$C$20,calculs!$S$322:$BT$421,16,FALSE)","v":0.8},{"$f":"VLOOKUP(Données!$C$20,calculs!$S$322:$BT$421,17,FALSE)","v":1.65},{"$f":"VLOOKUP(Données!$C$20,calculs!$S$322:$BT$421,18,FALSE)","v":2.4},{"$f":"VLOOKUP(Données!$C$20,calculs!$S$322:$BT$421,19,FALSE)","v":3.4},{"$f":"VLOOKUP(Données!$C$20,calculs!$S$322:$BT$421,20,FALSE)","v":3.55},{"$f":"VLOOKUP(Données!$C$20,calculs!$S$322:$BT$421,21,FALSE)","v":6.35},{"$f":"VLOOKUP(Données!$C$20,calculs!$S$322:$BT$421,22,FALSE)","v":6.85},{"$f":"VLOOKUP(Données!$C$20,calculs!$S$322:$BT$421,23,FALSE)","v":8.4499999999999993},{"$f":"VLOOKUP(Données!$C$20,calculs!$S$322:$BT$421,24,FALSE)","v":9.8000000000000007},{"$f":"VLOOKUP(Données!$C$20,calculs!$S$322:$BT$421,25,FALSE)","v":10.35},{"$f":"VLOOKUP(Données!$C$20,calculs!$S$322:$BT$421,26,FALSE)","v":11.95},{"$f":"VLOOKUP(Données!$C$20,calculs!$S$322:$BT$421,27,FALSE)","v":14.25},{"$f":"VLOOKUP(Données!$C$20,calculs!$S$322:$BT$421,28,FALSE)","v":15.75},{"$f":"VLOOKUP(Données!$C$20,calculs!$S$322:$BT$421,29,FALSE)","v":14.9},{"$f":"VLOOKUP(Données!$C$20,calculs!$S$322:$BT$421,30,FALSE)","v":16.05},{"$f":"VLOOKUP(Données!$C$20,calculs!$S$322:$BT$421,31,FALSE)","v":15.8},{"$f":"VLOOKUP(Données!$C$20,calculs!$S$322:$BT$421,32,FALSE)","v":15.5},{"$f":"VLOOKUP(Données!$C$20,calculs!$S$322:$BT$421,33,FALSE)","v":15.45},{"$f":"VLOOKUP(Données!$C$20,calculs!$S$322:$BT$421,34,FALSE)","v":14.85},{"$f":"VLOOKUP(Données!$C$20,calculs!$S$322:$BT$421,35,FALSE)","v":13.7},{"$f":"VLOOKUP(Données!$C$20,calculs!$S$322:$BT$421,36,FALSE)","v":14.75},{"$f":"VLOOKUP(Données!$C$20,calculs!$S$322:$BT$421,37,FALSE)","v":16.7},{"$f":"VLOOKUP(Données!$C$20,calculs!$S$322:$BT$421,38,FALSE)","v":17.25},{"$f":"IF(Données!$I$28-3<calculs!BJ293,0,VLOOKUP(Données!$C$20,calculs!$S$322:$BT$421,39,FALSE))","v":16.350000000000001},{"$f":"IF(Données!$I$28-3<calculs!BK293,0,VLOOKUP(Données!$C$20,calculs!$S$322:$BT$421,40,FALSE))","v":17.75},{"$f":"IF(Données!$I$28-3<calculs!BL293,0,VLOOKUP(Données!$C$20,calculs!$S$322:$BT$421,41,FALSE))","v":0},{"$f":"IF(Données!$I$28-3<calculs!BM293,0,VLOOKUP(Données!$C$20,calculs!$S$322:$BT$421,42,FALSE))","v":0},{"$f":"IF(Données!$I$28-3<calculs!BN293,0,VLOOKUP(Données!$C$20,calculs!$S$322:$BT$421,43,FALSE))","v":0},{"$f":"IF(Données!$I$28-3<calculs!BO293,0,VLOOKUP(Données!$C$20,calculs!$S$322:$BT$421,44,FALSE))","v":0},{"$f":"IF(Données!$I$28-3<calculs!BP293,0,VLOOKUP(Données!$C$20,calculs!$S$322:$BT$421,42,FALSE))","v":0},0,0,0,0,0,0,0,0,{"$f":"SUM(Z294:BP294)","v":285.95}]
[null,null,null,null,null,null,null,null,null,{"$f":"IF(J294<C114,C114,J294)","v":-15},null,null,null,null,null,null,null,{"$f":"IF(AND(Données!C34=\"Plancher chauffant\",Données!F34<>\"Radiateurs\"),45,Données!I34)","v":45},null,"Besoins kWh",{"$f":"U294*17*($V$287-U293)*(Données!$C$49)*Données!$C$28*Données!$F$28/1000","v":0},{"$f":"V294*17*($V$287-V293)*(Données!$C$49)*Données!$C$28*Données!$F$28/1000","v":0},{"$f":"W294*17*($V$287-W293)*(Données!$C$49)*Données!$C$28*Données!$F$28/1000","v":0},{"$f":"X294*17*($V$287-X293)*(Données!$C$49)*Données!$C$28*Données!$F$28/1000","v":0},{"$f":"Y294*17*($V$287-Y293)*(Données!$C$49)*Données!$C$28*Données!$F$28/1000","v":0},{"$f":"Z294*17*($V$287-Z293)*(Données!$C$49)*Données!$C$28*Données!$F$28/1000","v":0},{"$f":"AA294*17*($V$287-AA293)*(Données!$C$49)*Données!$C$28*Données!$F$28/1000","v":0},{"$f":"AB294*17*($V$287-AB293)*(Données!$C$49)*Données!$C$28*Données!$F$28/1000","v":0},{"$f":"AC294*17*($V$287-AC293)*(Données!$C$49)*Données!$C$28*Données!$F$28/1000","v":0},{"$f":"AD294*17*($V$287-AD293)*(Données!$C$49)*Données!$C$28*Données!$F$28/1000","v":0},{"$f":"AE294*17*($V$287-AE293)*(Données!$C$49)*Données!$C$28*Données!$F$28/1000","v":0},{"$f":"AF294*17*($V$287-AF293)*(Données!$C$49)*Données!$C$28*Données!$F$28/1000","v":0},{"$f":"AG294*17*($V$287-AG293)*(Données!$C$49)*Données!$C$28*Données!$F$28/1000","v":14.025000000000002},{"$f":"AH294*17*($V$287-AH293)*(Données!$C$49)*Données!$C$28*Données!$F$28/1000","v":20.399999999999995},{"$f":"AI294*17*($V$287-AI293)*(Données!$C$49)*Données!$C$28*Données!$F$28/1000","v":13.175000000000001},{"$f":"AJ294*17*($V$287-AJ293)*(Données!$C$49)*Données!$C$28*Données!$F$28/1000","v":19.125},{"$f":"AK294*17*($V$287-AK293)*(Données!$C$49)*Données!$C$28*Données!$F$28/1000","v":43.137500000000003},{"$f":"AL294*17*($V$287-AL293)*(Données!$C$49)*Données!$C$28*Données!$F$28/1000","v":59.5},{"$f":"AM294*17*($V$287-AM293)*(Données!$C$49)*Données!$C$28*Données!$F$28/1000","v":91.800000000000011},{"$f":"AN294*17*($V$287-AN293)*(Données!$C$49)*Données!$C$28*Données!$F$28/1000","v":182.32499999999999},{"$f":"AO294*17*($V$287-AO293)*(Données!$C$49)*Données!$C$28*Données!$F$28/1000","v":254.99999999999997},{"$f":"AP294*17*($V$287-AP293)*(Données!$C$49)*Données!$C$28*Données!$F$28/1000","v":346.79999999999995},{"$f":"AQ294*17*($V$287-AQ293)*(Données!$C$49)*Données!$C$28*Données!$F$28/1000","v":347.01249999999999},{"$f":"AR294*17*($V$287-AR293)*(Données!$C$49)*Données!$C$28*Données!$F$28/1000","v":593.72499999999991},{"$f":"AS294*17*($V$287-AS293)*(Données!$C$49)*Données!$C$28*Données!$F$28/1000","v":611.36249999999984},{"$f":"AT294*17*($V$287-AT293)*(Données!$C$49)*Données!$C$28*Données!$F$28/1000","v":718.24999999999989},{"$f":"AU294*17*($V$287-AU293)*(Données!$C$49)*Données!$C$28*Données!$F$28/1000","v":791.35000000000014},{"$f":"AV294*17*($V$287-AV293)*(Données!$C$49)*Données!$C$28*Données!$F$28/1000","v":791.77499999999998},{"$f":"AW294*17*($V$287-AW293)*(Données!$C$49)*Données!$C$28*Données!$F$28/1000","v":863.38750000000005},{"$f":"AX294*17*($V$287-AX293)*(Données!$C$49)*Données!$C$28*Données!$F$28/1000","v":969},{"$f":"AY294*17*($V$287-AY293)*(Données!$C$49)*Données!$C$28*Données!$F$28/1000","v":1004.0625},{"$f":"AZ294*17*($V$287-AZ293)*(Données!$C$49)*Données!$C$28*Données!$F$28/1000","v":886.55},{"$f":"BA294*17*($V$287-BA293)*(Données!$C$49)*Données!$C$28*Données!$F$28/1000","v":886.76250000000005},{"$f":"BB294*17*($V$287-BB293)*(Données!$C$49)*Données!$C$28*Données!$F$28/1000","v":805.8},{"$f":"BC294*17*($V$287-BC293)*(Données!$C$49)*Données!$C$28*Données!$F$28/1000","v":724.625},{"$f":"BD294*17*($V$287-BD293)*(Données!$C$49)*Données!$C$28*Données!$F$28/1000","v":656.625},{"$f":"BE294*17*($V$287-BE293)*(Données!$C$49)*Données!$C$28*Données!$F$28/1000","v":568.01249999999993},{"$f":"BF294*17*($V$287-BF293)*(Données!$C$49)*Données!$C$28*Données!$F$28/1000","v":465.79999999999995},{"$f":"BG294*17*($V$287-BG293)*(Données!$C$49)*Données!$C$28*Données!$F$28/1000","v":438.8125},{"$f":"BH294*17*($V$287-BH293)*(Données!$C$49)*Données!$C$28*Données!$F$28/1000","v":425.85},{"$f":"BI294*17*($V$287-BI293)*(Données!$C$49)*Données!$C$28*Données!$F$28/1000","v":366.5625},{"$f":"BJ294*17*($V$287-BJ293)*(Données!$C$49)*Données!$C$28*Données!$F$28/1000","v":277.95000000000005},{"$f":"BK294*17*($V$287-BK293)*(Données!$C$49)*Données!$C$28*Données!$F$28/1000","v":226.3125},{"$f":"BL294*17*($V$287-BL293)*(Données!$C$49)*Données!$C$28*Données!$F$28/1000","v":0},{"$f":"BM294*17*($V$287-BM293)*(Données!$C$49)*Données!$C$28*Données!$F$28/1000","v":0},{"$f":"BN294*17*($V$287-BN293)*(Données!$C$49)*Données!$C$28*Données!$F$28/1000","v":0},{"$f":"BO294*17*($V$287-BO293)*(Données!$C$49)*Données!$C$28*Données!$F$28/1000","v":0},{"$f":"BP294*17*($V$287-BP293)*(Données!$C$49)*Données!$C$28*Données!$F$28/1000","v":0},{"$f":"BQ294*17*($V$287-BQ293)*(Données!$C$49)*Données!$C$28*Données!$F$28/1000","v":0},{"$f":"BR294*17*($V$287-BR293)*(Données!$C$49)*Données!$C$28*Données!$F$28/1000","v":0},{"$f":"BS294*17*($V$287-BS293)*(Données!$C$49)*Données!$C$28*Données!$F$28/1000","v":0},{"$f":"BT294*17*($V$287-BT293)*(Données!$C$49)*Données!$C$28*Données!$F$28/1000","v":0},{"$f":"BU294*17*($V$287-BU293)*(Données!$C$49)*Données!$C$28*Données!$F$28/1000","v":0},{"$f":"BV294*17*($V$287-BV293)*(Données!$C$49)*Données!$C$28*Données!$F$28/1000","v":0},{"$f":"BW294*17*($V$287-BW293)*(Données!$C$49)*Données!$C$28*Données!$F$28/1000","v":0},{"$f":"BX294*17*($V$287-BX293)*(Données!$C$49)*Données!$C$28*Données!$F$28/1000","v":0},{"$f":"SUM(Z295:BP295)","v":14464.875},{"$f":"BY295/C445","v":0.9918998148529109}]
[null,null,null,null,null,null,null,null,null,null,null,null,null,null,null,null,null,null,null,"Sur 100",{"$f":"U294/$BY$294","v":0},{"$f":"V294/$BY$294","v":0},0,0,0,0,0,0,0,0,0,0,3.4971148802238157E-4,5.2456723203357235E-4,3.4971148802238157E-4,5.2456723203357235E-4,1.2239902080783353E-3,1.7485574401119078E-3,2.7976919041790525E-3,5.7702395523692952E-3,8.3930757125371576E-3,1.1890190592760972E-2,1.2414757824794544E-2,2.2206679489421226E-2,2.3955236929533136E-2,2.9550620737891237E-2,3.4271725826193394E-2,3.6195139010316492E-2,4.179052281867459E-2,4.9833887043189369E-2,5.5079559363525092E-2,5.2107011715334849E-2,5.6128693827592238E-2,5.5254415107536287E-2,5.4205280643469141E-2,5.4030424899457946E-2,5.1932155971323661E-2,4.7910473859066272E-2,5.1582444483301279E-2,5.8401818499737718E-2,6.0325231683860815E-2,5.7177828291659391E-2,6.2073789123972725E-2,0,0,0,0,0,0,0,0,0,0,0,0,0,{"$f":"SUM(U296:BX296)","v":1}]
[null,null,null,null,null,null,null,null,null,null,null,null,null,null,null,null,null,"T maxi départ",null,"Besoins kWh",{"$f":"U296*$C$445","v":0},{"$f":"V296*$C$445","v":0},0,0,0,0,0,0,0,0,0,0,5.0998426298303903,7.6497639447455859,5.0998426298303903,7.6497639447455859,17.849449204406362,25.499213149151952,40.798741038643122,84.147403392201426,122.39622311592937,173.39464941423327,181.04441335897883,323.84000699422973,349.33922014338174,430.93670222066794,499.78457772337828,527.83371218744537,609.43119426473152,726.72757475083051,803.22521419828638,759.87655184472806,818.52474208777755,805.77513551320169,790.47560762371052,787.92568630879521,757.32663052981297,698.67844028676348,752.22678789998258,851.6737191816751,879.72285364574225,833.82426997726895,905.2220667948942,0,0,0,0,0,0,0,0,0,0,0,0,0,{"$f":"SUM(U299:BX299)","v":233.19999999999985}]
[null,null,null,null,null,null,null,null,null,null,null,null,null,null,"T coupure PAC",null,null,{"$f":"R295","v":45},null,"T eau départ",{"$f":"IF(U293<$C$114,0,R298)","v":0},{"$f":"IF(V293<$C$114,0,IF($C$114=V293,$R$298,IF(V293>$V$287,0,U298-($R$298-$V$287)/($V$287-$C$114))))","v":0},0,0,0,{"$f":"IF(Z293<$C$114,0,IF($C$114=Z293,$R$298,IF(Z293>$V$287,0,Y298-($R$298-$V$287)/($V$287-$C$114))))","v":0},0,0,{"$f":"IF(AC293<$C$114,0,IF($C$114=AC293,$R$298,IF(AC293>$V$287-3,0,AB298-($R$298-$V$287-3)/($V$287-3-$C$114))))","v":0},{"$f":"IF(AD293<$C$114,0,IF($C$114=AD293,$R$298,IF(AD293>$V$287-3,0,AC298-($R$298-$V$287-3)/($V$287-3-$C$114))))","v":0},{"$f":"IF(AE293<$C$114,0,IF($C$114=AE293,$R$298,IF(AE293>$V$287-3,0,AD298-($R$298-($V$287-3))/(($V$287-3)-$C$114))))","v":45},44.125,43.25,42.375,41.5,40.625,39.910714285714285,39.196428571428569,38.482142857142854,37.767857142857139,37.053571428571423,36.339285714285708,35.624999999999993,34.910714285714278,34.196428571428562,33.482142857142847,32.767857142857132,32.053571428571416,31.339285714285701,30.624999999999986,29.91071428571427,29.196428571428555,28.48214285714284,{"$f":"IF(BB293<$C$114,0,IF($C$114=BB293,$R$298,IF(BB293>$V$287,0,BA298-($R$298-$V$287)/($V$287-$C$114))))","v":27.767857142857125},27.053571428571409,26.339285714285694,25.624999999999979,24.910714285714263,24.196428571428548,23.482142857142833,22.767857142857117,22.053571428571402,21.339285714285687,20.624999999999972,19.910714285714256,19.196428571428541,0,0,0,0,0,0,0,0,0,0]
[null,null,null,null,null,null,null,null,null,null,null,null,null,null,{"$f":"(R304-R295)*(Données!$I$28-Données!$I$20)/(20-calculs!R295)+Données!$I$20","v":-64},null,null,null,null,"Déper en kW",{"$f":"Données!$F$49","v":8.8000000000000007},{"$f":"Données!$F$49","v":8.8000000000000007},{"$f":"Données!$F$49","v":8.8000000000000007},{"$f":"Données!$F$49","v":8.8000000000000007},{"$f":"Données!$F$49","v":8.8000000000000007},{"$f":"IF(Z293<Données!I20,Données!F49,IF(Données!I20=Z293,Données!F49,\"\"))","v":8.8000000000000007},{"$f":"IF(AA293<Données!$I$20,Données!$F$49,IF(AA293>Données!$I$20,Z299-(Données!$F$49/(Données!$I$28-3-Données!$I$20)),IF(AA293=Données!$I$20,Données!$F$49,Données!$F$49)))","v":8.8000000000000007},{"$f":"IF(AB293<Données!$I$20,Données!$F$49,IF(AB293>Données!$I$20,AA299-(Données!$F$49/(Données!$I$28-3-Données!$I$20)),IF(AB293=Données!$I$20,Données!$F$49,Données!$F$49)))","v":8.8000000000000007},{"$f":"IF(AC293<Données!$I$20,Données!$F$49,IF(AC293>Données!$I$20,AB299-(Données!$F$49/(Données!$I$28-3-Données!$I$20)),IF(AC293=Données!$I$20,Données!$F$49,Données!$F$49)))","v":8.8000000000000007},{"$f":"IF(AD293<Données!$I$20,Données!$F$49,IF(AD293>Données!$I$20,AC299-(Données!$F$49/(Données!$I$28-3-Données!$I$20)),IF(AD293=Données!$I$20,Données!$F$49,Données!$F$49)))","v":8.8000000000000007},{"$f":"IF(AE293<Données!$I$20,Données!$F$49,IF(AE293>Données!$I$20,AD299-(Données!$F$49/(Données!$I$28-3-Données!$I$20)),IF(AE293=Données!$I$20,Données!$F$49,Données!$F$49)))","v":8.8000000000000007},{"$f":"IF(AF293<Données!$I$20,Données!$F$49,IF(AF293>Données!$I$20,AE299-(Données!$F$49/(Données!$I$28-3-Données!$I$20)),IF(AF293=Données!$I$20,Données!$F$49,Données!$F$49)))","v":8.5250000000000004},{"$f":"IF(AG293<Données!$I$20,Données!$F$49,IF(AG293>Données!$I$20,AF299-(Données!$F$49/(Données!$I$28-3-Données!$I$20)),IF(AG293=Données!$I$20,Données!$F$49,Données!$F$49)))","v":8.25},{"$f":"IF(AH293<Données!$I$20,Données!$F$49,IF(AH293>Données!$I$20,AG299-(Données!$F$49/(Données!$I$28-3-Données!$I$20)),IF(AH293=Données!$I$20,Données!$F$49,Données!$F$49)))","v":7.9749999999999996},{"$f":"IF(AI293<Données!$I$20,Données!$F$49,IF(AI293>Données!$I$20,AH299-(Données!$F$49/(Données!$I$28-3-Données!$I$20)),IF(AI293=Données!$I$20,Données!$F$49,Données!$F$49)))","v":7.6999999999999993},{"$f":"IF(AJ293<Données!$I$20,Données!$F$49,IF(AJ293>Données!$I$20,AI299-(Données!$F$49/(Données!$I$28-3-Données!$I$20)),IF(AJ293=Données!$I$20,Données!$F$49,Données!$F$49)))","v":7.4249999999999989},{"$f":"IF(AK293<Données!$I$20,Données!$F$49,IF(AK293>Données!$I$20,AJ299-(Données!$F$49/(Données!$I$28-3-Données!$I$20)),IF(AK293=Données!$I$20,Données!$F$49,Données!$F$49)))","v":7.1499999999999986},{"$f":"IF(AL293<Données!$I$20,Données!$F$49,IF(AL293>Données!$I$20,AK299-(Données!$F$49/(Données!$I$28-3-Données!$I$20)),IF(AL293=Données!$I$20,Données!$F$49,Données!$F$49)))","v":6.8749999999999982},{"$f":"IF(AM293<Données!$I$20,Données!$F$49,IF(AM293>Données!$I$20,AL299-(Données!$F$49/(Données!$I$28-3-Données!$I$20)),IF(AM293=Données!$I$20,Données!$F$49,Données!$F$49)))","v":6.5999999999999979},{"$f":"IF(AN293<Données!$I$20,Données!$F$49,IF(AN293>Données!$I$20,AM299-(Données!$F$49/(Données!$I$28-3-Données!$I$20)),IF(AN293=Données!$I$20,Données!$F$49,Données!$F$49)))","v":6.3249999999999975},{"$f":"IF(AO293<Données!$I$20,Données!$F$49,IF(AO293>Données!$I$20,AN299-(Données!$F$49/(Données!$I$28-3-Données!$I$20)),IF(AO293=Données!$I$20,Données!$F$49,Données!$F$49)))","v":6.0499999999999972},{"$f":"IF(AP293<Données!$I$20,Données!$F$49,IF(AP293>Données!$I$20,AO299-(Données!$F$49/(Données!$I$28-3-Données!$I$20)),IF(AP293=Données!$I$20,Données!$F$49,Données!$F$49)))","v":5.7749999999999968},{"$f":"IF(AQ293<Données!$I$20,Données!$F$49,IF(AQ293>Données!$I$20,AP299-(Données!$F$49/(Données!$I$28-3-Données!$I$20)),IF(AQ293=Données!$I$20,Données!$F$49,Données!$F$49)))","v":5.4999999999999964},{"$f":"IF(AR293<Données!$I$20,Données!$F$49,IF(AR293>Données!$I$20,AQ299-(Données!$F$49/(Données!$I$28-3-Données!$I$20)),IF(AR293=Données!$I$20,Données!$F$49,Données!$F$49)))","v":5.2249999999999961},{"$f":"IF(AS293<Données!$I$20,Données!$F$49,IF(AS293>Données!$I$20,AR299-(Données!$F$49/(Données!$I$28-3-Données!$I$20)),IF(AS293=Données!$I$20,Données!$F$49,Données!$F$49)))","v":4.9499999999999957},{"$f":"IF(AT293<Données!$I$20,Données!$F$49,IF(AT293>Données!$I$20,AS299-(Données!$F$49/(Données!$I$28-3-Données!$I$20)),IF(AT293=Données!$I$20,Données!$F$49,Données!$F$49)))","v":4.6749999999999954},{"$f":"IF(AU293<Données!$I$20,Données!$F$49,IF(AU293>Données!$I$20,AT299-(Données!$F$49/(Données!$I$28-3-Données!$I$20)),IF(AU293=Données!$I$20,Données!$F$49,Données!$F$49)))","v":4.399999999999995},{"$f":"IF(AV293<Données!$I$20,Données!$F$49,IF(AV293>Données!$I$20,AU299-(Données!$F$49/(Données!$I$28-3-Données!$I$20)),IF(AV293=Données!$I$20,Données!$F$49,Données!$F$49)))","v":4.1249999999999947},{"$f":"IF(AW293<Données!$I$20,Données!$F$49,IF(AW293>Données!$I$20,AV299-(Données!$F$49/(Données!$I$28-3-Données!$I$20)),IF(AW293=Données!$I$20,Données!$F$49,Données!$F$49)))","v":3.8499999999999948},{"$f":"IF(AX293<Données!$I$20,Données!$F$49,IF(AX293>Données!$I$20,AW299-(Données!$F$49/(Données!$I$28-3-Données!$I$20)),IF(AX293=Données!$I$20,Données!$F$49,Données!$F$49)))","v":3.5749999999999948},{"$f":"IF(AY293<Données!$I$20,Données!$F$49,IF(AY293>Données!$I$20,AX299-(Données!$F$49/(Données!$I$28-3-Données!$I$20)),IF(AY293=Données!$I$20,Données!$F$49,Données!$F$49)))","v":3.2999999999999949},{"$f":"IF(AZ293<Données!$I$20,Données!$F$49,IF(AZ293>Données!$I$20,AY299-(Données!$F$49/(Données!$I$28-3-Données!$I$20)),IF(AZ293=Données!$I$20,Données!$F$49,Données!$F$49)))","v":3.024999999999995},{"$f":"IF(BA293<Données!$I$20,Données!$F$49,IF(BA293>Données!$I$20,AZ299-(Données!$F$49/(Données!$I$28-3-Données!$I$20)),IF(BA293=Données!$I$20,Données!$F$49,Données!$F$49)))","v":2.7499999999999951},{"$f":"IF(BB293<Données!$I$20,Données!$F$49,IF(BB293>Données!$I$20,BA299-(Données!$F$49/(Données!$I$28-3-Données!$I$20)),IF(BB293=Données!$I$20,Données!$F$49,Données!$F$49)))","v":2.4749999999999952},{"$f":"IF(BC293<Données!$I$20,Données!$F$49,IF(BC293>Données!$I$20,BB299-(Données!$F$49/(Données!$I$28-3-Données!$I$20)),IF(BC293=Données!$I$20,Données!$F$49,Données!$F$49)))","v":2.1999999999999953},{"$f":"IF(BD293<Données!$I$20,Données!$F$49,IF(BD293>Données!$I$20,BC299-(Données!$F$49/(Données!$I$28-3-Données!$I$20)),IF(BD293=Données!$I$20,Données!$F$49,Données!$F$49)))","v":1.9249999999999954},{"$f":"IF(BE293<Données!$I$20,Données!$F$49,IF(BE293>Données!$I$20,BD299-(Données!$F$49/(Données!$I$28-3-Données!$I$20)),IF(BE293=Données!$I$20,Données!$F$49,Données!$F$49)))","v":1.6499999999999955},{"$f":"IF(BF293<Données!$I$20,Données!$F$49,IF(BF293>Données!$I$20,BE299-(Données!$F$49/(Données!$I$28-3-Données!$I$20)),IF(BF293=Données!$I$20,Données!$F$49,Données!$F$49)))","v":1.3749999999999956},{"$f":"IF(BG293<Données!$I$20,Données!$F$49,IF(BG293>Données!$I$20,BF299-(Données!$F$49/(Données!$I$28-3-Données!$I$20)),IF(BG293=Données!$I$20,Données!$F$49,Données!$F$49)))","v":1.0999999999999956},{"$f":"IF(BH293<Données!$I$20,Données!$F$49,IF(BH293>Données!$I$20,BG299-(Données!$F$49/(Données!$I$28-3-Données!$I$20)),IF(BH293=Données!$I$20,Données!$F$49,Données!$F$49)))","v":0.82499999999999563},{"$f":"IF(BI293>Données!$I$28-3,0,IF(BI293<Données!$I$20,Données!$F$49,IF(BI293>Données!$I$20,BH299-(Données!$F$49/(Données!$I$28-3-Données!$I$20)),IF(BI293=Données!$I$20,Données!$F$49,Données!$F$49))))","v":0.5499999999999956},{"$f":"IF(BJ293>Données!$I$28-3,0,IF(BJ293<Données!$I$20,Données!$F$49,IF(BJ293>Données!$I$20,BI299-(Données!$F$49/(Données!$I$28-3-Données!$I$20)),IF(BJ293=Données!$I$20,Données!$F$49,Données!$F$49))))","v":0.27499999999999558},{"$f":"IF(BK293>Données!$I$28-3,0,IF(BK293<Données!$I$20,Données!$F$49,IF(BK293>Données!$I$20,BJ299-(Données!$F$49/(Données!$I$28-3-Données!$I$20)),IF(BK293=Données!$I$20,Données!$F$49,Données!$F$49))))","v":-4.4408920985006262E-15},{"$f":"IF(BL293>Données!$I$28-3,0,IF(BL293<Données!$I$20,Données!$F$49,IF(BL293>Données!$I$20,BK299-(Données!$F$49/(Données!$I$28-3-Données!$I$20)),IF(BL293=Données!$I$20,Données!$F$49,Données!$F$49))))","v":0},{"$f":"IF(BM293>Données!$I$28-3,0,IF(BM293<Données!$I$20,Données!$F$49,IF(BM293>Données!$I$20,BL299-(Données!$F$49/(Données!$I$28-3-Données!$I$20)),IF(BM293=Données!$I$20,Données!$F$49,Données!$F$49))))","v":0},{"$f":"IF(BN293>Données!$I$28-3,0,IF(BN293<Données!$I$20,Données!$F$49,IF(BN293>Données!$I$20,BM299-(Données!$F$49/(Données!$I$28-3-Données!$I$20)),IF(BN293=Données!$I$20,Données!$F$49,Données!$F$49))))","v":0},{"$f":"IF(BO293>Données!$I$28-3,0,IF(BO293<Données!$I$20,Données!$F$49,IF(BO293>Données!$I$20,BN299-(Données!$F$49/(Données!$I$28-3-Données!$I$20)),IF(BO293=Données!$I$20,Données!$F$49,Données!$F$49))))","v":0},{"$f":"IF(BP293>Données!$I$28-3,0,IF(BP293<Données!$I$20,Données!$F$49,IF(BP293>Données!$I$20,BO299-(Données!$F$49/(Données!$I$28-3-Données!$I$20)),IF(BP293=Données!$I$20,Données!$F$49,Données!$F$49))))","v":0},{"$f":"IF(BQ293>Données!$I$28-3,0,IF(BQ293<Données!$I$20,Données!$F$49,IF(BQ293>Données!$I$20,BP299-(Données!$F$49/(Données!$I$28-3-Données!$I$20)),IF(BQ293=Données!$I$20,Données!$F$49,Données!$F$49))))","v":0},{"$f":"IF(BR293>=Données!$I$28,0,IF(BR293<Données!$I$20,Données!$F$49,IF(BR293>Données!$I$20,BQ299-(Données!$F$49/(Données!$I$28-Données!$I$20)),IF(BR293=Données!$I$20,Données!$F$49,Données!$F$49))))","v":0},{"$f":"IF(BS293>=Données!$I$28,0,IF(BS293<Données!$I$20,Données!$F$49,IF(BS293>Données!$I$20,BR299-(Données!$F$49/(Données!$I$28-Données!$I$20)),IF(BS293=Données!$I$20,Données!$F$49,Données!$F$49))))","v":0},{"$f":"IF(BT293>=Données!$I$28,0,IF(BT293<Données!$I$20,Données!$F$49,IF(BT293>Données!$I$20,BS299-(Données!$F$49/(Données!$I$28-Données!$I$20)),IF(BT293=Données!$I$20,Données!$F$49,Données!$F$49))))","v":0},{"$f":"IF(BU293>=Données!$I$28,0,IF(BU293<Données!$I$20,Données!$F$49,IF(BU293>Données!$I$20,BT299-(Données!$F$49/(Données!$I$28-Données!$I$20)),IF(BU293=Données!$I$20,Données!$F$49,Données!$F$49))))","v":0},{"$f":"IF(BV293>=Données!$I$28,0,IF(BV293<Données!$I$20,Données!$F$49,IF(BV293>Données!$I$20,BU299-(Données!$F$49/(Données!$I$28-Données!$I$20)),IF(BV293=Données!$I$20,Données!$F$49,Données!$F$49))))","v":0},{"$f":"IF(BW293>=Données!$I$28,0,IF(BW293<Données!$I$20,Données!$F$49,IF(BW293>Données!$I$20,BV299-(Données!$F$49/(Données!$I$28-Données!$I$20)),IF(BW293=Données!$I$20,Données!$F$49,Données!$F$49))))","v":0},{"$f":"IF(BX293>=Données!$I$28,0,IF(BX293<Données!$I$20,Données!$F$49,IF(BX293>Données!$I$20,BW299-(Données!$F$49/(Données!$I$28-Données!$I$20)),IF(BX293=Données!$I$20,Données!$F$49,Données!$F$49))))","v":0}]
[null,null,null,null,null,null,null,null,null,null,null,null,null,null,"T° coupure PAC corrigée",null,null,"Text mini PAC",null,"Puiss PAC à T°ext/35",{"$f":"IF(U293<$R$301,0,($C$370-$E$370)/14*U293+($E$370*(-7)-$C$370*7)/(-14))","v":0},0,0,0,0,12.66,12.66,12.66,12.66,12.66,12.66,12.66,12.66,12.66,12.66,12.66,12.66,12.66,12.66,12.66,12.66,12.66,12.66,12.66,12.66,12.66,12.66,12.66,12.66,12.66,12.66,12.66,{"$f":"IF(BA293<$R$301,0,($C$370-$E$370)/14*BA293+($E$370*(-7)-$C$370*7)/(-14))","v":12.66},12.66,12.66,12.66,12.66,12.66,12.66,12.66,12.66,12.66,12.66,12.66,12.66,12.66,12.66,12.66,12.66,12.66,12.66,12.66,12.66,12.66,12.66,12.66]
[null,null,null,null,null,null,null,null,null,null,null,null,null,null,{"$f":"IF(O299<Données!I20,Données!I20,calculs!O299)","v":-15},null,null,{"$f":"K370","v":-20},null,"Puiss PAC à T°ext/50",{"$f":"IF(U293<$R$301,0,($G$370-$I$370)/14*U293+($I$370*(-7)-$G$370*7)/(-14))","v":0},0,0,0,0,11.99,11.99,11.99,11.99,11.99,11.99,11.99,11.99,11.99,11.99,11.99,11.99,11.99,11.99,11.99,11.99,11.99,11.99,11.99,11.99,11.99,11.99,11.99,11.99,11.99,11.99,11.99,{"$f":"IF(BA293<$R$301,0,($G$370-$I$370)/14*BA293+($I$370*(-7)-$G$370*7)/(-14))","v":11.99},11.99,11.99,11.99,11.99,11.99,11.99,11.99,11.99,11.99,11.99,11.99,11.99,11.99,11.99,11.99,11.99,11.99,11.99,11.99,11.99,11.99,11.99,11.99]
[null,null,null,null,null,null,null,null,null,null,null,null,null,"Puissance PAC à T° coupure",null,null,null,null,null,"Puiss PAC à T°ext/Tdep",{"$f":"U300+(U298-35)*(U301-U300)/15","v":0},{"$f":"V300+(V298-35)*(V301-V300)/15","v":0},0,0,0,14.223333333333333,14.223333333333333,14.223333333333333,14.223333333333333,14.223333333333333,{"$f":"AE300+(AE298-35)*(AE301-AE300)/15","v":12.213333333333333},12.252416666666667,12.291500000000001,12.330583333333333,12.369666666666667,12.40875,12.440654761904762,12.472559523809524,12.504464285714286,12.536369047619049,12.568273809523809,12.600178571428572,12.632083333333334,12.663988095238096,12.695892857142857,12.727797619047619,12.759702380952382,12.791607142857144,12.823511904761906,12.855416666666667,12.887321428571429,12.919226190476191,12.951130952380954,12.983035714285716,13.014940476190477,13.046845238095239,13.078750000000001,13.110654761904764,13.142559523809524,13.174464285714286,13.206369047619049,13.238273809523811,13.270178571428573,13.302083333333334,13.333988095238096,13.365892857142859,{"$f":"BO300+(BO298-35)*(BO301-BO300)/15","v":14.223333333333333},14.223333333333333,14.223333333333333,14.223333333333333,14.223333333333333,14.223333333333333,14.223333333333333,14.223333333333333,14.223333333333333,14.223333333333333]
[null,"Modèles","Pnom +7/35","COP +7°/35","Pnom -7/35","COP -7/35","Pnom +7/50","COP +7°/50","Pnom -7/50","COP -7/50","Text Mini","Tdepa Maxi",null,null,{"$f":"IF(O301=Données!I20,0,HLOOKUP(ROUND(calculs!O301,0),calculs!U293:BX302,10,FALSE))","v":0},null,null,"Tdepa Maxi",null,"COP PAC à T°ext/35",{"$f":"IF(U293<$R$301,0,($D$370-$F$370)/14*U293+($F$370*(-7)-$D$370*7)/(-14))","v":0},0,0,0,0,4.3499999999999996,4.3499999999999996,4.3499999999999996,4.3499999999999996,4.3499999999999996,4.3499999999999996,4.3499999999999996,4.3499999999999996,4.3499999999999996,4.3499999999999996,4.3499999999999996,4.3499999999999996,4.3499999999999996,4.3499999999999996,4.3499999999999996,4.3499999999999996,4.3499999999999996,4.3499999999999996,4.3499999999999996,4.3499999999999996,4.3499999999999996,4.3499999999999996,4.3499999999999996,4.3499999999999996,4.3499999999999996,4.3499999999999996,4.3499999999999996,{"$f":"IF(BA293<$R$301,0,($D$370-$F$370)/14*BA293+($F$370*(-7)-$D$370*7)/(-14))","v":4.3499999999999996},4.3499999999999996,4.3499999999999996,4.3499999999999996,4.3499999999999996,4.3499999999999996,4.3499999999999996,4.3499999999999996,4.3499999999999996,4.3499999999999996,4.3499999999999996,4.3499999999999996,4.3499999999999996,4.3499999999999996,4.3499999999999996,4.3499999999999996,4.3499999999999996,4.3499999999999996,4.3499999999999996,4.3499999999999996,4.3499999999999996,4.3499999999999996,4.3499999999999996,4.3499999999999996]
[null,"-",null,null,null,null,null,null,null,null,null,null,null,null,null,null,null,{"$f":"IF(Données!F63=\"Easylife\",calculs!R308,IF(Données!I69=\"Oui\",calculs!R308-5,calculs!R308))","v":80},null,"COP PAC à T°ext/50",{"$f":"IF(U293<$R$301,0,($H$370-$J$370)/14*U293+($J$370*(-7)-$H$370*7)/(-14))","v":0},0,0,0,0,2.96,2.96,2.96,2.96,2.96,2.96,2.96,2.96,2.96,2.96,2.96,2.96,2.96,2.96,2.96,2.96,2.96,2.96,2.96,2.96,2.96,2.96,2.96,2.96,2.96,2.96,2.96,{"$f":"IF(BA293<$R$301,0,($H$370-$J$370)/14*BA293+($J$370*(-7)-$H$370*7)/(-14))","v":2.96},2.96,2.96,2.96,2.96,2.96,2.96,2.96,2.96,2.96,2.96,2.96,2.96,2.96,2.96,2.96,2.96,2.96,2.96,2.96,2.96,2.96,2.96,2.96]
[null,"AWHP MHX 8 MR",8,3.8,5.58,2.7,6.4,3,4.0999999999999996,2.0499999999999998,-15,55,15]
[null,"AWHP MHX 11 MR",11.2,3.7,7.6,2.8,8.5,3.05,5.5,2.1,-15,55,15,null,null,null,null,null,null,"COP PAC à T°ext/Tdep",{"$f":"U303+(U298-35)*(U304-U303)/$M$370","v":0},{"$f":"V303+(V298-35)*(V304-V303)/$M$370","v":0},0,0,0,7.5933333333333319,7.5933333333333319,7.5933333333333319,7.5933333333333319,7.5933333333333319,3.4233333333333333,3.5044166666666667,3.5854999999999997,3.6665833333333331,3.7476666666666665,3.8287499999999999,3.894940476190476,3.9611309523809521,4.0273214285714287,4.0935119047619049,4.159702380952381,4.2258928571428571,4.2920833333333333,4.3582738095238103,4.4244642857142864,4.4906547619047625,4.5568452380952387,4.6230357142857148,4.6892261904761909,4.755416666666668,4.8216071428571441,4.8877976190476202,4.9539880952380964,5.0201785714285725,5.0863690476190486,5.1525595238095256,5.2187500000000018,5.2849404761904779,5.351130952380954,5.4173214285714302,5.4835119047619063,5.5497023809523824,5.6158928571428586,5.6820833333333356,5.7482738095238117,5.8144642857142879,7.5933333333333319,7.5933333333333319,7.5933333333333319,7.5933333333333319,7.5933333333333319,7.5933333333333319,7.5933333333333319,7.5933333333333319,7.5933333333333319,7.5933333333333319]
[null,"AWHP MHX 11 TR",11.2,3.7,7.6,2.8,8.5,3.05,5.5,2.1,-15,55,15,null,null,null,null,null,null,"TdepaMaxi",{"$f":"IF($R$304<>54,$R$304,IF(U293>=0,$R$304,54+11/15*U293))","v":80},{"$f":"IF($R$304<>54,$R$304,IF(V293>=0,$R$304,54+11/15*V293))","v":80},80,80,80,80,80,80,80,80,80,80,80,80,80,80,80,80,80,80,80,80,80,80,80,80,{"$f":"IF($R$304<>54,$R$304,IF(AU293>=0,$R$304,54+11/15*AU293))","v":80},{"$f":"IF($R$304<>54,$R$304,IF(AV293>=0,$R$304,54+11/15*AV293))","v":80},80,80,80,80,80,80,80,80,80,80,80,80,80,80,80,80,80,80,80,80,80,80,80,80,80,80,80,80]
[null,"AWHP MHX 14 MR",14,3.8,9.6999999999999993,2.8,10.9,3.05,7.2,2.1,-15,55,15,null,null,null,null,{"$f":"L370","v":80},null,"Part PAC",{"$f":"IF(U293<$R$301,0,IF(U298>U307,0,IF(U302>U299,100,U302/U299*100)))","v":0},0,0,0,0,100,{"$f":"IF(AA293<$R$301,0,IF(AA298>AA307,0,IF(AA302>AA299,100,AA302/AA299*100)))","v":100},100,100,100,100,100,100,100,100,100,100,100,100,100,100,100,100,100,100,100,100,100,100,100,100,100,100,100,100,100,100,100,100,100,100,100,100,100,100,100,100,100,100,100,100,100,100,100,100,100]
[null,"AWHP MHX 14 TR",14,3.8,9.6999999999999993,2.8,10.9,3.05,7.2,2.1,-15,55,15,null,null,null,null,null,null,"Part appoint",{"$f":"100-U308","v":100},{"$f":"100-V308","v":100},100,100,100,0,0,0,0,0,0,0,0,0,0,0,0,0,0,0,0,0,0,0,0,0,0,0,0,0,0,0,0,0,0,0,0,0,0,0,0,0,0,0,0,0,{"$f":"100-BO308","v":0},0,0,0,0,0,0,0,0,0]
[null,"AWHP MHX 16 MR",16,3.7,11.06,2.9,12.7,3.1,8.1,2.15,-15,55,15,null,null,null,null,null,null,"Energie PAC",{"$f":"U295*U308/100","v":0},{"$f":"V295*V308/100","v":0},0,0,0,0,0,0,0,0,0,0,14.025000000000002,20.399999999999995,13.175000000000001,19.125,43.137500000000003,59.5,91.800000000000011,182.32499999999999,254.99999999999997,346.79999999999995,347.01249999999999,593.72499999999991,611.36249999999984,718.24999999999989,791.35000000000014,791.77499999999998,863.38750000000005,969,1004.0625,886.55,886.76250000000005,805.8,724.625,656.625,568.01249999999993,465.79999999999995,438.8125,425.85,366.5625,277.95000000000005,226.3125,0,0,0,0,0,0,0,0,0,0,0,0,0,{"$f":"SUM(U310:BX310)","v":14464.875},{"$f":"BY310/$BZ$295","v":14583}]
[null,"AWHP MHX 16 TR",16,3.7,11.06,2.9,12.7,3.1,8.1,2.15,-15,55,15]
[null,"ROE-II 6 MR",6.01,3.65,4.01,2.33,5.74,2.4500000000000002,3.82,1.61,-15,54,15,null,null,null,null,null,null,"Energie Appoint",{"$f":"U295*U309/100","v":0},{"$f":"V295*V309/100","v":0},0,0,0,0,0,0,0,0,0,0,0,0,0,0,0,0,0,0,0,0,0,0,0,0,0,0,0,0,0,0,0,0,0,0,0,0,0,0,0,0,0,0,0,0,0,0,0,0,0,0,0,0,0,0,{"$f":"SUM(U312:BX312)","v":0},{"$f":"BY312/$BZ$295","v":0}]
[null,"ROE-II 8 MR",8.2799999999999994,3.92,5.33,2.5,7.83,2.76,4.7699999999999996,1.6,-15,54,15,null,null,null,null,null,null,"Conso élec PAC",{"$f":"IF(U306<>0,U310/U306,0)","v":0},{"$f":"IF(V306<>0,V310/V306,0)","v":0},0,0,0,0,0,0,0,0,0,0,3.9115883419327857,5.5637628127911984,3.5155207684781646,4.9951028403525957,11.075265530679301,15.020962627917113,22.794306744113868,44.539995056055602,61.302462687635042,82.065497570251409,80.849432093971458,136.22939400975153,138.17774548976868,159.94326842781962,173.66181176931619,171.2673336165939,184.12152984932533,203.76763340050815,208.24228732269171,181.38025939231559,{"$f":"IF(BA306<>0,BA310/BA306,0)","v":178.99972364737403},160.51221854657985,142.46410223402884,127.43666462576385,108.8407185628742,88.137227296788907,82.00369303329289,78.608959356561272,66.848126960693833,50.083766825762851,40.298578651149469,0,0,0,0,0,0,0,0,0,0,0,0,0,{"$f":"SUM(U313:BX313)","v":3016.6589400931389},{"$f":"BY313/$BZ$295","v":3041.2939844539442}]
[null,"ROE-II 10 MR",10.4,3.75,6.1,2.17,10.11,2.54,5.52,1.37,-15,54,15,null,null,null,null,null,null,"Energie gratuite",{"$f":"U310-U313","v":0},{"$f":"V310-V313","v":0},0,0,0,0,0,0,0,0,0,0,10.113411658067216,14.836237187208797,9.6594792315218356,14.129897159647404,32.0622344693207,44.479037372082885,69.005693255886143,137.78500494394439,193.69753731236494,264.73450242974855,266.16306790602852,457.49560599024835,473.18475451023119,558.3067315721803,617.68818823068398,620.5076663834061,679.26597015067478,765.2323665994918,795.82021267730829,705.16974060768439,707.76277635262602,645.28778145342017,582.16089776597119,529.1883353742362,459.17178143712573,377.66277270321103,356.8088069667071,{"$f":"BH310-BH313","v":347.24104064343874},299.71437303930617,227.86623317423721,186.01392134885054,0,0,0,{"$f":"BO310-BO313","v":0},0,0,0,0,0,0,0,0,0,11448.216059906861,{"$f":"BY314/$BZ$295","v":11541.706015546057}]
[null,"ROE-II 10 TR",10.4,4.05,6.07,2.4300000000000002,10.07,2.82,5.5,1.47,-15,54,15]
[null,"ROE-II 13 MR",13.76,3.99,8.59,2.42,12.7,2.72,7.94,1.61,-15,54,15,null,null,null,null,null,null,"DJ",{"$f":"U294*(Données!$I$28-3-calculs!U293)","v":0},{"$f":"V294*(Données!$I$28-3-calculs!V293)","v":0},{"$f":"W294*(Données!$I$28-3-calculs!W293)","v":0},{"$f":"X294*(Données!$I$28-3-calculs!X293)","v":0},{"$f":"Y294*(Données!$I$28-3-calculs!Y293)","v":0},{"$f":"Z294*(Données!$I$28-3-calculs!Z293)","v":0},{"$f":"AA294*(Données!$I$28-3-calculs!AA293)","v":0},{"$f":"AB294*(Données!$I$28-3-calculs!AB293)","v":0},{"$f":"AC294*(Données!$I$28-3-calculs!AC293)","v":0},{"$f":"AD294*(Données!$I$28-3-calculs!AD293)","v":0},{"$f":"AE294*(Données!$I$28-3-calculs!AE293)","v":0},{"$f":"AF294*(Données!$I$28-3-calculs!AF293)","v":0},{"$f":"AG294*(Données!$I$28-3-calculs!AG293)","v":3},{"$f":"AH294*(Données!$I$28-3-calculs!AH293)","v":4.3499999999999996},{"$f":"AI294*(Données!$I$28-3-calculs!AI293)","v":2.8000000000000003},{"$f":"AJ294*(Données!$I$28-3-calculs!AJ293)","v":4.05},{"$f":"AK294*(Données!$I$28-3-calculs!AK293)","v":9.1},{"$f":"AL294*(Données!$I$28-3-calculs!AL293)","v":12.5},{"$f":"AM294*(Données!$I$28-3-calculs!AM293)","v":19.200000000000003},{"$f":"AN294*(Données!$I$28-3-calculs!AN293)","v":37.949999999999996},{"$f":"AO294*(Données!$I$28-3-calculs!AO293)","v":52.8},{"$f":"AP294*(Données!$I$28-3-calculs!AP293)","v":71.399999999999991},{"$f":"AQ294*(Données!$I$28-3-calculs!AQ293)","v":71},{"$f":"AR294*(Données!$I$28-3-calculs!AR293)","v":120.64999999999999},{"$f":"AS294*(Données!$I$28-3-calculs!AS293)","v":123.3},{"$f":"AT294*(Données!$I$28-3-calculs!AT293)","v":143.64999999999998},{"$f":"AU294*(Données!$I$28-3-calculs!AU293)","v":156.80000000000001},{"$f":"AV294*(Données!$I$28-3-calculs!AV293)","v":155.25},{"$f":"AW294*(Données!$I$28-3-calculs!AW293)","v":167.29999999999998},{"$f":"AX294*(Données!$I$28-3-calculs!AX293)","v":185.25},{"$f":"AY294*(Données!$I$28-3-calculs!AY293)","v":189},{"$f":"AZ294*(Données!$I$28-3-calculs!AZ293)","v":163.9},{"$f":"BA294*(Données!$I$28-3-calculs!BA293)","v":160.5},{"$f":"BB294*(Données!$I$28-3-calculs!BB293)","v":142.20000000000002},{"$f":"BC294*(Données!$I$28-3-calculs!BC293)","v":124},{"$f":"BD294*(Données!$I$28-3-calculs!BD293)","v":108.14999999999999},{"$f":"BE294*(Données!$I$28-3-calculs!BE293)","v":89.1},{"$f":"BF294*(Données!$I$28-3-calculs!BF293)","v":68.5},{"$f":"BG294*(Données!$I$28-3-calculs!BG293)","v":59},{"$f":"BH294*(Données!$I$28-3-calculs!BH293)","v":50.099999999999994},{"$f":"BI294*(Données!$I$28-3-calculs!BI293)","v":34.5},{"$f":"BJ294*(Données!$I$28-3-calculs!BJ293)","v":16.350000000000001},{"$f":"BK294*(Données!$I$28-3-calculs!BK293)","v":0},{"$f":"BL294*(Données!$I$28-3-calculs!BL293)","v":0},{"$f":"BM294*(Données!$I$28-3-calculs!BM293)","v":0},{"$f":"BN294*(Données!$I$28-3-calculs!BN293)","v":0},{"$f":"BO294*(Données!$I$28-3-calculs!BO293)","v":0},{"$f":"BP294*(Données!$I$28-3-calculs!BP293)","v":0},{"$f":"BQ294*(Données!$I$28-3-calculs!BQ293)","v":0},{"$f":"BR294*(Données!$I$28-3-calculs!BR293)","v":0},{"$f":"BS294*(Données!$I$28-3-calculs!BS293)","v":0},{"$f":"BT294*(Données!$I$28-3-calculs!BT293)","v":0},{"$f":"BU294*(Données!$I$28-3-calculs!BU293)","v":0},{"$f":"BV294*(Données!$I$28-3-calculs!BV293)","v":0},{"$f":"BW294*(Données!$I$28-3-calculs!BW293)","v":0},{"$f":"BX294*(Données!$I$28-3-calculs!BX293)","v":0},{"$f":"SUM(U316:BX316)","v":2545.6499999999996},{"$f":"BY316*0.75","v":1909.2374999999997}]
[null,"ROE-II 13 TR",13.58,3.93,9.24,2.61,12.66,2.65,8.4600000000000009,1.69,-15,54,15,null,null,null,null,null,null,null,null,null,null,null,null,null,null,null,null,null,null,null,null,null,null,null,null,null,null,null,null,null,null,null,null,null,null,null,null,null,null,null,null,null,null,null,null,null,null,null,null,null,null,null,null,null,null,null,null,null,null,null,null,null,null,null,null,{"$f":"BZ316*24","v":45821.7}]
[null,"ROE-II 17 TR",17.16,4.1900000000000004,9.58,2.33,15.29,2.96,9.32,1.74,-15,54,15,null,null,null,null,null,null,null,{"$f":"U295*U308","v":0},{"$f":"V295*V308","v":0},0,0,0,0,0,0,0,0,0,0,1402.5000000000002,2039.9999999999995,1317.5,1912.5,4313.75,5950,9180.0000000000018,18232.5,25499.999999999996,34679.999999999993,34701.25,59372.499999999993,61136.249999999985,71824.999999999985,79135.000000000015,79177.5,86338.75,96900,100406.25,88655,88676.25,80580,72462.5,65662.5,56801.249999999993,46579.999999999993,43881.25,42585,36656.25,27795.000000000004,22631.25,0,0,0,0,0,0,0,0,0,0,0,0,0,{"$f":"SUM(U318:BX318)","v":1446487.5}]
[null,"ROE H 13 MH",13.7,3.64,8.8000000000000007,2.5499999999999998,14,2.8,9.1,2.0499999999999998,-20,65,15,null,null,null,null,null,null,null,null,null,null,null,null,null,null,null,null,null,null,null,null,null,null,null,null,null,null,null,null,null,null,null,null,null,null,null,null,null,null,null,null,null,null,null,null,null,null,null,null,null,null,null,null,null,null,null,null,null,null,null,null,null,null,null,{"$f":"BY318/BY295","v":100}]
[null,"ROE H 13 TH",13.7,4.1399999999999997,8.9,2.83,14.1,3.17,9.25,2.23,-20,65,15]
[null,"ROE H 17 TH",19.399999999999999,4,12.4,2.76,19.600000000000001,3.01,12.85,2.14,-20,65,15,null,null,null,null,null,null,"Poste",-20,-19,-18,-17,-16,-15,-14,-13,-12,-11,-10,-9,-8,-7,-6,-5,-4,-3,-2,-1,0,1,2,3,4,5,6,7,8,9,10,11,12,13,14,15,16,17,18,19,20,21,22,23,24,25,26,27,28,29,30,31,32,33,34,35,"Somme"]
[null,"ROI+ 8 MR",8.5500000000000007,3.85,6.7,2.91,8.3000000000000007,2.9,6.6,2.2599999999999998,-20,55,15,null,null,null,null,null,"1 - Ain","AMBERIEU",0,0,0,0,0,0,0,0,0,0,0,0.15,0.4,0.9,1.05,1.65,3.05,4.2,5.35,6.75,8.35,8.35,9.8000000000000007,11.65,12.35,13.75,14.6,14.4,16.25,15.45,15.6,16.850000000000001,16.7,14.5,17.25,16.5,16.899999999999999,17.149999999999999,15.45,14.8,12.65,10.8,9.1,8.1,5.7,3.8,2.2999999999999998,1.35,0.65,0.5,0.05,null,null,null,null,null,365.15]
[null,"ROI+ 8 TR",8.6,3.9,6.75,2.93,8.3000000000000007,2.9,6.7,2.2599999999999998,-20,55,15,null,null,null,null,null,"2 - Aisne","ST QUENTIN",0,0,0,0,0,0,0,0,0,0.05,0.05,0.3,0.15,0.35,0.7,1.05,1.45,2.75,4.6500000000000004,5.95,6.9,10,11.05,12.35,16.2,16.55,18.7,20.65,19.600000000000001,17.75,19.399999999999999,17.850000000000001,18.649999999999999,19.8,20.7,20.350000000000001,18.600000000000001,17.05,12.95,10.15,7.4,6.05,4.2,2.4500000000000002,1.1499999999999999,0.75,0.3,0.2,0.05,null,null,null,null,null,null,null,365.25]
[null,"ROI+ 11 MR",10.199999999999999,3.9,7.2,2.93,9.8000000000000007,2.85,7.2,2.08,-20,55,15,null,null,null,null,null,"3 - Allier","VICHY-CHARMEIL",0,0,0,0,0,0,0,0,0,0,0.1,0.25,0.3,0.6,0.8,1,2,3.65,4.1500000000000004,5.85,6.25,9.8000000000000007,9.1,11.4,12.65,15.1,15.6,18.5,15.35,18.600000000000001,18.7,17.350000000000001,17.45,15.8,17.5,18.2,17.75,18,16.05,12.75,12.45,10.65,8.0500000000000007,5.7,3.4,2,1.1000000000000001,0.6,0.6,0.1,null,null,null,null,null,null,365.25]
[null,"ROI+ 11 TR",10.25,4,7.25,2.94,9.8000000000000007,2.85,7.2,2.08,-20,55,15,null,null,null,null,null,"4 - Alpes de haute provence","LE LUC",0,0,0,0,0,0,0,0,0,0,0,0,0,0,0,0,0,0.05,0.1,0.3,0.85,2.25,3.9,5.6,7.75,11.55,12.15,15.25,15.15,17.350000000000001,18.899999999999999,18.55,16.95,16.399999999999999,16.95,17.350000000000001,16.25,13.75,14,15.3,14.8,16.2,14.65,14.85,14.05,13.6,10.1,5.5,2.7,1.3,0.45,0.3,0.1,null,null,null,365.25]
[null,"ROI+ 16 TR",15,3.85,10.58,2.88,13.4,2.7,9.6999999999999993,2,-20,55,15,null,null,null,null,null,"5 - Hautes-Alpes","EMBRUN",0,0,0,0,0,0,0,0,0,0,0.05,0.2,0.3,0.4,0.45,1.35,1.65,4.0999999999999996,5.15,6.2,8.75,12.15,14.2,17.75,16.899999999999999,17.95,15.15,15.75,16.350000000000001,14.25,14.35,14.7,16.55,15.95,15.7,14.8,15.7,14.7,14.05,12.25,11.2,11.65,9.35,6.75,5.55,2.0499999999999998,0.6,0.25,0.05,null,null,null,null,null,null,null,365.25]
[null,"ROE+ 11 MR",11.1,4.2,7.5,2.8,11.1,3,7.5,2,-20,55,15,null,null,null,null,null,"6 - Alpes maritimes","NICE",0,0,0,0,0,0,0,0,0,0,0,0,0,0,0,0,0,0,0,0,0.1,null,0.15,0.6,1.25,2.1,5.25,8.8000000000000007,14.25,21.65,26.65,26.65,26.2,22.9,14.9,14.75,16.45,17.3,18.3,15.5,18.2,19,17.25,18.55,17.600000000000001,10.9,5.95,2.9,0.7,0.2,0.2,0.05,null,null,null,null,365.25]
[null,"ROE+ 11 TR",11.3,3.8,7.1,2.9,10.6,3,6.7,2.1,-20,55,15,null,null,null,null,null,"7 - Ardèche","ST-MARCEL-LES-V",0,0,0,0,0,0,0,0,0,0,0,0,0,0,0.15,0.6,1.05,1.6,2.85,3.55,6.5,8.25,9.9,9.5500000000000007,10.75,14.9,14.4,16.350000000000001,15.7,16.3,16.55,16.3,14.7,15.05,15.1,16.600000000000001,16.05,17.399999999999999,16.600000000000001,15.85,14.45,12.6,12.35,11.2,9.1,6.65,3.85,1.65,0.35,0.3,0.15,null,null,null,null,null,365.25]
[null,"ROE+ 16 TR",15.1,3.8,10.6,3,14.6,2.9,10,2.2000000000000002,-20,55,15,null,null,null,null,null,"8 - Ardennes","CHARLEVILLE-MEZ",0,0,0,0,0,0,0,0.05,0,0.15,0.25,0.3,0.55000000000000004,0.8,1.35,1.9,2.6,4.6500000000000004,5.75,7.8,8.5500000000000007,11.2,11.85,16.350000000000001,16.350000000000001,17.850000000000001,18.899999999999999,18.7,18.350000000000001,19.55,17.55,17.899999999999999,17.8,20.3,20.7,18.55,16.95,13.7,12.1,9.1,6.8,4.7,2.85,1.55,0.45,0.35,0.1,null,null,null,null,null,null,null,null,null,365.25]
[null,"ROE+ 18 TH",16.2,3.4,11.2,2.6,15.8,2.8,10.3,2.1,-20,65,15,null,null,null,null,null,"9 - Ariège","ST GIRONS",0,0,0,0,0,0,0,0,0,0,0,0,0,0,0,0.55000000000000004,0.65,0.95,2.1,1.95,3.75,5,6.4,8.75,12,15.45,18.7,20.6,19.350000000000001,21.4,18.75,18.649999999999999,16.649999999999999,19.149999999999999,17.8,19.2,19.399999999999999,18.05,16.45,15.4,14.55,12.2,8.4,5.5,3.9,2.2000000000000002,0.9,0.35,0.1,0.05,null,null,null,null,null,null,365.25]
[null,"ROE+ 22 TH",21.1,3.5,13.4,2.6,20.5,3,12.5,2.2000000000000002,-20,65,15,null,null,null,null,null,"10 - Aube","TROYES-BARBEREY",0,0,0,0,0,0.05,0.05,0,0.05,0.05,0.1,0.2,0.6,0.45,0.85,1.1499999999999999,2.2000000000000002,2.5499999999999998,3.7,6.75,7.85,7.95,10.050000000000001,14,13.4,14.5,17.649999999999999,20,17.649999999999999,18.850000000000001,17,16.7,17.8,16.399999999999999,18.75,18.2,18.75,16.8,15.45,13.7,10.15,8.5500000000000007,7.1,4.1500000000000004,2.4500000000000002,1.1499999999999999,0.65,0.35,0.3,0.1,null,null,null,null,null,null,365.15]
["Concerne OE","OenoniaPAC-GS 5 MR",5.7,4.38,5.7,4.38,5.24,2.78,5.24,2.78,-20,80,15,null,null,null,null,null,"11 - Aude","CARCASSONNE",0,0,0,0,0,0,0,0,0,0,0,0,0,0,0,0,0.1,0.3,0.8,1.75,2.15,3.55,4.9000000000000004,6.55,8.4,9.15,11.95,17.100000000000001,18.350000000000001,17.2,21.85,20.2,19.649999999999999,17.600000000000001,14.9,14.75,15.2,17.100000000000001,18.100000000000001,16.25,16.05,14.55,13.5,13.7,11.5,8.4,4.95,2.6,1.5,0.4,0.1,0.05,0.1,null,null,null,365.25]
[null,"OenoniaPAC-GS 5 TR",5.7,4.38,5.7,4.38,5.24,2.78,5.24,2.78,-20,80,15,null,null,null,null,null,"12 - Aveyron","MILLAU",0,0,0,0,0,0,0,0,0,0,0,0,0.1,0.3,0.65,1.5,2.0499999999999998,2.9,3.15,4.75,7.3,8.1999999999999993,11.55,13.6,15.65,19.399999999999999,20.65,20.05,19.45,17.100000000000001,15.3,16.05,15.95,17.600000000000001,17.5,17.100000000000001,14.8,14.6,11.75,12.75,11.3,10,7.5,6,4.2,2.15,1.45,0.5,0.25,0.1,0.05,null,null,null,null,null,365.25]
[null,"OenoniaPAC-GS 9 MR",9.8000000000000007,4.3899999999999997,9.8000000000000007,4.3899999999999997,9.2200000000000006,2.95,9.2200000000000006,2.95,-20,80,15,null,null,null,null,null,"13 - Bouches-du-Rhône","MARIGNANE",0,0,0,0,0,0,0,0,0,0,0,0,0,0,0,0,0,0.05,0.2,0.35,1.45,2.1,3.2,4.95,7.7,8.75,10.65,11.7,16.05,16.2,18.149999999999999,18.25,18.3,18.600000000000001,17.3,13.95,12.45,15.45,15.4,18.350000000000001,15.3,15.4,16.55,14.2,14.8,14.05,12.8,7.1,3.85,1.2,0.4,0.05,null,null,null,null,365.25]
[null,"OenoniaPAC-GS 9 TR",9.8000000000000007,4.3899999999999997,9.8000000000000007,4.3899999999999997,9.2200000000000006,2.95,9.2200000000000006,2.95,-20,80,15,null,null,null,null,null,"14 - Calvados","CAEN-CARPIQUET",0,0,0,0,0,0,0,0,0,0,0.05,0.1,0,0.05,0,0.35,0.7,1.25,1.8,3,3.85,5.15,7.3,8.6999999999999993,11.2,16,18.350000000000001,21.2,23.35,23.45,22.2,23.6,20.3,21.25,23.2,23.05,23.45,19.3,15.7,10.3,7,4.6500000000000004,2.4,1.4,0.8,0.4,0.3,null,0.05,null,0.05,null,null,null,null,null,365.25]
[null,"OenoniaPAC-GS 12 MR",12.66,4.3499999999999996,12.66,4.3499999999999996,11.99,2.96,11.99,2.96,-20,80,15,null,null,null,null,null,"15 - Cantal","AURILLAC",0,0,0,0,0,0,0,0,0,0,0.05,0.05,0.25,0.7,1.55,1.2,2.6,3.15,3.8,5.3,7.2,9.0500000000000007,12.25,15.3,17.55,17.899999999999999,19.95,18.899999999999999,19.600000000000001,19.7,16.600000000000001,17.649999999999999,18.899999999999999,18.95,16.899999999999999,18.600000000000001,16.350000000000001,13.55,12.25,11.5,9.1,6.7,5.05,3.75,1.8,0.8,0.35,0.3,0.1,null,null,null,null,null,null,null,365.25]
[null,"OenoniaPAC-GS 12 TR",12.66,4.3499999999999996,12.66,4.3499999999999996,11.99,2.96,11.99,2.96,-20,80,15,null,null,null,null,null,"16 - Charente","COGNAC",0,0,0,0,0,0,0,0,0,0,0,0,0,0.05,0.2,0.25,0.2,1.1000000000000001,1.6,1.85,2.85,4.2,6.05,7.8,8.5,9.6,11.65,15.75,18.05,19.350000000000001,22.35,20.65,19.75,17.3,17.149999999999999,19.25,18.850000000000001,18.350000000000001,19,18.55,17.55,13.1,9.9,7.8,6.65,4.45,2.9,1.2,1,0.25,0.2,null,null,null,null,null,365.25]
[null,"OenoniaPAC-GS 15 TR",17.09,4.5,17.09,4.5,15.98,3.05,15.98,3.05,-20,80,15,null,null,null,null,null,"17 - Charente-Maritime","LA ROCHELLE",0,0,0,0,0,0,0,0,0,0,0,0,0,0,0.15,0.05,0.25,0.4,0.8,1.65,2.35,3.8,4.6500000000000004,6.8,7.2,9,10.55,14.4,17.8,23.05,26.3,22.9,20.350000000000001,17.95,17.5,18,21.45,22.6,21.35,21.8,16.45,11,8.1999999999999993,5.55,4.8499999999999996,2.9,1.5,0.8,0.6,0.25,0.05,null,null,null,null,null,365.25]
[null,"OenoniaPAC-GS 19 TR",20.399999999999999,4.28,20.399999999999999,4.28,19.88,3.01,19.88,3.01,-20,80,15,null,null,null,null,null,"18 - Cher","BOURGES",0,0,0,0,0,0,0,0,0,0,0.05,0,0.1,0.3,0.55000000000000004,0.65,1.45,2.0499999999999998,3.05,5.3,6.1,7.35,8.35,11.55,11.35,14.8,15.75,17.45,19.8,19.649999999999999,19.100000000000001,16.3,16.7,17.55,17.75,17.55,17.899999999999999,18.45,17,14.5,11.05,11.2,7.6,6.55,5,2.4500000000000002,1.1000000000000001,0.7,0.6,0.25,0.25,0.05,null,null,null,null,365.25]
[null,"OenoniaPAC-GS 27 TR",27.99,4.0999999999999996,27.99,4.0999999999999996,26.24,2.87,26.24,2.87,-20,80,15]
[]
[null,"OenoviaPAC Colonne-2 4 MR",3.94,4.53,2.83,2.8,3.75,3.08,2.41,1.87,{"$f":"K313","v":-15},55,10]
[null,"OenoviaPAC Colonne-2 6 MR",5.73,4.04,4.0199999999999996,2.56,5.13,2.58,3.62,1.79,-15,55,10,null,null,null,null,null,"19 - Corrèze","BRIVE",0,0,0,0,0,0,0,0,0,0,0,0,0,0.05,0.4,0.6,1,1.2,2.0499999999999998,3.35,4.45,6.4,6.6,8.6999999999999993,10.95,14.25,14.2,16.350000000000001,18.2,20.65,18.649999999999999,19.399999999999999,17.7,17.7,17.5,18.2,18.350000000000001,17.149999999999999,19.55,14.6,14.8,13.5,8.9,8.35,5.45,2.75,1.8,0.85,0.55000000000000004,0.1,null,null,null,null,null,null,365.25]
[null,"OenoviaPAC Colonne-2 8 MR ",8.26,4.2699999999999996,5.6,2.7,7.75,3,5.05,1.91,-15,55,10,null,null,null,null,null,"2A - Corse-du-Sud","AJACCIO",0,0,0,0,0,0,0,0,0,0,0,0,0,0,0,0,0,0,0,0,0,0.15,0.5,0.8,2.1,4.75,5.7,11.65,19.100000000000001,22.85,25.1,25.5,23.3,17.2,16.5,16.899999999999999,17.850000000000001,17.2,17.2,19.399999999999999,18.350000000000001,21.55,19.8,17.149999999999999,12,6.2,3.65,1.1499999999999999,1.05,0.25,0.3,null,0.05,null,null,null,365.25]
[null,"OenoviaPAC Colonne-2 11 MR",11.39,4.6500000000000004,8.09,2.88,11.99,3.09,7.22,1.91,-20,55,10,null,null,null,null,null,"2B - Haute-Corse","BASTIA",0,0,0,0,0,0,0,0,0,0,0,0,0,0,0,0,0,0,0,0,0,0.2,0.45,0.9,2.1,4.3499999999999996,5,9.1999999999999993,13.9,19.5,23.15,28.15,26.4,20.149999999999999,16.149999999999999,15.5,16.850000000000001,17.55,16.5,16.149999999999999,15.85,16.899999999999999,17.2,17.5,19.149999999999999,14.15,7.65,3.4,0.8,0.3,0.15,0.05,null,null,null,null,365.25]
[null,"OenoviaPAC Colonne-2 11 TR",11.39,4.6500000000000004,8.09,2.88,11.99,3.09,7.22,1.91,-20,55,10,null,null,null,null,null,"21 - Côte-d'Or","DIJON-LONGVIC",0,0,0,0,0,0,0,0,0,0,0.1,0.35,0.3,0.9,1.1499999999999999,1.45,2.75,4.05,6.1,6.55,8.35,10.4,10.6,12.75,14.05,15.2,16.3,15.3,18.05,16.8,14.8,14.8,15.75,15.75,16.5,16.3,17.2,15.4,15.4,14,11.75,10.25,8.8000000000000007,7,4.7,3.05,1.1000000000000001,0.6,0.2,0.2,0.15,0.05,null,null,null,null,365.25]
[null,"OenoviaPAC Colonne-2 16 MR",14.65,4.22,9.83,2.74,14.98,2.97,8.73,1.92,-20,55,10,null,null,null,null,null,"22 - Côtes-d'Armor","ST BRIEUC",0,0,0,0,0,0,0,0,0,0,0,0,0.05,0,0.1,0.1,0.05,0.65,1.2,1.9,2.8,4.0999999999999996,5.9,7.8,11.15,14.85,20.5,23.8,24.5,26.25,25.95,23.85,24.7,23.5,25.3,24.15,23.1,19.8,12.85,7.7,4.25,1.7,1.6,0.55000000000000004,0.3,0.1,0.05,0.05,null,null,0.05,null,null,null,null,null,365.25]
[null,"OenoviaPAC Colonne-2 16 TR",14.65,4.22,9.83,2.74,14.98,2.97,8.73,1.92,-20,55,10,null,null,null,null,null,"23 - Creuse","GUERET-GRANCHER",0,0,0,0,0,0,0,0,0,0,0,0.1,0.25,0.7,1,1.05,2.15,3.45,4.1500000000000004,6.1,5.95,7.65,8.65,12.3,14.25,17.5,18.55,20.05,18.3,18.7,17.350000000000001,16.55,18.649999999999999,18.649999999999999,17.350000000000001,18.25,16.55,17.55,13.35,11.55,9.4,7.4,7.2,5.55,3.35,2.2000000000000002,1.3,0.8,0.55000000000000004,0.25,0.2,0.25,0.15,null,null,null,365.25]
[null,null,null,null,null,null,null,null,null,null,null,null,null,null,null,null,null,null,"24 - Dordogne","ST MARTIN RIB.",0,0,0,0,0,0,0,0,0,0,0,0,0,0,0.17962598425196849,0.29937664041994749,1.2573818897637794,1.1376312335958005,1.4370078740157479,1.9758858267716535,3.5326443569553807,4.1313976377952759,6.1671587926509179,7.1850393700787398,7.3646653543307083,11.915190288713912,12.334317585301836,17.663221784776905,16.944717847769027,19.459481627296586,20.237860892388451,21.974245406824149,16.046587926509186,17.423720472440944,16.405839895013123,19.998359580052494,19.040354330708659,19.040354330708659,18.920603674540683,18.561351706036746,16.405839895013123,14.429954068241468,10.837434383202099,8.2029199475065617,5.4486548556430447,3.8918963254593177,2.5746391076115485,1.0777559055118111,1.0178805774278215,0.41912729658792652,5.9875328083989501E-2,null,null,null,null,null,365]
[null,null,null,null,null,null,null,null,null,null,null,null,null,null,null,null,null,null,"25 - Doubs","BESANCON",0,0,0,0,0,0,0,0,0,0,0.2,0.1,0.45,0.55000000000000004,0.95,1.7,3.15,3.45,5.85,7.35,9.15,10.1,11.4,10.45,14.1,15.2,13.8,16,17.350000000000001,17.8,15.7,16.7,14.05,18.600000000000001,17,15.25,18.350000000000001,17.3,15.45,12.95,11.2,10.7,8.75,6.4,3.4,2.35,0.85,0.7,0.25,0.15,0.05,null,null,null,null,null,365.25]
[null,"OenoviaPAC-2 MHX-3 4 MR",3.94,4.53,2.83,2.8,3.75,3.08,2.41,1.87,-20,55,10]
[null,"OenoviaPAC-2 MHX-3 6 MR",5.73,4.04,4.0199999999999996,2.56,5.13,2.58,3.62,1.79,-15,55,10,null,null,null,null,null,"26 - Drôme","BUIS -BARONNIES",0,0,0,0,0,0,0,0,0,0,0,0,0,0,0,5.0372619376207566E-2,5.0372619376207566E-2,0.40298095500966052,0.65484405189069839,1.4608059619100193,2.2667678719293405,4.1809274082252275,5.1883797957493787,8.8655810102125301,12.290919127794645,14.255451283466741,16.018492961634003,18.083770356058515,16.673337013524705,17.378553684791608,18.738614407949211,16.622964394148497,17.3281810654154,16.018492961634003,13.902842947833287,14.507314380347777,17.025945349158157,17.781534639801272,15.867375103505381,14.960667954733648,15.464394148495723,13.24799889594259,12.59315484405189,11.988683411537401,10.427132210874966,9.6715429202318521,6.9514214739166436,2.317140491305548,0.95707976814794371,0.45335357438586804,0.30223571625724538,null,5.0372619376207566E-2,null,null,null,365]
[null,"OenoviaPAC-2 MHX-3 8 MR",8.26,4.2699999999999996,5.6,2.7,7.75,3,5.05,1.91,-15,55,10,null,null,null,null,null,"27 - Eure","EVREUX-HUEST",0,0,0,0,0,0,0,0,0,0.1,0,0.05,0.1,0.25,0.45,0.8,1.25,2.6,3.9,4.7,6.2,8.1999999999999993,8.6999999999999993,13,13.75,14.6,18.350000000000001,20.95,21.9,20.100000000000001,19.149999999999999,18.649999999999999,19.5,19.8,18.8,20.45,19.95,18.25,14.1,11.7,8.1999999999999993,6.4,3.7,3.15,1.3,1.1499999999999999,0.3,0.35,0.3,0.05,null,0.05,null,null,null,null,365.25]
[null,"OenoviaPAC-2 MHX-3 11 MR",11.39,4.6500000000000004,8.09,2.88,11.99,3.09,7.22,1.91,-20,55,10,null,null,null,null,null,"28 - Eure-et-Loire","CHATEAUDUN",0,0,0,0,0,0,0,0,0,0,0.1,0.1,0,0.3,0.5,0.7,1.2,2.6,3.85,5,6.2,7.75,9.9,11.7,12.5,16.2,18.100000000000001,19.8,19.850000000000001,20.2,16.95,17.95,18.649999999999999,18.649999999999999,17.05,19.649999999999999,19,16.7,15.75,14.75,10.15,7.4,5.95,4.3499999999999996,2.9,1.6,0.45,0.3,0.2,0.15,0.15,null,null,null,null,null,365.25]
[null,"OenoviaPAC-2 MHX-3 11 TR",11.39,4.6500000000000004,8.09,2.88,11.99,3.09,7.22,1.91,-20,55,10,null,null,null,null,null,"29 - Finistère","BREST-GUIPAVAS",0,0,0,0,0,0,0,0,0,0,0,0,0,0,0,0.1,0.05,0.2,0.15,1,1.35,3.65,3.15,6.05,9.5,12.25,15.35,22.1,27.6,30.05,30.5,28.65,24.1,22.9,27.15,28.05,25.7,18.850000000000001,11.65,6.75,3.85,2.6,1.05,0.35,0.4,null,0.05,0.1,null,null,null,null,null,null,null,null,365.25]
[null,"OenoviaPAC-2 MHX-3 16 MR",14.65,4.22,9.83,2.74,14.98,2.97,8.73,1.92,-20,55,10,null,null,null,null,null,"30 - Gard","NIMES-COURBESSAC",0,0,0,0,0,0,0,0,0,0,0,0,0,0,0,0,0.05,0.1,0.2,0.95,1.25,1.8,3.7,5.8,8.1,9.9,12.25,13.95,16.75,18.05,19.100000000000001,17.399999999999999,18,18.399999999999999,14.7,13.15,15.1,16,16.05,16.600000000000001,14.2,14.5,14.25,15,11.5,12.65,10.15,7.85,4.1500000000000004,2.35,1.1000000000000001,0.2,null,null,null,null,365.25]
[null,"OenoviaPAC-2 MHX-3 16 TR",14.65,4.22,9.83,2.74,14.98,2.97,8.73,1.92,-20,55,10,null,null,null,null,null,"31 - Haute-Garonne","TOULOUSE-BLAGNAC",0,0,0,0,0,0,0,0,0,0,0,0,0,0,0,0.1,0.5,0.8,1.7,1.8,2.65,5.45,5.9,6.6,8.25,9.9499999999999993,14.25,15.1,17.75,19.3,20.85,18.2,19.399999999999999,16.899999999999999,15.8,14.95,15.75,17.649999999999999,16.7,16.3,16.7,14.25,12.8,12.55,9.1999999999999993,7.05,4.45,3.45,1.25,0.4,0.35,0.2,null,null,null,null,365.25]
[null,null,null,null,null,null,null,null,null,null,null,null,null,null,null,null,null,null,"32 - Gers","AUCH",0,0,0,0,0,0,0,0,0,0,0,0,0,0,0.2,0.35,0.5,1.35,1.5,2.35,3.6,4.7,6.55,7.75,9.9499999999999993,12.45,15.6,16.8,18.350000000000001,19.55,21.7,17.45,17.8,16.45,16.2,16.3,18,18.149999999999999,16.850000000000001,16.8,15.6,13.8,12.95,9.5500000000000007,7,4.55,2.4500000000000002,1.1499999999999999,0.65,0.1,0.2,null,null,null,null,null,365.25]
[null,"OenoviaPAC Confort-2 4 MR",3.72,4.1500000000000004,2.98,2.74,3.5,2.76,2.46,1.8,-20,55,10,null,null,null,null,null,"33 - Gironde","BORDEAUX-MERIGNAC",0,0,0,0,0,0,0,0,0,0,0,0,0,0,0,0.15,0.25,0.6,1.55,1.75,2.25,3.4,4.5,6.95,7,8.85,11.35,12.5,17.2,18.55,22.15,22,20.399999999999999,18.45,18.55,18,19.149999999999999,18.649999999999999,17.850000000000001,19,17.25,16.149999999999999,12.15,9.35,7.15,4.5999999999999996,3.4,2.1,0.9,0.75,0.25,0.15,null,null,null,null,365.25]
[null,"OenoviaPAC Confort-2 6 MR",5.87,4.18,4.0199999999999996,2.56,5.54,2.87,3.62,1.79,-15,55,10,null,null,null,null,null,"34 - Hérault","MONTPELLIER",0,0,0,0,0,0,0,0,0,0,0,0,0,0,0,0,0,0.15,0.2,0.5,1.45,1.2,3.15,4.55,7.95,8.5,11.3,13.65,16.05,16.399999999999999,19.149999999999999,21.2,17.8,18.350000000000001,16.7,14.65,16.100000000000001,17.75,16.899999999999999,16.600000000000001,16.399999999999999,16.149999999999999,15.7,16.05,13.5,10.65,8.15,5.65,1.8,0.8,0.15,null,null,null,null,null,365.25]
[null,"OenoviaPAC Confort-2 8 MR",8.26,4.2699999999999996,5.6,2.7,7.75,3,5.05,1.91,-15,55,10,null,null,null,null,null,"35 - Ile-et-Vilaine","DINARD",0,0,0,0,0,0,0,0,0,0,0,0,0.05,0.05,0.1,0,0.25,0.55000000000000004,1.4,1.95,3.45,3.95,5.7,7.7,8.9,12.35,17.3,20.85,23.3,26.1,25.45,22.95,22.5,22.8,24.3,25.5,23.9,22.4,16.2,10.85,6.05,4.05,2.2999999999999998,1,0.65,0.2,0.1,0.05,null,null,0.05,null,null,null,null,null,365.25]
[null,"OenoviaPAC Confort-2 11 MR",10.558999999999999,4.18,8.09,2.88,11.99,3.09,7.22,1.91,-20,55,10,null,null,null,null,null,"36 - Indre","CHATEAUROUX  DEOLS",0,0,0,0,0,0,0,0,0,0,0,0.1,0.3,0.15,0.4,0.9,1.25,1.95,3.45,4.6500000000000004,5.75,7.55,7.7,10.4,11.6,13.95,15.8,16.25,20.9,18.45,19.600000000000001,17.899999999999999,16.600000000000001,17.7,18.2,17.100000000000001,18.95,17.350000000000001,17.399999999999999,16,10.9,11.05,8.0500000000000007,6.6,4.8,2.2999999999999998,1.6,0.55000000000000004,0.5,0.2,0.3,0.1,null,null,null,null,365.25]
[null,"OenoviaPAC Confort-2 11 TR",10.558999999999999,4.18,8.09,2.88,11.99,3.09,7.22,1.91,-20,55,10,null,null,null,null,null,"37 - Indre-et-Loire","TOURS",0,0,0,0,0,0,0,0,0,0,0,0.2,0.05,0.1,0.25,0.65,0.9,1.65,3.05,4.5,4.5999999999999996,7.2,7.65,10.35,12,14,15.4,18.55,20.7,20.55,20.25,18.3,17.7,18.55,17.55,18.7,19.7,18.7,17.850000000000001,14.05,12.6,8.5500000000000007,7.45,4.95,3.55,2.15,1.1000000000000001,0.55000000000000004,0.15,0.25,0.15,0.1,null,null,null,null,365.25]
[null,"OenoviaPAC Confort-2 16 MR",14.19,4.1500000000000004,10.32,2.89,14.12,2.89,9.09,2,-20,55,10,null,null,null,null,null,"38 - Isère","GRENOBLE-ST GEOIRS",0,0,0,0,0,0,0,0,0,0,0.1,0.05,0.2,1,0.9,1.45,1.85,4.1500000000000004,5.4,6.25,7.8,10.15,11.4,13.05,13.75,15.75,16.5,16.2,15.35,15.95,15.3,15.5,16.7,14.45,15.3,16.05,16.649999999999999,17.25,16.05,13.15,11.65,10.85,11.4,7.35,5.15,2.65,1.55,0.65,0.25,0.1,null,null,null,null,null,null,365.25]
[null,"OenoviaPAC Confort-2 16 TR",14.19,4.1500000000000004,10.32,2.89,14.12,2.89,9.09,2,-20,55,10,null,null,null,null,null,"39 - Jura","DOLE",0,0,0,0,0,0,0,0,0,0,0.15,0.1,0.65,0.45,1.3,1.8,2.65,4.3,4.55,6.6,9.35,10.1,12.45,10.7,13.65,15.6,15,16.2,18.05,15.95,14.8,14.95,13.45,15.95,17.600000000000001,16.600000000000001,16.45,17.649999999999999,15.45,14.65,11.45,10.45,10.199999999999999,6.95,4.4000000000000004,2.8,0.9,0.55000000000000004,0.35,0.05,null,null,null,null,null,null,365.25]
[null,"OenoviaPAC Confort-2 22 TR",19.399999999999999,3.94,11.1,2.25,19.43,3,10.4,1.87,-20,55,10,null,null,null,null,null,"40 - Landes","MONT-DE-MARSAN",0,0,0,0,0,0,0,0,0,0,0,0,0,0.05,0.1,0.4,0.35,1,1.35,2,3.2,4.55,5.2,6.15,9.1999999999999993,12.05,12.65,16.05,16.95,18.899999999999999,19.850000000000001,19.7,17.649999999999999,17.899999999999999,18.8,17.350000000000001,18.05,18.7,18.45,16.75,16.5,14.3,13.65,10.15,7.05,4.3,2.6,1.95,0.8,0.3,0.15,0.15,null,null,null,null,365.25]
[null,"OenoviaPAC Confort-2 27 TR",24.4,3.9,13.8,2.25,24.4,3,13,1.9,-20,55,10,null,null,null,null,null,"41 - Loir-et-Cher","ROMORANTIN",0,0,0,0,0,0,0,0,0,0,0.05,0.1,0.25,0.3,0.6,1.2,1.05,2.15,3.35,5.2,6.6,8.65,9.25,12.05,11.95,13.6,16.350000000000001,18,19.850000000000001,19.25,20.05,20.149999999999999,17,17.75,18.95,19.100000000000001,19.7,17.850000000000001,15.1,14.25,10.55,9.4499999999999993,6.2,4.7,2.4500000000000002,0.95,0.45,0.45,0.3,null,0.05,null,null,null,null,null,365.25]
[null,null,null,null,null,null,null,null,null,null,null,null,null,null,null,null,null,null,"42 - Loire","ST ETIENNE-BOUTHEON",0,0,0,0,0,0,0,0,0,0,0,0.15,0.25,0.7,0.75,1.3,2.25,3.05,4.5999999999999996,6.4,6.9,8.6999999999999993,10.8,11.15,13.15,13.35,15.7,14.95,16.149999999999999,17.600000000000001,16.5,18.3,16.899999999999999,16.5,16.649999999999999,17.600000000000001,16.899999999999999,16.3,16.649999999999999,14,10.5,10.8,9.25,8.5500000000000007,4.3499999999999996,3.6,1.65,1.2,0.8,0.2,0.15,null,null,null,null,null,365.25]
[null,null,null,null,null,null,null,null,null,null,null,null,null,null,null,null,null,null,"43 - Haute-Loire","LE PUY-LOUDES",0,0,0,0,0,0,0,0,0.1,0.2,0.4,0.85,1.25,1.3,2.75,2.95,4.3,6.7,6,9.1999999999999993,11.5,13.75,14.9,17.95,16.899999999999999,19.149999999999999,18,17.850000000000001,16.600000000000001,18.649999999999999,17.600000000000001,16.899999999999999,17.399999999999999,16,17.899999999999999,14.5,13.05,13.7,11.35,9.65,7.2,4.5,2.5,1,0.55000000000000004,0.2,null,null,null,null,null,null,null,null,null,null,365.25]
["Choix",{"$f":"Données!C72","v":"OenoniaPAC-GS 12 MR"},{"$f":"VLOOKUP($B$370,B305:J367,2,FALSE)","v":12.66},{"$f":"VLOOKUP($B$370,B305:J367,3,FALSE)","v":4.3499999999999996},{"$f":"VLOOKUP($B$370,B305:J367,4,FALSE)","v":12.66},{"$f":"VLOOKUP($B$370,B305:J367,5,FALSE)","v":4.3499999999999996},{"$f":"VLOOKUP($B$370,B305:J367,6,FALSE)","v":11.99},{"$f":"VLOOKUP($B$370,B305:J367,7,FALSE)","v":2.96},{"$f":"VLOOKUP($B$370,B305:J367,8,FALSE)","v":11.99},{"$f":"VLOOKUP($B$370,B305:J367,9,FALSE)","v":2.96},{"$f":"VLOOKUP($B$370,B305:K367,10,FALSE)","v":-20},{"$f":"VLOOKUP($B$370,B305:L367,11,FALSE)","v":80},{"$f":"VLOOKUP($B$370,B305:M367,12,FALSE)","v":15},null,null,null,null,null,"44 - Loire Atlantique","NANTES-BOUGUENAIS",0,0,0,0,0,0,0,0,0,0,0,0.05,0.05,0.1,0,0.25,0.35,0.65,1.3,2.25,4.25,4.9000000000000004,5.7,7.25,9.9499999999999993,11.25,14.6,16.45,19.899999999999999,24.8,24.15,22.65,20.85,18.25,19.25,20.3,21.3,21.5,18.850000000000001,14.7,12.5,8.75,5.9,4.2,4,1.8,1.2,0.35,0.45,0.15,null,0.1,null,null,null,null,365.25]
[null,null,null,null,null,null,null,null,null,null,null,null,null,null,null,null,null,null,"45 - Loiret","ORLEANS",0,0,0,0,0,0,0,0,0,0,0.15,0,0.2,0.25,0.6,0.55000000000000004,1.55,2.4500000000000002,3.4,5.3,6.9,7.2,9.6,10.95,12.2,15.5,16.45,18.8,20.2,19.350000000000001,18.3,17.95,18.149999999999999,17,18.149999999999999,19.05,19.75,17.75,16.25,13.2,12.3,8.5,6.3,4.8,2.4,2.0499999999999998,0.8,0.45,0.25,0.25,null,null,null,null,null,null,365.25]
[null,null,null,null,null,null,null,null,null,null,null,null,null,null,null,null,null,null,"46 - Lot","GOURDON",0,0,0,0,0,0,0,0,0,0,0,0,0,0.1,0.35,0.5,1.4,1.5,2.35,3.05,4.45,5.45,7.25,8.5,9.9499999999999993,11.2,14.5,16.55,17.8,20.2,19.2,20.2,18.55,16.2,17.75,17.850000000000001,17.45,17.75,18.350000000000001,15.7,14.35,12.2,10.95,7.7,5.6,4.3499999999999996,2.65,1.65,0.8,0.45,0.25,0.1,0.1,null,null,null,365.25]
[null,"Conso ECS","L/j à 50°C",{"$f":"Données!F43","v":"Normale (50 l/j à 55°C)"},null,"Besoins ECS en kWh",null,null,null,null,null,null,null,null,null,null,null,null,"47 - Lot-et-Garonne","AGEN",0,0,0,0,0,0,0,0,0,0,0,0,0,0.05,0.1,0.15,0.65,1.2,1.55,2.4500000000000002,3.35,5.15,6.35,7.25,8.6999999999999993,10.35,14.4,14.45,17.2,19.850000000000001,20.3,17.45,19.149999999999999,18.100000000000001,16.5,16,16.100000000000001,19.2,19.5,16.45,15.9,15.7,12.5,10.75,7.5,4.8499999999999996,3.15,1.55,0.85,0.45,0.1,null,null,null,null,null,365.25]
[null,"Econome (35 l/j à 55°C)",35,{"$f":"IF(D373=B374,C374,IF(D373=B375,C375,IF(D373=B376,C376)))","v":50},null,{"$f":"ROUND(Données!C43*D374*365/1000*1.16*45,0)","v":3811},null,null,null,null,null,null,null,null,null,null,null,null,"48 - Lozère","MENDE-VILLE",0,0,0,0,0,0,0,0,0,0,0,0.05,0,0.5,0.5,1.65,2.25,2.4,3.95,5.9,7.2,9.1999999999999993,13.95,15.4,19.100000000000001,19.05,17.95,18.899999999999999,18.149999999999999,16.75,18.100000000000001,15.55,16.45,17,16.75,17,15.9,14.5,12.3,13.85,11,9.85,6.95,3.75,2.25,0.75,0.3,0.1,0.05,null,null,null,null,null,null,null,365.25]
[1,"Normale (50 l/j à 55°C)",50,null,null,null,null,null,null,null,null,null,null,null,null,null,null,null,"49 - Maine-et-Loire","BEAUCOUZE",0,0,0,0,0,0,0,0,0,0,0.05,0,0.15,0,0.1,0.45,0.35,1.35,1.65,3.65,4.45,5.2,7.05,7.3,10.1,12.8,14.05,16,20.100000000000001,22.25,22.25,21.1,20.7,18.100000000000001,18.75,19.399999999999999,20.55,20.55,18.7,16.100000000000001,13.4,8.8000000000000007,7.65,4.55,3.2,2.15,1.1499999999999999,0.8,0.15,0.15,null,null,null,null,null,null,365.25]
[2,"Confortable (70 l/j à 55°C)",70,null,null,null,null,null,null,null,null,null,null,null,null,null,null,null,"50 - Manche","PTE DE LA HAGUE",0,0,0,0,0,0,0,0,0,0,0,0,0,0,0,0.05,null,null,0.1,0.25,0.45,1.1499999999999999,2,3.35,6.85,9.1,13.6,18.55,27.65,36.049999999999997,35.299999999999997,25.65,23.25,23.9,25.35,26.7,33,28.75,15.85,5.35,1.6,0.85,0.35,0.1,0.1,null,null,null,null,null,null,null,null,null,null,null,365.25]
[3,null,null,null,null,null,null,null,null,null,null,null,null,null,null,null,null,null,"51 - Marne","REIMS-COURCY",0,0,0,0,0,0,0,0.05,0,0.05,0.1,0.25,0.45,0.55000000000000004,1,1.4,2.2000000000000002,3.35,4.4000000000000004,5.6,7.75,8.8000000000000007,10,11.05,15.15,15.25,18.899999999999999,18.149999999999999,20.75,17.55,18.05,18.2,17.2,17.2,19.7,19.95,17.899999999999999,19.399999999999999,14.2,12.95,8.75,7.65,5,3.4,1.5,0.7,0.35,0.25,0.15,null,null,null,null,null,null,null,365.25]
[null,"Energie chauffage actuelle","Choix",null,null,"Type de chaudière actuelle","Rendement","Rend. Actuel",null,null,null,null,null,null,null,null,null,null,"52 - Haute-Marne","LANGRES",0,0,0,0,0,0,0,0,0.15,0.1,0.3,0.3,0.3,1.2,2.0499999999999998,2.75,4.0999999999999996,6.45,7.8,9.0500000000000007,8.9499999999999993,12.35,11.95,15.2,15.55,16.75,16.3,17.5,15.4,14.15,15.9,17.25,16.5,17.5,16.7,16.3,16.45,14.25,12.7,9.9499999999999993,8.4499999999999993,9,6.05,4.4000000000000004,2.65,0.9,0.7,0.3,0.2,0.15,0.3,null,null,null,null,null,365.25]
[null,"Fioul",{"$f":"Données!C31","v":"Fioul"},null,1,"De 40 ans (60%)",0.6,{"$f":"VLOOKUP(Données!F31,F379:G384,2,FALSE)","v":0.88},null,null,null,null,null,null,null,null,null,null,"53 - Mayenne","LAVAL-ENTRAMMES",0,0,0,0,0,0,0,0,0,0,0,0.15,0,0.1,0.15,0.3,0.6,1.4,2.5,3.55,4.1500000000000004,7.4,7.1,8.6,11.75,14.75,16.8,19.649999999999999,22.45,21.45,21.55,20.8,19.850000000000001,19.05,19.2,20.05,21.6,19.649999999999999,16.7,14.3,9.9499999999999993,6.55,5.3,2.75,2.75,1.1499999999999999,0.7,0.2,0.2,0.05,0.05,null,null,null,null,null,365.25]
[1,"Gaz naturel",null,null,2,"De 30 ans (70%)",0.7,null,null,null,null,null,null,null,null,null,null,null,"54 - Meurthe-et-Moselle","NANCY-ESSEY",0,0,0,0,0,0,0,0.15,0,0.15,0.15,0.25,0.65,1.1499999999999999,1.3,2.4500000000000002,3.2,4,5.0999999999999996,7.25,8.65,9.6999999999999993,10.3,13.85,14.2,16,16.05,16.95,16.600000000000001,18.350000000000001,16.45,15.85,15.25,17.75,16.8,18.350000000000001,16.75,16.399999999999999,13.7,12.55,10.8,10.45,7.25,5.25,2.7,1.05,0.7,0.35,0.3,0.1,null,null,null,null,null,null,365.25]
[2,"Propane",null,null,3,"De 20 ans (80%)",0.8,null,null,null,null,null,null,null,null,null,null,null,"55 - Meuse","ERNEVILLE AUX B",0,0,0,0,0,0.05,0,0.15,0,0.25,0.1,0.6,0.95,1.55,1.6,2.2999999999999998,3.8,5.05,6.5,8.1,8.5,11.3,13.35,13.95,15.65,16.5,18.399999999999999,17.8,19.3,16.399999999999999,17.7,16.350000000000001,18.75,18.3,17.45,18.100000000000001,16.899999999999999,13.7,13.1,10.4,8.75,5.6,3.9,2.0499999999999998,0.95,0.5,0.2,0.3,0.1,null,null,null,null,null,null,null,365.25]
[3,"Chauffage électrique",null,null,4,"De 10 ans (88%)",0.88,null,null,null,null,null,null,null,null,null,null,null,"56 - Morbihan","LORIENT-LANN BIHOUE",0,0,0,0,0,0,0,0,0,0,0,0,0,0.15,0,0,0.25,0.2,0.95,1.45,2.2000000000000002,3.2,6.05,5.75,8.8000000000000007,12.05,15.6,17.7,21,26.55,29.5,27.1,22.7,23.55,23.15,23.25,25.95,20.45,17.8,11.2,6.7,4.95,2.7,2.5499999999999998,0.6,0.4,0.5,0.2,null,0.1,null,null,null,null,null,null,365.25]
[4,null,null,null,5,"Basse Température (93%)",0.93,null,null,null,null,null,null,null,null,null,null,null,"57 - Moselle","METZ-FRESCATY",0,0,0,0,0,0,0,0,0.1,0,0.25,0.15,0.35,0.9,1.1000000000000001,2.2999999999999998,2.4500000000000002,3.8,5.4,6.5,8.15,9.9,10.35,13,15.1,16.25,16.850000000000001,16.05,18.649999999999999,15.5,16.399999999999999,16.850000000000001,14.9,17.2,17,17.45,17.3,16.399999999999999,14.65,12.55,11.4,9.1,8,5.9,3.65,1.5,1,0.3,0.3,0.2,0.1,null,null,null,null,null,365.25]
[null,null,null,null,6,"Chauffage électrique",1,null,null,null,null,null,null,null,null,null,null,null,"58 - Nièvre","NEVERS-MARZY",0,0,0,0,0,0,0,0,0,0,0.1,0.1,0.35,0.5,0.75,1.2,2.1,3.4,4.45,6.45,6.7,7.8,11,11,13.45,15,16.2,18.95,19.55,18.25,19.3,17.350000000000001,17.75,18.05,17.850000000000001,19.899999999999999,17.5,16.8,14.6,14.25,10.95,9.3000000000000007,6.25,3.65,1.9,1.1000000000000001,0.7,0.5,0.25,null,null,null,null,null,null,null,365.25]
[null,null,null,null,null,null,null,null,null,null,null,null,null,null,null,null,null,null,"59 - Nord","LILLE-LESQUIN",0,0,0,0,0,0,0,0,0,0.05,0.1,null,0.2,0.2,0.35,0.65,1.85,2.4,3.05,4.8499999999999996,6.4,7.65,9.4,11.75,13.85,17.3,18.05,19.3,21.1,19.149999999999999,19.45,19.05,18.2,18.100000000000001,20.25,19.8,19.399999999999999,18.899999999999999,15.35,12.1,9.35,5.9,4.55,3.25,2.2999999999999998,0.75,0.5,0.3,0.1,null,null,null,null,null,null,null,365]
[null,null,"Choix",null,null,"Rendement",{"$f":"H379","v":0.88},null,null,null,null,null,null,null,null,null,null,null,"60 - Oise","BEAUVAIS-TILLE",0,0,0,0,0,0,0,0,0.05,0,0.15,0.15,0.15,0.35,0.5,0.6,2.2000000000000002,1.9,3.85,5.35,6.9,8.35,10.1,11.95,14.5,16,16,20.95,22.05,18.5,19.75,18.2,19.399999999999999,18.25,19.3,21.85,18.8,18.75,14.7,11.7,8,6,3.95,2.95,1.55,0.6,0.6,0.15,0.15,0.05,null,null,null,null,null,null,365.25]
[null,"Type ECS actuelle",{"$f":"VLOOKUP(A391,calculs!B388:C391,2,FALSE)","v":1},"Kwh consommés",null,"kWh PCI","Avec rendement",null,null,null,null,null,null,null,null,null,null,null,"61 - Orne","ALENCON",0,0,0,0,0,0,0,0,0,0.05,0.1,0,0.05,0.05,0.25,0.5,1.2,2.1,3.15,3.85,5.85,7.2,8.9,11.3,14.25,15.3,18.55,19.45,23.45,21.6,19.95,19.899999999999999,18.5,19.2,19.850000000000001,21.35,19.95,17.350000000000001,16.100000000000001,11.5,8.25,5.65,4.5,2.85,1.55,0.85,0.35,0.25,0.15,0.05,null,null,null,null,null,null,365.25]
["idem chauffage","Fioul",1,{"$f":"IF($C$379=B379,Données!$C$46,0)","v":6750},"Litres de fioul",{"$f":"D388*B402","v":67500},{"$f":"F388*$G$386","v":59400},null,null,"Fioul","Litres de fioul",null,null,null,null,null,null,null,"62 - Pas-de-Calais","LILLE-LESQUIN",0,0,0,0,0,0,0,0,0,0.05,0.1,null,0.2,0.2,0.35,0.65,1.85,2.4,3.05,4.8499999999999996,6.4,7.65,9.4,11.75,13.85,17.3,18.05,19.3,21.1,19.149999999999999,19.45,19.05,18.2,18.100000000000001,20.25,19.8,19.399999999999999,18.899999999999999,15.35,12.1,9.35,5.9,4.55,3.25,2.2999999999999998,0.75,0.5,0.3,0.1,null,null,null,null,null,null,null,365]
["Electrique","Gaz naturel",2,{"$f":"IF($C$379=B380,Données!$C$46,0)","v":0},"m3 de gaz naturel",{"$f":"D389*B403","v":0},{"$f":"F389*$G$386","v":0},null,null,"Gaz naturel","m3 de gaz naturel",null,null,null,null,null,null,null,"63 - Puy-de-Dôme","CLERMONT-FD",0,0,0,0,0,0,0,0,0,0,0,0.2,0.5,0.35,1.1499999999999999,0.9,2.15,2.9,3.8,5.45,6.55,7.65,9.25,9.25,12.15,13.2,16.55,15.35,18.649999999999999,15.2,19.850000000000001,18.100000000000001,17.649999999999999,17.55,17.149999999999999,17.25,16.8,18.45,16.3,14.25,13.05,11.45,8.6999999999999993,6.4,4.45,3,1.85,0.85,0.5,0.35,0.1,null,null,null,null,null,365.25]
[null,"Propane",3,{"$f":"IF($C$379=B381,Données!$C$46,0)","v":0},"kg de propane",{"$f":"D390*B404","v":0},{"$f":"F390*$G$386","v":0},null,null,"Propane","kg de propane",null,null,null,null,null,null,null,"64 - Pyrénées Atlantiques","BIARRITZ-ANGLET",0,0,0,0,0,0,0,0,0,0,0,0,0,0,0,0,0.05,0.25,0.65,0.7,1.55,2.35,2.95,4,4.25,7.85,9.9499999999999993,11.8,16.45,18.45,22.35,22.4,21.95,22.8,20.3,22,21.45,21.8,23.45,21.05,20.95,15.05,11.45,6.25,5.15,2.2999999999999998,1.95,0.85,0.25,0.2,null,0.05,null,null,null,null,365.25]
[{"$f":"IF(typecs=calculs!A388,calculs!C379,calculs!B391)","v":"Fioul"},"Chauffage électrique",4,{"$f":"IF($C$379=B382,Données!$C$46,0)","v":0},"kWh électrique",{"$f":"D391","v":0},{"$f":"F391","v":0},null,null,"Chauffage électrique","kWh électrique",null,null,null,null,null,null,null,"65 - Hautes-Pyrénées","TARBES-OSSUN",0,0,0,0,0,0,0,0,0,0,0,0,0,0,0.15,0.25,0.45,0.9,1.4,2.5,2.5499999999999998,5.25,6.25,8,10.050000000000001,14.1,16.649999999999999,19.55,21.8,20.55,20.2,19.399999999999999,18.649999999999999,16.45,17.05,19.75,20.7,18.649999999999999,18.2,15.3,14.5,12.9,8.4,6.4,3.7,2.25,1.4,0.65,0.2,null,0.1,null,null,null,null,null,365.25]
[null,null,null,null,null,"TOTAL",{"$f":"SUM(G388:G391)","v":59400},null,null,null,null,null,null,null,null,null,null,null,"66 - Pyrénées-orientales","PERPIGNAN",0,0,0,0,0,0,0,0,0,0,0,0,0,0,0,0,0,0,0,0.1,0.6,0.75,1.95,2.7,4.5,6.65,9.15,11.9,14.95,18.95,20.9,20.95,19.600000000000001,18.95,17.8,17.850000000000001,17.2,16.2,16.55,15.55,17.25,16.350000000000001,16.649999999999999,16.05,14.7,12.25,7.3,5.4,3.55,1.35,0.45,0.2,null,null,null,null,365.25]
[null,null,null,null,null,null,null,null,null,null,null,null,null,null,null,null,null,null,"67 - Bas-Rhin","STRASBOURG-ENTZHEIM",0,0,0,0,0,0,0,0.1,0.15,0.1,0.15,0.35,0.5,0.8,1.65,2.4,3.4,3.55,6.35,6.85,8.4499999999999993,9.8000000000000007,10.35,11.95,14.25,15.75,14.9,16.05,15.8,15.5,15.45,14.85,13.7,14.75,16.7,17.25,16.350000000000001,17.75,16.3,14.45,11.6,11.4,10.199999999999999,6.65,4.5,2.35,0.9,0.6,0.25,0.1,null,null,null,null,null,null,365.25]
[null,"DJH corrigé temp ambiance",null,"Coeff. U bat estimé",null,null,null,null,null,null,null,null,null,null,null,null,null,null,"68 - Haut-Rhin","BALE-MULHOUSE",0,0,0,0,0,0,0,0.1,0.05,0.2,0.1,0.6,0.45,1.3,1.35,2.2999999999999998,3.25,4.2,5.85,8,9.1,10,11.85,12.25,13.55,16.2,16.149999999999999,15.1,15.1,16.45,14.7,15.15,14.35,16.399999999999999,15.95,17.75,16.399999999999999,17.25,15.65,13.85,10.75,10.4,9.15,6.8,3.4,2.0499999999999998,1.05,0.55000000000000004,0.1,0.05,null,null,null,null,null,null,365.25]
[null,{"$f":"G114+E446*(Données!I28-19)","v":70000},null,{"$f":"IF(D396>0,D396,\"-\")","v":3.811817142857143},null,null,null,null,null,null,null,null,null,null,null,null,null,null,"69 - Rhône","LYON-BRON",0,0,0,0,0,0,0,0,0,0,0,0,0.05,0.15,0.55000000000000004,0.8,1.5,2.7,3.9,4.75,6.45,9.85,8.1999999999999993,10.3,12.55,14.15,13.15,15.55,15.35,17.05,15.15,15.85,14.5,13.8,17.8,15.2,15.2,15.4,18.45,15.1,13.8,13.1,10.25,9.65,8.75,6.35,4.8499999999999996,2.35,1.5,0.7,0.3,0.2,null,null,null,null,365.25]
[null,null,null,{"$f":"(G392-F374)/(0.75*C116*B395/1000/0.9)","v":3.811817142857143},null,null,null,null,null,null,null,null,null,null,null,null,null,null,"70 - Haute-Saône","LUXEUIL",0,0,0,0,0,0,0,0,0.1,0.4,0.1,0.55000000000000004,0.75,0.45,1.8,2.65,3.05,4.6500000000000004,7,7.65,9.8000000000000007,9.35,10.7,12.15,15.6,16.100000000000001,14.85,17.7,17.2,16.75,16.600000000000001,13.85,16.149999999999999,17.25,16.45,16.899999999999999,17.25,16,14.4,11.8,11.65,9.75,7.75,4.75,2.7,1.2,0.9,0.55000000000000004,null,null,null,null,null,null,null,null,365.25]
[null,null,null,null,null,null,null,null,null,null,null,null,null,null,null,null,null,null,"71 - Saône-et-Loire","MACON",0,0,0,0,0,0,0,0,0,0,0,0.1,0.2,0.4,0.65,1.35,2.1,3.45,4.5,5.85,7.6,8.9499999999999993,9.0500000000000007,11.5,13.15,14.55,14.8,15.5,14.95,18.7,16,15.7,14.9,15.45,15.25,17.649999999999999,15,17.95,15.9,15.3,14.65,11.1,10.65,8.75,6.05,3.85,1.65,1.1000000000000001,0.55000000000000004,0.45,null,null,null,null,null,null,365.25]
[null,null,null,null,null,null,null,null,null,null,null,null,null,null,null,null,null,null,"72 - Sarthe","LE MANS",0,0,0,0,0,0,0,0,0,0,0,0.15,0.05,0.2,0.1,0.45,0.65,1.3,2.0499999999999998,4.05,4.55,6.2,7.75,9.6999999999999993,11.7,12.2,16.350000000000001,16.5,20.399999999999999,23.05,18.8,19.8,19.3,17.3,18.399999999999999,19.649999999999999,19.05,19.5,18.649999999999999,13.7,12.55,10.15,6.85,4.7,3.95,2.7,1.45,0.45,0.5,0.2,0.1,0.1,null,null,null,null,365.25]
[null,null,null,null,null,null,null,null,null,null,null,null,null,null,null,null,null,null,"73 - Savoie","CHAMBERY-AIX",0,0,0,0,0,0,0,0,0,0,0,0,0,0.05,0.05,0.8,1.5,3.2,4.7,5.9,8.4,10.85,13.7,14.15,16.45,15.75,14.5,16.45,13.8,15.3,14.55,13.2,13.95,15.6,15.5,15.8,15.25,14.9,17.55,15.85,12.4,13.1,12.35,8.4,6.2,2.75,1.4,0.7,0.25,null,null,null,null,null,null,null,365.25]
[null,null,null,null,null,null,null,null,null,null,null,null,null,null,null,null,null,null,"74 - Haute-Savoie","MEYTHET",0,0,0,0,0,0,0,0,0,0,0,0,5.6694625660142897E-2,0.45355700528114318,1.1338925132028579,1.4740602671637155,2.7213420316868593,3.9119291705498602,5.385989437713576,6.9167443305374343,9.1278347312830075,13.039763901832867,13.890183286735011,17.008387698042871,15.194159676918298,13.720099409754582,15.591022056539298,15.591022056539298,14.116961789375582,12.812985399192295,13.266542404473439,15.987884436160298,15.704411307859584,16.894998446722585,14.967381174277728,15.024075799937869,17.972196334265298,16.838303821062439,16.101273687480585,12.019260639950295,11.225535880708295,11.962566014290152,9.8081702392047223,6.4631873252562908,4.6489593041317185,1.9276172724448586,1.3606710158434296,0.28347312830071447,0.34016775396085741,5.6694625660142897E-2,null,null,null,null,null,null,365]
[null,null,null,null,null,null,null,null,null,null,null,null,null,null,null,null,null,null,"75 - Paris","PARIS-MONTSOURIS",0,0,0,0,0,0,0,0,0,0,0.05,0.05,0,0.05,0.35,0.05,0.7,1,2.2000000000000002,2.4,4.5,6.2,8.1999999999999993,10.15,9.35,13.15,15.8,17.75,19.05,21.45,20.100000000000001,16.75,17.850000000000001,18.45,17.350000000000001,18.5,17.25,20.3,18.600000000000001,15.45,13.2,11.35,8.1999999999999993,6.95,4.5,3.5,2.2000000000000002,1.1499999999999999,0.35,0.45,0.15,0.1,0.1,null,null,null,365.25]
["Tableau correspondances énergétiques",10,"kWh PCI",{"$f":"B402/0.94","v":10.638297872340425},"kWh PCS",{"$f":"D402*0.3","v":3.1914893617021276},"kg CO2",null,null,null,null,null,null,null,null,null,null,null,"76 - Seine-Maritime","ROUEN-BOOS",0,0,0,0,0,0,0,0,0.05,0.05,0,0.05,0.1,0.2,0.5,0.65,1.35,2.4,3.75,4.8499999999999996,5.65,8.1,10.15,12.1,14.55,16.350000000000001,19.600000000000001,21.05,22.6,20,19.649999999999999,18.25,21.05,19.5,20.5,21.75,20.25,16.7,13.8,10.050000000000001,6.85,4.05,3.7,2.2999999999999998,1.25,0.8,0.35,0.15,0.1,0.05,0.05,null,null,null,null,null,365.25]
["1 litre fioul",10,"kWh PCI",{"$f":"B403/0.9","v":11.111111111111111},"kWh PCS",{"$f":"D403*0.23","v":2.5555555555555554},"kg CO2",null,null,null,null,null,null,null,null,null,null,null,"77 - Seine-et-Marne","MELUN",0,0,0,0,0,0,0,0,0,0.05,0.05,0.05,0.25,0.35,0.3,0.75,1.25,1.9,3.35,5.4,6.9,8.4,8.9499999999999993,12.2,13.5,15.45,16.3,18.350000000000001,21.5,17.899999999999999,17.100000000000001,18.45,17.850000000000001,18.5,18,18.75,19.7,17.100000000000001,16.7,14.55,10.199999999999999,8.5,7.2,3.85,2.5,1.85,0.5,0.35,0.3,0.15,null,null,null,null,null,null,365.25]
["1 m3 gaz naturel",12.8,"kWh PCI",{"$f":"B404/0.92","v":13.913043478260869},"kWh PCS",null,null,null,null,null,null,null,null,null,null,null,null,null,"78 - Yvelines","VILLACOUBLAY",0,0,0,0,0,0,0,0,0,0,0.1,0,0.1,0.25,0.2,0.7,1.45,1.6,3.05,5.05,6.3,7.9,11.1,9.5500000000000007,14.9,16.350000000000001,16.899999999999999,19.100000000000001,21.25,19.600000000000001,16.399999999999999,18.399999999999999,17.75,18.899999999999999,17.55,19.05,18.05,18.55,15.1,13.25,9.6999999999999993,8.6,6.15,4.3,3.25,2.0499999999999998,1.45,0.4,0.3,0.45,0.05,0.1,null,null,null,null,365.25]
["1 kg propane",4.8,"kWh PCI",null,null,null,null,null,null,null,null,null,null,null,null,null,null,null,"79 - Deux-Sèvres","NIORT",0,0,0,0,0,0,0,0,0,0,0,0,0,0.2,0.15,0.35,0.45,1.45,1.5,2.75,3.45,6.1,7.3,8.25,10.199999999999999,12.1,16,15.85,21.3,21.45,21.8,19.55,18.649999999999999,17.7,17.8,19.2,17.5,20.45,18.2,17.55,13.2,10.25,7.45,5.65,5.3,2.8,1.7,0.9,0.35,0.15,0.1,0.15,null,null,null,null,365.25]
["1 kg Granulés",2000,"kWh PCI",null,"1 kWh élec",0.18,"kg CO2",null,null,null,null,null,null,null,null,null,null,null,"80 - Somme","ABBEVILLE",0,0,0,0,0,0,0,0,0,0.05,0.1,0.05,0.1,0.25,0.4,0.55000000000000004,1.35,1.35,3.95,4.1500000000000004,6.1,7.8,9.1999999999999993,10.1,14,15.8,19.5,20.7,22.35,23.45,19.25,20.6,20.65,20.149999999999999,22.45,22.45,21.25,18.149999999999999,13.5,9.3000000000000007,5.55,4.1500000000000004,3.35,1.1000000000000001,1,0.7,0.2,0.05,0.1,null,null,null,null,null,null,null,365.25]
["1 Stère de bûche",null,null,null,null,null,null,null,null,null,null,null,null,null,null,null,null,null,"81 - Tarn","ALBI",0,0,0,0,0,0,0,0,0,0,0,0,0,0,0.1,0.35,0.5,1.4,1.9,2.1,3.85,4.3499999999999996,6.55,8.3000000000000007,8.6999999999999993,11.6,15.15,16.75,18.600000000000001,21.2,17.8,18.25,16,17.45,14.4,15.15,16.3,16.75,16.850000000000001,16.3,14.25,15.4,11.9,11.05,8.35,6.85,5.2,2.75,1.8,0.7,0.1,0.15,0.1,null,null,null,365.25]
[null,"Energie Appoint PAC",null,"Choix",null,"Rend. Condens","Cout kWh PCI énergie appoint en c€",null,null,null,null,null,null,null,null,null,null,null,"82 - Tarn-et-Garonne","MONTAUBAN",0,0,0,0,0,0,0,0,0,0,0,0,0,0,0.05,0.2,0.5,0.95,1.8,2.6,3.35,5.4,6.15,7.2,8.1,11.95,13.5,14.9,17.350000000000001,20,20.85,17.25,17.05,18.2,14.85,15.8,16.05,18.05,17.350000000000001,16.350000000000001,15.55,15.75,13.4,12.45,7.85,6,4.0999999999999996,2.6,0.95,0.3,0.35,0.1,0.05,null,null,null,365.25]
[null,"Electrique",1,{"$f":"VLOOKUP(Données!F72,calculs!B409:C414,2,FALSE)","v":1},1,{"$f":"VLOOKUP(Données!F72,calculs!B409:E414,4,FALSE)","v":1},{"$f":"'Coûts énergies'!H15/3+2/3*'Coûts énergies'!H14","v":14.383499999999998},{"$f":"VLOOKUP(Données!F72,calculs!B409:G414,6,FALSE)","v":14.383499999999998},null,null,null,null,null,null,null,null,null,null,"83 - Var","TOULON",0,0,0,0,0,0,0,0,0,0,0,0,0,0,0,0,0,0,0,0,0,0.15,0.35,0.55000000000000004,1.65,2.5499999999999998,5.8,7.55,12.6,18.05,21,23.85,23.45,22.9,22.35,17.5,15.15,16.899999999999999,16.05,18.8,16.7,18.55,16.05,17.399999999999999,15.8,14.2,9.5,6.2,2.65,0.7,0.3,null,null,null,null,null,365.25]
[null,"Fioul",2,null,1.04,null,{"$f":"'Coûts énergies'!D40","v":7.24},null,null,null,null,null,null,null,null,null,null,null,"84 - Vaucluse","ORANGE",0,0,0,0,0,0,0,0,0,0,0,0,0,0,0,0,0.1,0.4,0.7,1.3,2.2999999999999998,3.45,6,9.4499999999999993,10.1,11.1,14.55,14.55,16.25,16.3,17,17.5,16.25,15.7,14.85,12.5,14.6,16.149999999999999,17.399999999999999,15.8,14.8,14.15,14.45,13.2,12.1,11.95,9.4,6.2,2.6,1.6,0.3,0.2,null,null,null,null,365.25]
[null,"Gaz",3,null,1.0900000000000001,null,{"$f":"'Coûts énergies'!D32/0.9","v":5.6888888888888891},null,null,null,null,null,null,null,null,null,null,null,"85 - Vendée","LA ROCHE SUR YON",0,0,0,0,0,0,0,0,0,0,0,0,0.1,0.1,0,0.4,0.5,1.1000000000000001,2.0499999999999998,2.9,3.65,6,6.6,7.7,9.5,12.2,15.3,17.3,20.65,23.85,24.85,20.65,20.3,19.55,19.05,20.25,21.55,21.2,18.649999999999999,15.55,10.3,7.65,5.65,4.6500000000000004,2.6,1.25,0.9,0.5,0.1,0.15,null,null,null,null,null,null,365.25]
[null,"Propane",4,null,1.07,null,{"$f":"'Coûts énergies'!D48","v":11.61},null,null,null,null,null,null,null,null,null,null,null,"86 - Vienne","POITIERS-BIARD",0,0,0,0,0,0,0,0,0,0,0,0.05,0.15,0.3,0.2,1,1.1499999999999999,1.4,2.8,4.1500000000000004,5.4,7.2,7.9,9.6,11.6,13.9,15.25,19.399999999999999,19.600000000000001,22.8,19.2,19.149999999999999,18.45,17.55,17.3,19.899999999999999,19,19.649999999999999,16.7,14.35,11.4,9.1999999999999993,7.4,4.8,3.15,1.75,1.7,0.2,0.2,0.3,0.05,null,null,null,null,null,365.25]
[null,"Actuelle",5,null,{"$f":"H379","v":0.88},null,{"$f":"K484*100","v":7.24},null,null,null,null,null,null,null,null,null,null,null,"87 - Haute-Vienne","LIMOGES-BELLEGARDE",0,0,0,0,0,0,0,0,0,0,0,0,0,0.2,0.7,0.75,1.35,1.7,3.25,3.6,5.75,6.1,8.9499999999999993,10.95,13.25,17.3,18.649999999999999,19.95,21.35,20.85,18.399999999999999,16.8,17.7,17.600000000000001,20.25,18.5,17.100000000000001,16.149999999999999,16.649999999999999,11.6,10.7,8.9499999999999993,6.45,5.35,3.5,2.4500000000000002,1.05,0.65,0.4,0.1,0.25,null,null,null,null,null,365.25]
[null,"Hydraulique",6,null,{"$f":"H493","v":1.02},null,{"$f":"J493","v":7.24},null,null,null,null,null,null,null,null,null,null,null,"88 - Vosges","EPINAL",0,0,0,0,0,0,0,0,0.2,0.1,0.45,0.45,0.85,1.5,1.7,2.2000000000000002,3.55,5.05,7.7,8.8000000000000007,8.3000000000000007,10.199999999999999,12.85,13.65,14.6,15.6,16.8,16.95,18.2,16.95,17,16.05,15.85,16.7,18.5,17.5,16.55,14.55,13.5,11.9,10.75,8.65,5.15,2.95,1.55,0.7,0.6,0.15,null,null,null,null,null,null,null,null,365.25]
[null,"Type chaud appoint PAC","Rendement","Rend. Chaud Appoint PAC",null,null,null,null,null,null,null,null,null,null,null,null,null,null,"89 - Yonne","AUXERRE",0,0,0,0,0,0,0,0,0.1,0,0.05,0.15,0.15,0.5,0.5,1.3,1.45,2.5,3.75,6.3,6,8.4499999999999993,9.35,11.9,12.25,15.4,14.7,17.95,17.600000000000001,19.45,17.100000000000001,15.95,15.7,18.75,17.8,17,18.55,16.7,16.600000000000001,13.95,11.85,9.6,7.75,6.75,4.7,3.05,1.55,0.8,0.5,0.3,0.25,0.2,0.05,null,null,null,365.25]
[null,"De 40 ans (60%)",0.6,{"$f":"VLOOKUP(Données!I72,B416:C422,2,FALSE)","v":{"$error":"#N/A"}},null,null,null,null,null,null,null,null,null,null,null,null,null,null,"90 - Territoire-de-Belfort","BELFORT",0,0,0,0,0,0,0,0,0.15,0.2,0.15,0.3,0.7,0.9,1.5,2.7,4.1500000000000004,5.65,8.3000000000000007,8.35,8.35,11.45,11.8,14.4,14.95,14.95,14.1,18.05,16.25,15.2,15.05,14.45,16.55,17.95,15.25,16.95,16.149999999999999,17,14.15,9.8000000000000007,10.95,9.75,7.85,5.15,2.8,1.35,0.6,0.55000000000000004,0.35,0.05,null,null,null,null,null,null,365.25]
[null,"De 30 ans (70%)",0.7,null,null,null,null,null,null,null,null,null,null,null,null,null,null,null,"91 - Essone","ORLY",0,0,0,0,0,0,0,0,0,0,0.1,0,0.05,0.2,0.35,0.55000000000000004,1.25,1.5,3,4.25,5.45,7.8,9.25,9.9499999999999993,12.65,15.55,16,17.350000000000001,20.7,20.6,17.399999999999999,16.7,18.149999999999999,17.600000000000001,17.649999999999999,17.899999999999999,18.3,18.350000000000001,18.100000000000001,14.85,11.9,9.15,7.85,5.55,3.95,2.4500000000000002,1.3,0.7,0.3,0.35,0.1,0.1,null,null,null,null,365.25]
[null,"De 20 ans (80%)",0.8,null,null,null,null,null,null,null,null,null,null,null,null,null,null,null,"92 - Hauts-de-Seine","ST-MAUR",0,0,0,0,0,0,0,0,0,0,0.05,0.05,0,0.15,0.35,0.3,0.85,1,2.5,3.15,4.7,6.7,8.4499999999999993,9.1,10.3,12.4,15.2,16.899999999999999,18.05,21.4,18.850000000000001,17.100000000000001,16.95,17.399999999999999,16.75,17.75,17.899999999999999,19.100000000000001,18.05,16.850000000000001,14.9,11.3,8.4499999999999993,7.8,5.95,3.7,2.25,1.1499999999999999,0.6,0.45,0.2,0.1,0.1,null,null,null,365.25]
[null,"De 10 ans (88%)",0.88,null,null,null,null,null,null,null,null,null,null,null,null,null,null,null,"93 - Seine-Saint-Denis","LE BOURGET",0,0,0,0,0,0,0,0,0,0.05,0.05,0,0.1,0.3,0.3,0.7,1,1.45,2.9,4.3,4.9000000000000004,8.1,8.9499999999999993,10.199999999999999,12.45,13.45,16.350000000000001,17.25,19.55,21.05,17.850000000000001,19.05,18.850000000000001,17.600000000000001,17.649999999999999,18.55,19.45,18.3,18.5,15.2,12.55,9.35,6.65,5.0999999999999996,3.3,1.85,1.05,0.45,0.3,0.15,0.05,0.05,null,null,null,null,365.25]
[null,"Basse Température (93%)",0.93,null,null,null,null,null,null,null,null,null,null,null,null,null,null,null,"94 - Val-de-Marne","ROISSY",0,0,0,0,0,0,0,0,0,0.05,0.05,0,0.2,0.3,0.3,0.7,1.25,1.8,2.7,4.55,6,7.45,9.75,9.9499999999999993,11.95,13.95,15.95,18,19.8,20.65,18.350000000000001,16.75,18.8,18.05,18.100000000000001,18.5,18.25,19.55,17.45,15.9,10.8,9.3000000000000007,7,5.0999999999999996,3.3,2.25,1.1000000000000001,0.75,0.3,0.15,0.1,0.05,null,null,null,null,365.25]
[null,"Condensation",{"$f":"F409","v":1},null,null,null,null,null,null,null,null,null,null,null,null,null,null,null,"95 - Val-d'Oise","BAGATELLE",0,0,0,0,0,0,0,0,0,0,0.05,0.05,0,0.15,0.3,0.25,0.4,1.25,1.75,2.8,4.55,6.45,8.4,9.8000000000000007,10.1,12.6,16.5,16.350000000000001,20.7,21.55,19.45,16.2,17.45,16.850000000000001,17.55,18.55,18.3,18.5,19.399999999999999,15.95,13.85,11.05,8.1,7.5,4.45,3.65,2.1,0.9,0.65,0.45,0.1,0.05,0.05,0.05,null,null,365.15]
[]
[]
[]
[null,"SOLAIRE","ECS","Chauffage"]
[null,"SSC",{"$f":"Données!F80/100","v":0},{"$f":"Données!I80/100","v":0.3}]
[null,"CESI",{"$f":"Données!F80/100","v":0},0]
[null,"NON",0,0]
[null,null,{"$f":"VLOOKUP(Données!C80,B426:C428,2,FALSE)","v":0},{"$f":"VLOOKUP(Données!C80,B426:D428,3,FALSE)","v":0}]
[null,"Energie ecs nouvelle installation"]
[null,"Electrique",{"$f":"'Coûts énergies'!H15","v":11.1435}]
[null,"Fioul",{"$f":"G410","v":7.24}]
[null,"Gaz",{"$f":"G411","v":5.6888888888888891}]
[null,"Propane",{"$f":"G412","v":11.61}]
[null,"choix",{"$f":"VLOOKUP(Données!F72,B431:C434,2,FALSE)","v":11.1435}]
[]
[]
[]
[]
[]
[]
[]
[]
[null,"CHAUFFAGE",{"$f":"ROUND(0.75*C115*C116*(G114+E446*(Données!I28-19))/0.9/1000,0)*(Données!I28-calculs!C114)/(Données!I28-calculs!C118)","v":14583}]
[null,"Besoins annuels chauffage",{"$f":"ROUND(C444,0)","v":14583},"kWh","Nb heures"]
[null,"Production annuelle solaire",{"$f":"ROUND(D429*C445,0)","v":0},null,{"$f":"VLOOKUP(C112,B4:AM99,27,FALSE)","v":5200}]
[null,"Besoins annuels hors solaire",{"$f":"C445-C446","v":14583}]
[null,"Production annuelle PAC",{"$f":"BZ310","v":14583},"kWh"]
[null,"Production annuelle appoint",{"$f":"BZ312","v":0},"kWh"]
[null,"Part de production chauffage PAC",{"$f":"ROUND(BY310/(BY310+BY312)*100,1)","v":100},"%"]
[null,"COP moyen de la PAC",{"$f":"ROUND(BZ310/BZ313,2)","v":4.79}]
[null,"Energie gratuite PAC",{"$f":"ROUND(BZ314,0)","v":11542},null,null,null,{"$f":"VLOOKUP(1,Q317:R379,2)","v":{"$error":"#N/A"}}]
[null,"ECS"]
[null,"Besoins annuels ECS",{"$f":"F374","v":3811},"kWh"]
[null,"Production annuelle Solaire",{"$f":"ROUND(F374*C429,0)","v":0},"kWh"]
[null,"Production annuelle appoint",{"$f":"F374-C455","v":3811},"kWh"]
[null,"Part de production Solaire",{"$f":"ROUND(C455/F374*100,0)","v":0},"%"]
[]
[null,"Courbe déperditions",null,null,"Courbe Puiss PAC"]
[null,{"$f":"C114","v":-15},{"$f":"Données!I28","v":20},null,{"$f":"IF(R301<B460,B460,R301)","v":-15},{"$f":"G460-0.1","v":-15.1},{"$f":"E460","v":-15},{"$f":"Données!I28","v":20}]
[null,{"$f":"C117","v":8.8000000000000007},0,null,0,0,{"$f":"HLOOKUP(E460,U293:BX302,10,FALSE)","v":12.213333333333333},{"$f":"BN302","v":13.365892857142859}]
[]
[null,null,"Actuelle","PAC","Gaz condens.","Gaz","Fioul condens.","Fioul","Electricité","Propane","propane condens"]
[]
[null,"Coût annuel chauffage",{"$f":"H481","v":1199.7831818181819},{"$f":"BY313*G409/100+BY312/(VLOOKUP(Données!F72,calculs!F488:G490,2,FALSE))*H409/100","v":433.90113864829652},{"$f":"C447/G496*D501","v":790.10539682539684},{"$f":"C447/G494*D501","v":892.05448028673834},{"$f":"C447/G495*'Coûts énergies'!D40/100","v":1035.1070588235293},{"$f":"C447/G493*'Coûts énergies'!D40/100","v":1147.618695652174},{"$f":"C447*calculs!G409/100","v":2097.5458049999997},{"$f":"C445/G494*'Coûts énergies'!D48/100","v":1820.5229032258064},{"$f":"C445/G496*'Coûts énergies'!D48/100","v":1612.4631428571427}]
[]
[null,"Coût annuel ECS",{"$f":"E481","v":313.54136363636366},{"$f":"C456/(VLOOKUP(Données!F72,calculs!F488:G490,2,FALSE))*H409/100","v":548.15518499999996},{"$f":"C456/0.97*D501","v":223.50882016036658},{"$f":"C456/G494*D501","v":233.12210274790922},{"$f":"C456/0.97*'Coûts énergies'!D40/100","v":284.44989690721656},{"$f":"C456/G493*'Coûts énergies'!D40/100","v":299.90913043478258},{"$f":"C456*calculs!G409/100","v":548.15518499999996},{"$f":"C454/G494*'Coûts énergies'!D48/100","v":475.76032258064515},{"$f":"C454/G494*'Coûts énergies'!D48/100","v":475.76032258064515}]
[]
[null,"COUT ANNUEL TOTAL",{"$f":"SUM(C465:C467)+D487","v":1513.3245454545456},{"$f":"SUM(D465:D467)+D495+D489","v":1219.3165236482964},{"$f":"SUM(E465:E467)+D500","v":1247.6242169857633},{"$f":"SUM(F465:F467)+D500","v":1359.1865830346476},{"$f":"SUM(G465:G467)","v":1319.5569557307458},{"$f":"SUM(H465:H467)","v":1447.5278260869566},{"$f":"SUM(I465:I467)+C493","v":2882.96119},{"$f":"J465+J467","v":2296.2832258064518},{"$f":"K465+K467","v":2088.223465437788}]
[]
[]
[null,"Abonnement GAZ"]
[null,"Rentabilité B2I/B1",null,1,"kWh"]
[]
[]
[null,"Conso actuelle","ECS","Energie ECS","Conso ECS actuel","Chauffage","Energie Chauffage","Conso Chauff. actuel","Total en kWh","Consommation annuel en €"]
[null,"Fioul",{"$f":"$C$456/$H$379","v":4330.681818181818},{"$f":"IF($C$387=A478,1,0)","v":1},{"$f":"C477*D477*K477","v":313.54136363636366},{"$f":"$C$447/$H$379","v":16571.590909090908},{"$f":"IF($C$379=B477,1,0)","v":1},{"$f":"F477*G477*K477","v":1199.7831818181819},{"$f":"C477*D477+F477*G477","v":20902.272727272728},{"$f":"E477+H477","v":1513.3245454545456},{"$f":"'Coûts énergies'!D40/100","v":7.2400000000000006E-2}]
[1,"Gaz naturel",{"$f":"$C$456/$H$379","v":4330.681818181818},{"$f":"IF($C$387=A479,1,0)","v":0},{"$f":"C478*D478*K478","v":0},{"$f":"$C$447/$H$379","v":16571.590909090908},{"$f":"IF($C$379=B478,1,0)","v":0},{"$f":"F478*G478*K478","v":0},{"$f":"C478*D478+F478*G478","v":0},{"$f":"E478+H478","v":0},{"$f":"G411/100","v":5.6888888888888892E-2}]
[2,"Propane",{"$f":"$C$456/$H$379","v":4330.681818181818},{"$f":"IF($C$387=A480,1,0)","v":0},{"$f":"C479*D479*K479","v":0},{"$f":"$C$447/$H$379","v":16571.590909090908},{"$f":"IF($C$379=B479,1,0)","v":0},{"$f":"F479*G479*K479","v":0},{"$f":"C479*D479+F479*G479","v":0},{"$f":"E479+H479","v":0},{"$f":"G412/100","v":0.11609999999999999}]
[3,"Chauffage électrique",{"$f":"$C$456","v":3811},{"$f":"IF($C$387=A481,1,0)","v":0},{"$f":"C480*D480*K480","v":0},{"$f":"$C$447","v":14583},{"$f":"IF($C$379=B480,1,0)","v":0},{"$f":"F480*G480*K480","v":0},{"$f":"C480*D480+F480*G480","v":0},{"$f":"E480+H480","v":0},{"$f":"G409/100","v":0.14383499999999999}]
[4,null,null,null,{"$f":"SUM(E477:E480)","v":313.54136363636366},null,null,{"$f":"SUM(H477:H480)","v":1199.7831818181819}]
[]
[null,"Abonnement actuel","Cout annuel en €"]
[null,"Fioul",0,null,null,null,null,null,null,"Energie actuelle",{"$f":"VLOOKUP(1,G477:K480,5,FALSE)","v":7.2400000000000006E-2}]
[null,"Gaz",{"$f":"IF(G478+E478<>0,IF(I478<D473,'Coûts énergies'!H32,'Coûts énergies'!H33),0)","v":0}]
[null,"Propane",0,"Cout annuel en €"]
[null,"Chauffage électrique",{"$f":"IF(G480=1,C490-C488,IF(D480=1,C489-C488,0))","v":0},{"$f":"SUM(C484:C487)","v":0},null,"Appoint"]
[null,"si pas",{"$f":"'Coûts énergies'!D20","v":117.19880000000001},null,null,"Actuelle",{"$f":"G386","v":0.88}]
[null,"si ecs",{"$f":"'Coûts énergies'!H19","v":126.5168},{"$f":"IF(Données!F72=\"Electrique\",0,IF(Données!F72=\"Actuelle\",calculs!D487,IF(H498=1,0,IF(H499=1,'Coûts énergies'!H32,0))))","v":0},null,{"$f":"IF(Données!C69=calculs!B537,\"\",\"Hydraulique\")","v":"Hydraulique"},{"$f":"H493","v":1.02}]
[null,"si chauffage",{"$f":"IF(C117+6<12,'Coûts énergies'!H20,IF(C117+6<15,'Coûts énergies'!H21,IF(C117+6<18,'Coûts énergies'!H22,IF(C117+6<24,'Coûts énergies'!H23,IF(C117+6<30,'Coûts énergies'!H24,'Coûts énergies'!H25)))))","v":237.2602},null,null,{"$f":"IF(Données!C69=calculs!B540,\"\",\"Electrique\")","v":"Electrique"},1]
[]
[null,"Abonnements Elec",null,"Surcout Elec",null,"Type chaudière"]
[null,"Tout elec",{"$f":"C490","v":237.2602},{"$f":"C493-C488","v":120.06139999999999},null,"Fioul",0.92,{"$f":"VLOOKUP(Données!I72,calculs!F493:G496,2,FALSE)","v":1.02},{"$f":"G410","v":7.24},{"$f":"VLOOKUP(Données!I72,calculs!F493:J496,4,FALSE)","v":7.24}]
[null,"PAC Air + app Elec",{"$f":"IF(C117*0.5+9<12,'Coûts énergies'!H20,IF(C117*0.5+9<15,'Coûts énergies'!H21,IF(C117*0.5+9<18,'Coûts énergies'!H22,IF(C117*0.5+9<24,'Coûts énergies'!H23,IF(C117*0.5+9<30,'Coûts énergies'!H24,'Coûts énergies'!H25)))))","v":237.2602},"Surcout PAC",null,"Gaz",0.93,null,{"$f":"G411","v":5.6888888888888891}]
[null,"PAC Sol",{"$f":"IF(C117/4+6<12,'Coûts énergies'!H20,IF(C117/4+6<15,'Coûts énergies'!H21,IF(C117/4+6<18,'Coûts énergies'!H22,IF(C117/4+6<24,'Coûts énergies'!H23,IF(C117/4+6<30,'Coûts énergies'!H24,'Coûts énergies'!H25)))))","v":204.7655},{"$f":"IF(J102=3,C495,IF(J102=4,C495,IF(D409=1,C494,IF(D409=3,C496,C497))))","v":237.2602},null,"Fioul condensation",1.02,null,{"$f":"G410","v":7.24}]
[null,"PAC Air + app gaz",{"$f":"'Coûts énergies'!H20+'Coûts énergies'!H32","v":438.77549999999997},null,null,"Gaz condensation",1.05,null,{"$f":"G411","v":5.6888888888888891}]
[null,"PAC Air + app autre",{"$f":"'Coûts énergies'!H20","v":204.7655}]
[null,null,null,null,null,{"$f":"IF(Données!F72=\"Hydraulique\",1,0)","v":0},{"$f":"IF(OR(Données!I72=calculs!F493,Données!I72=calculs!F495),1,0)","v":1},{"$f":"F498*G498","v":0}]
[null,"Gaz Nouveau",null,{"$f":"(C445+C456)/C420/0.9","v":21976.105137395458},"kWh",{"$f":"IF(Données!F72=\"Hydraulique\",1,0)","v":0},{"$f":"IF(OR(Données!I72=calculs!F494,Données!I72=calculs!F496),1,0)","v":0},{"$f":"F499*G499","v":0}]
[null,"Cout Abonnement",null,{"$f":"IF(D499<D473,'Coûts énergies'!H32,'Coûts énergies'!H33)","v":234.01},"€"]
[null,"Cout Energie",null,{"$f":"IF(D499<D473,'Coûts énergies'!D32,'Coûts énergies'!D33)/0.9/100","v":5.6888888888888892E-2},"€"]
[]
[null,"Gaz Nouveau Condensation",null,{"$f":"(C445+C456)/E411/0.9","v":18750.254841997961},"kWh"]
[null,"Cout Abonnement",null,{"$f":"IF(D503<D473,'Coûts énergies'!H32,'Coûts énergies'!H33)","v":234.01},"€"]
[null,"Cout Energie",null,{"$f":"IF(D503<D473,'Coûts énergies'!D32,'Coûts énergies'!D33)/0.9/100","v":5.6888888888888892E-2},"€"]
[]
[]
[]
[null,"GPAC"]
[null,"Confort",null,"Easylife"]
[null,{"$f":"IF(Données!C63=\"Géothermie\",\"\",\"Primea\")","v":""},null,"Advance"]
[null,"TPAC"]
[null,"Aérothermie"]
[null,"Géothermie"]
[]
[]
[]
[null,1,2,3,4,5,6,7,8,9,10,11,1,null,"AWHP 6 MR MIV-II"]
[null,"ROE-II 6 MR","ROE H 13 MH","ROE+ 11 MR","ROE+ 18 TH","ROI+ 8 MR","OenoniaPAC-GS 5 MR","OenoniaPAC-GS 5 MR","OenoviaPAC-2 MHX-3 4 MR","OenoviaPAC Colonne-2 4 MR","OenoviaPAC Confort-2 4 MR","AWHP MHX 8 MR",2,null,"AWHP 8 MR MIV-II"]
[null,"ROE-II 8 MR","ROE H 13 TH","ROE+ 11 TR","ROE+ 22 TH","ROI+ 8 TR","OenoniaPAC-GS 5 TR","OenoniaPAC-GS 5 TR","OenoviaPAC-2 MHX-3 6 MR","OenoviaPAC Colonne-2 6 MR","OenoviaPAC Confort-2 6 MR","AWHP MHX 11 MR",3,null,"AWHP 11 MR MIV-II"]
[null,"ROE-II 10 MR","ROE H 17 TH","ROE+ 16 TR",{"$f":"\"\"","v":""},"ROI+ 11 MR","OenoniaPAC-GS 9 MR","OenoniaPAC-GS 9 MR","OenoviaPAC-2 MHX-3 8 MR","OenoviaPAC Colonne-2 8 MR ","OenoviaPAC Confort-2 8 MR","AWHP MHX 11 TR",4,null,"AWHP 11 TR MIV-II"]
[null,"ROE-II 10 TR",{"$f":"\"\"","v":""},{"$f":"\"\"","v":""},{"$f":"\"\"","v":""},"ROI+ 11 TR","OenoniaPAC-GS 9 TR","OenoniaPAC-GS 9 TR","OenoviaPAC-2 MHX-3 11 MR","OenoviaPAC Colonne-2 11 MR","OenoviaPAC Confort-2 11 MR","AWHP MHX 14 MR",5,null,"AWHP 14 MR MIV-II"]
[null,"ROE-II 13 MR",{"$f":"\"\"","v":""},{"$f":"\"\"","v":""},{"$f":"\"\"","v":""},"ROI+ 16 TR","OenoniaPAC-GS 12 MR","OenoniaPAC-GS 12 MR","OenoviaPAC-2 MHX-3 11 TR","OenoviaPAC Colonne-2 11 TR","OenoviaPAC Confort-2 11 TR","AWHP MHX 14 TR",6,null,"AWHP 14 TR MIV-II"]
[null,"ROE-II 13 TR",{"$f":"\"\"","v":""},{"$f":"\"\"","v":""},{"$f":"\"\"","v":""},{"$f":"\"\"","v":""},"OenoniaPAC-GS 12 TR","OenoniaPAC-GS 12 TR","OenoviaPAC-2 MHX-3 16 MR","OenoviaPAC Colonne-2 16 MR","OenoviaPAC Confort-2 16 MR","AWHP MHX 16 MR",7,null,"AWHP 16 MR MIV-II"]
[null,"ROE-II 17 TR",{"$f":"\"\"","v":""},{"$f":"\"\"","v":""},{"$f":"\"\"","v":""},{"$f":"\"\"","v":""},"OenoniaPAC-GS 15 TR","OenoniaPAC-GS 15 TR","OenoviaPAC-2 MHX-3 16 TR","OenoviaPAC Colonne-2 16 TR","OenoviaPAC Confort-2 16 TR","AWHP MHX 16 TR",8,null,"AWHP 16 TR MIV-II"]
[null,{"$f":"\"\"","v":""},{"$f":"\"\"","v":""},{"$f":"\"\"","v":""},{"$f":"\"\"","v":""},{"$f":"\"\"","v":""},"OenoniaPAC-GS 19 TR","OenoniaPAC-GS 19 TR",{"$f":"\"\"","v":""},{"$f":"\"\"","v":""},"OenoviaPAC Confort-2 22 TR",{"$f":"\"\"","v":""},9,null,"HPI AWHP 6 MR"]
[null,{"$f":"\"\"","v":""},{"$f":"\"\"","v":""},{"$f":"\"\"","v":""},{"$f":"\"\"","v":""},{"$f":"\"\"","v":""},"OenoniaPAC-GS 27 TR","OenoniaPAC-GS 27 TR",{"$f":"\"\"","v":""},{"$f":"\"\"","v":""},"OenoviaPAC Confort-2 27 TR",{"$f":"\"\"","v":""},10,null,"HPI AWHP 8 MR"]
[null,{"$f":"\"\"","v":""},{"$f":"\"\"","v":""},{"$f":"\"\"","v":""},{"$f":"\"\"","v":""},{"$f":"\"\"","v":""},{"$f":"\"\"","v":""},{"$f":"\"\"","v":""},{"$f":"\"\"","v":""},{"$f":"\"\"","v":""},null,{"$f":"\"\"","v":""},11,null,"HPI AWHP 11 MR"]
[null,null,null,"CHPAC",null,null,null,null,null,null,null,null,null,null,"HPI AWHP 11 TR"]
[null,"ROE-II",1,{"$f":"IF(AND(Données!$C$63=\"Aérothermie\",Données!$F$63=\"Confort\"),calculs!B539,IF(AND(Données!$C$63=\"Aérothermie\",Données!$F$63=\"Primea\"),calculs!B537,IF(AND(Données!$C$63=\"Géothermie\",Données!$F$63=\"Confort\"),calculs!B535,\"\")))","v":"OenoviaPAC-GS (sol)"},null,{"$f":"HLOOKUP(J102,B518:L528,2,FALSE)","v":"OenoniaPAC-GS 5 MR"},null,null,null,null,null,null,null,null,"HPI AWHP 14 MR"]
[null,"ROE H",2,{"$f":"IF(AND(Données!$C$63=\"Géothermie\",Données!$F$63=\"Confort\"),B536,IF(AND(Données!$C$63=\"Aérothermie\",Données!$F$63=\"Primea\"),calculs!B538,\"\"))","v":"OenoviaPAC-GS (nappe)"},null,{"$f":"HLOOKUP(J102,B518:L528,3,FALSE)","v":"OenoniaPAC-GS 5 TR"},null,null,null,null,null,null,null,null,"HPI AWHP 14 TR"]
[null,"ROE+",3,{"$f":"\"\"","v":""},null,{"$f":"HLOOKUP(J102,B518:L528,4,FALSE)","v":"OenoniaPAC-GS 9 MR"},null,null,null,null,null,null,null,null,"HPI AWHP 16 MR"]
[null,"ROE+ TH",4,{"$f":"IF(AND(Données!$M$63=\"Aérothermie\",Données!$F$63=\"Primea\"),calculs!B540,\"\")","v":""},null,{"$f":"HLOOKUP(J102,B518:L528,5,FALSE)","v":"OenoniaPAC-GS 9 TR"},null,null,null,null,null,null,null,null,"HPI AWHP 16 TR"]
[null,"ROI+",5,{"$f":"IF(AND(Données!$M$63=\"Aérothermie\",Données!$F$63=\"Primea\"),calculs!B541,\"\")","v":""},null,{"$f":"HLOOKUP(J102,B518:L528,6,FALSE)","v":"OenoniaPAC-GS 12 MR"},null,null,null,null,null,null,null,null,"HPI AWHP 22 TR"]
[null,"OenoviaPAC-GS (sol)",6,{"$f":"IF(AND(Données!$M$63=\"Aérothermie\",Données!$F$63=\"Primea\"),calculs!B542,\"\")","v":""},null,{"$f":"HLOOKUP(J102,B518:L528,7,FALSE)","v":"OenoniaPAC-GS 12 TR"},null,null,null,null,null,null,null,null,"HPI AWHP 27 TR"]
[null,"OenoviaPAC-GS (nappe)",7,{"$f":"IF(AND(Données!$M$63=\"Aérothermie\",Données!$F$63=\"Primea\"),calculs!B543,\"\")","v":""},null,{"$f":"HLOOKUP(J102,B518:L528,8,FALSE)","v":"OenoniaPAC-GS 15 TR"}]
[null,"OenoviaPAC-2 MHX-3",8,null,null,{"$f":"HLOOKUP(J102,B518:L528,9,FALSE)","v":"OenoniaPAC-GS 19 TR"}]
[null,"OenoviaPAC Colonne-2",9,null,null,{"$f":"HLOOKUP(J102,B518:L528,10,FALSE)","v":"OenoniaPAC-GS 27 TR"}]
[null,"OenoviaPAC Confort-2",10]
[null,{"$f":"\"\"","v":""},11]
[]
[null,"TRI HPI"]
[null,"Déperditions en [kW] à Tbase",3,4,5,6,7,8,9,10,11,12,13,14,15,16,17,18,19,20,21,22,23,24,25]
[null,0,"-","-","-","-","-","-","-","11 TR + 3","11 TR + 6","11 TR + 6","11 TR + 6","16 TR + 6","16 TR + 6","16 TR + 9","22 TR + 6","22 TR + 6","22 TR + 6","22 TR + 6","22 TR + 9","22 TR + 12","22 TR + 12","27 TR + 12","27 TR + 12"]
[null,-1,"-","-","-","-","-","-","-","11 TR + 3","11 TR + 6","11 TR + 6","11 TR + 6","16 TR + 6","16 TR + 6","16 TR + 9","22 TR + 6","22 TR + 6","22 TR + 9","22 TR + 9","22 TR + 9","22 TR + 12","27 TR + 9","27 TR + 12","27 TR + 12"]
[null,-2,"-","-","-","-","-","-","-","11 TR + 3","11 TR + 6","11 TR + 6","11 TR + 6","16 TR + 6","16 TR + 6","16 TR + 9","22 TR + 6","22 TR + 6","22 TR + 9","22 TR + 9","27 TR + 9","27 TR + 9","27 TR + 12","27 TR + 12","27 TR + 12"]
[null,-3,"-","-","-","-","-","-","-","11 TR + 3","11 TR + 6","11 TR + 6","11 TR + 6","16 TR + 6","16 TR + 6","16 TR + 9","22 TR + 6","22 TR + 9","22 TR + 9","22 TR + 9","27 TR + 9","27 TR + 9","27 TR + 12","27 TR + 12","27 TR + 12"]
[null,-4,"-","-","-","-","-","-","-","11 TR + 3","11 TR + 6","11 TR + 6","11 TR + 6","16 TR + 6","16 TR + 6","16 TR + 9","22 TR + 6","22 TR + 9","22 TR + 9","27 TR + 9","27 TR + 9","27 TR + 9","27 TR + 12","27 TR + 12","27 TR + 12"]
[null,-5,"-","-","-","-","-","-","-","11 TR + 3","11 TR + 6","11 TR + 6","11 TR + 6","16 TR + 6","16 TR + 6","16 TR + 9","22 TR + 6","22 TR + 9","22 TR + 9","27 TR + 9","27 TR + 9","27 TR + 9","27 TR + 12","27 TR + 12","-"]
[null,-6,"-","-","-","-","-","-","-","11 TR + 3","11 TR + 6","11 TR + 6","11 TR + 6","16 TR + 6","16 TR + 6","16 TR + 9","22 TR + 9","22 TR + 9","27 TR + 6","27 TR + 9","27 TR + 9","27 TR + 12","27 TR + 12","27 TR + 12","-"]
[null,-7,"-","-","-","-","-","-","-","11 TR + 3","11 TR + 6","11 TR + 6","16 TR + 6","16 TR + 6","16 TR + 9","22 TR + 6","22 TR + 9","27 TR + 6","27 TR + 9","27 TR + 9","27 TR + 12","27 TR + 12","27 TR + 12","-","-"]
[null,-8,"-","-","-","-","-","-","11 TR + 3","11 TR + 3","11 TR + 6","11 TR + 6","16 TR + 6","16 TR + 6","16 TR + 9","22 TR + 6","27 TR + 6","27 TR + 6","27 TR + 9","27 TR + 9","27 TR + 12","27 TR + 12","-","-","-"]
[null,-9,"-","-","-","-","-","-","11 TR + 3","11 TR + 3","11 TR + 6","16 TR + 6","16 TR + 6","16 TR + 6","16 TR + 9","22 TR + 6","27 TR + 6","27 TR + 9","27 TR + 9","27 TR + 9","27 TR + 12","-","-","-","-"]
[null,-10,"-","-","-","-","-","-","11 TR + 3","11 TR + 3","11 TR + 6","16 TR + 6","16 TR + 6","16 TR + 6","22 TR + 6","22 TR + 9","27 TR + 6","27 TR + 9","27 TR + 9","27 TR + 12","-","-","-","-","-"]
[null,-11,"-","-","-","-","-","11 TR + 3","11 TR + 3","11 TR + 3","11 TR + 6","16 TR + 6","16 TR + 6","16 TR + 6","22 TR + 6","22 TR + 9","27 TR + 9","27 TR + 9","27 TR + 9","-","-","-","-","-","-"]
[null,-12,"-","-","-","-","-","11 TR + 3","11 TR + 3","11 TR + 3","16 TR + 6","16 TR + 6","16 TR + 6","22 TR + 6","22 TR + 9","22 TR + 9","27 TR + 9","27 TR + 9","-","-","-","-","-","-","-"]
[null,-13,"-","-","-","-","-","11 TR + 3","11 TR + 6","11 TR + 3","16 TR + 6","16 TR + 6","16 TR + 6","22 TR + 6","22 TR + 9","22 TR + 9","27 TR + 9","27 TR + 9","-","-","-","-","-","-","-"]
[null,-14,"-","-","-","-","-","11 TR + 3","11 TR + 6","11 TR + 3","16 TR + 6","16 TR + 6","16 TR + 6","22 TR + 6","22 TR + 9","27 TR + 9","27 TR + 9","-","-","-","-","-","-","-","-"]
[null,-15,"-","-","-","-","11 TR + 3","11 TR + 3","11 TR + 6","16 TR + 6","16 TR + 6","16 TR + 6","16 TR + 9","22 TR + 6","27 TR + 9","27 TR + 9","27 TR + 9","-","-","-","-","-","-","-","-"]
[null,-16,"-","-","-","-","11 TR + 3","11 TR + 3","11 TR + 6","16 TR + 6","16 TR + 6","16 TR + 6","16 TR + 9","27 TR + 6","27 TR + 9","27 TR + 9","-","-","-","-","-","-","-","-","-"]
[null,-17,"-","-","-","-","11 TR + 3","11 TR + 6","11 TR + 6","16 TR + 6","16 TR + 6","16 TR + 9","16 TR + 9","27 TR + 9","27 TR + 9","-","-","-","-","-","-","-","-","-","-"]
[null,-18,"-","-","-","-","11 TR + 3","11 TR + 6","16 TR + 6","16 TR + 6","16 TR + 6","16 TR + 9","22 TR + 9","27 TR + 9","-","-","-","-","-","-","-","-","-","-","-"]
[null,-19,"-","-","-","-","11 TR + 3","11 TR + 6","16 TR + 6","16 TR + 6","16 TR + 6","16 TR + 9","22 TR + 9","-","-","-","-","-","-","-","-","-","-","-","-"]
[null,-20,"-","-","-","-","11 TR + 3","11 TR + 6","16 TR + 6","16 TR + 6","16 TR + 6","22 TR + 6","27 TR + 9","-","-","-","-","-","-","-","-","-","-","-","-"]
[null,"MONO HPI"]
[null,"Déperditions en [kW] à Tbase",3,4,5,6,7,8,9,10,11,12,13,14,15,16,17,18,19,20]
[null,0,"4MR+2","4MR+2","4MR+4","6 MR + 4","8 MR + 2","8 MR + 4","8 MR + 4","11  MR + 4","11 MR + 4","11 MR + 6","11 MR + 6","16 MR + 6","16 MR + 6","16 MR + 7","16 MR + 9","16 MR + 10","16 MR + 11","16 MR + 13"]
[null,-1,"4MR+2","4MR+2","4MR+4","6 MR + 4","8 MR + 2","8 MR + 4","8 MR + 4","11  MR + 4","11 MR + 4","11 MR + 6","11 MR + 6","16 MR + 6","16 MR + 6","16 MR + 7","16 MR + 9","16 MR + 10","16 MR + 11","16 MR + 13"]
[null,-2,"4MR+2","4MR+2","4MR+4","6 MR + 4","8 MR + 2","8 MR + 4","8 MR + 4","11  MR + 4","11 MR + 4","11 MR + 6","11 MR + 6","16 MR + 6","16 MR + 6","16 MR + 8","16 MR + 9","16 MR + 10","16 MR + 11","16 MR + 13"]
[null,-3,"4MR+2","4MR+2","4MR+4","6 MR + 4","8 MR + 2","8 MR + 4","8 MR + 4","11  MR + 4","11 MR + 4","11 MR + 6","11 MR + 6","16 MR + 6","16 MR + 6","16 MR + 8","16 MR + 9","16 MR + 10","16 MR + 11","16 MR + 13"]
[null,-4,"4MR+2","4MR+2","4MR+4","6 MR + 4","8 MR + 2","8 MR + 4","8 MR + 4","11  MR + 4","11 MR + 4","11 MR + 6","11 MR + 6","16 MR + 6","16 MR + 6","16 MR + 8","16 MR + 9","16 MR + 10","16 MR + 11","16 MR + 13"]
[null,-5,"4MR+2","4MR+2","4MR+4","6 MR + 4","8 MR + 2","8 MR + 4","8 MR + 4","11  MR + 4","11 MR + 4","11 MR + 6","11 MR + 6","16 MR + 6","16 MR + 6","16 MR + 8","16 MR + 9","16 MR + 10","16 MR + 12","16 MR + 13"]
[null,-6,"4MR+2","4MR+2","6 MR + 2","6 MR + 4","8 MR + 2","8 MR + 4","8 MR + 4","11  MR + 4","11 MR + 4","11 MR + 6","11 MR + 6","16 MR + 6","16 MR + 6","16 MR + 8","16 MR + 9","16 MR + 11","16 MR + 12","16 MR + 13"]
[null,-7,"4MR+2","4MR+2","6 MR + 4","8 MR + 2","8 MR + 2","8 MR + 4","8 MR + 4","11  MR + 4","11 MR + 6","11 MR + 6","16 MR + 6","16 MR + 6","16 MR + 7","16 MR + 9","16 MR + 10","16 MR + 11","16 MR + 12","16 MR + 14"]
[null,-8,"4MR+2","4MR+2","6 MR + 4","8 MR + 2","8 MR + 2","8 MR + 4","8 MR + 4","11  MR + 4","11 MR + 6","11 MR + 6","16 MR + 6","16 MR + 6","16 MR + 7","16 MR + 9","16 MR + 10","16 MR + 11","16 MR + 12","16 MR + 14"]
[null,-9,"4MR+2","4MR+2","6 MR + 4","8 MR + 2","8 MR + 2","8 MR + 4","8 MR + 4","11  MR + 4","11 MR + 6","16 MR + 4","16 MR + 6","16 MR + 6","16 MR + 8","16 MR + 9","16 MR + 10","16 MR + 11","16 MR + 13","16 MR + 14"]
[null,-10,"4MR+2","4MR+2","8 MR ","8 MR + 2","8 MR + 2","8 MR + 4","8 MR + 4","11  MR + 4","11 MR + 6","16 MR + 4","16 MR + 6","16 MR + 7","16 MR + 8","16 MR + 9","16 MR + 10","16 MR + 12","16 MR + 13","16 MR + 14"]
[null,-11,"4MR+2","4MR+2","8 MR ","8 MR + 2","8 MR + 2","8 MR + 4","11  MR + 4","11 MR + 6","11 MR + 6","16 MR + 6","16 MR + 6","16 MR + 8","16 MR + 9","16 MR + 10","16 MR + 11","16 MR + 12","16 MR + 13","16 MR + 15"]
[null,-12,"4MR+2","6MR+2","8 MR ","8 MR + 2","8 MR + 2","8 MR + 4","11  MR + 4","11 MR + 6","16 MR + 4","16 MR + 6","16 MR + 6","16 MR + 8","16 MR + 9","16 MR + 10","16 MR + 11","16 MR + 12","16 MR + 14","16 MR + 15"]
[null,-13,"4MR+2","6MR+2","8 MR+2 ","8 MR + 2","8 MR + 4","8 MR + 4","11  MR + 4","11 MR + 6","16 MR + 6","16 MR + 6","16 MR + 7","16 MR + 8","16 MR + 9","16 MR + 10","16 MR + 11","16 MR + 13","16 MR + 14","16 MR + 15"]
[null,-14,"4MR+2","6MR+2","8 MR+2 ","8 MR + 2","8 MR + 4","8 MR + 4","11  MR + 4","11 MR + 6","16 MR + 6","16 MR + 6","16 MR + 7","16 MR + 8","16 MR + 9","16 MR + 11","16 MR + 12","16 MR + 13","16 MR + 15","16 MR + 16"]
[null,-15,"4MR+2","6MR+4","8 MR+2 ","8 MR + 2","8 MR + 4","8 MR + 4","11  MR + 4","11 MR + 6","16 MR + 6","16 MR + 6","16 MR + 7","16 MR + 8","16 MR + 10","16 MR + 11","16 MR + 12","16 MR + 13","16 MR + 15","16 MR + 16"]
[null,-16,"4MR+4","6MR+6","8 MR+2 ","8 MR + 2","8 MR + 4","11  MR + 4","11  MR + 4","16 MR + 6","16 MR + 6","16 MR + 6","16 MR + 8","16 MR + 9","16 MR + 10","16 MR + 11","16 MR + 12","16 MR + 14","16 MR + 15","16 MR + 16"]
[null,-17,"4MR+4","6MR+6","8 MR+2 ","8 MR + 2","8 MR + 4","11  MR + 4","11  MR + 4","16 MR + 6","16 MR + 6","16 MR + 7","16 MR + 8","16 MR + 9","16 MR + 10","16 MR + 12","16 MR + 13","16 MR + 14","16 MR + 16","16 MR + 17"]
[null,-18,"4MR+4","6MR+6","8 MR+2 ","8 MR + 2","8 MR + 4","11  MR + 4","16 MR + 4","16 MR + 6","16 MR + 6","16 MR + 7","16 MR + 8","16 MR + 9","16 MR + 11","16 MR + 12","16 MR + 13","16 MR + 14","16 MR + 16","16 MR + 17"]
[null,-19,"4MR+4","6MR+6","8 MR+2 ","8 MR + 2","8 MR + 4","11  MR + 4","16 MR + 4","16 MR + 6","16 MR + 6","16 MR + 8","16 MR + 9","16 MR + 10","16 MR + 11","16 MR + 12","16 MR + 13","16 MR + 14","16 MR + 16","16 MR + 17"]
[null,-20,"4MR+4","6MR+6","8 MR+2 ","8 MR + 2","8 MR + 4","11  MR + 4","16 MR + 4","16 MR + 6","16 MR + 6","16 MR + 8","16 MR + 9","16 MR + 10","16 MR + 11","16 MR + 13","16 MR + 14","16 MR + 15","16 MR + 17","16 MR +18"]
[]
[]
[]
[null,"AWHP MONOPHASE"]
[]
[null,"Déperditions en [kW] à Tbase",3,4,5,6,7,8,9,10,11,12,13,14,15,16,17,18,19,20]
[null,0,"4MR+2","4MR+2","4MR+4","6 MR + 4","8 MR + 2","8 MR + 4","8 MR + 4","11  MR + 4","11 MR + 4","11 MR + 6","11 MR + 6","16 MR + 6","16 MR + 6","16 MR + 7","16 MR + 9","16 MR + 10","16 MR + 11","16 MR + 13"]
[null,-1,"4MR+2","4MR+2","4MR+4","6 MR + 4","8 MR + 2","8 MR + 4","8 MR + 4","11  MR + 4","11 MR + 4","11 MR + 6","11 MR + 6","16 MR + 6","16 MR + 6","16 MR + 7","16 MR + 9","16 MR + 10","16 MR + 11","16 MR + 13"]
[null,-2,"4MR+2","4MR+2","4MR+4","6 MR + 4","8 MR + 2","8 MR + 4","8 MR + 4","11  MR + 4","11 MR + 4","11 MR + 6","11 MR + 6","16 MR + 6","16 MR + 6","16 MR + 8","16 MR + 9","16 MR + 10","16 MR + 11","16 MR + 13"]
[null,-3,"4MR+2","4MR+2","4MR+4","6 MR + 4","8 MR + 2","8 MR + 4","8 MR + 4","11  MR + 4","11 MR + 4","11 MR + 6","11 MR + 6","16 MR + 6","16 MR + 6","16 MR + 8","16 MR + 9","16 MR + 10","16 MR + 11","16 MR + 13"]
[null,-4,"4MR+2","4MR+2","4MR+4","6 MR + 4","8 MR + 2","8 MR + 4","8 MR + 4","11  MR + 4","11 MR + 4","11 MR + 6","11 MR + 6","16 MR + 6","16 MR + 6","16 MR + 8","16 MR + 9","16 MR + 10","16 MR + 11","16 MR + 13"]
[null,-5,"4MR+2","4MR+2","4MR+4","6 MR + 4","8 MR + 2","8 MR + 4","8 MR + 4","11  MR + 4","11 MR + 4","11 MR + 6","11 MR + 6","16 MR + 6","16 MR + 6","16 MR + 8","16 MR + 9","16 MR + 10","16 MR + 12","16 MR + 13"]
[null,-6,"4MR+2","4MR+2","6 MR + 2","6 MR + 4","8 MR + 2","8 MR + 4","8 MR + 4","11  MR + 4","11 MR + 4","11 MR + 6","11 MR + 6","16 MR + 6","16 MR + 6","16 MR + 8","16 MR + 9","16 MR + 11","16 MR + 12","16 MR + 13"]
[null,-7,"4MR+2","4MR+2","6 MR + 4","8 MR + 2","8 MR + 2","8 MR + 4","8 MR + 4","11  MR + 4","11 MR + 6","11 MR + 6","16 MR + 6","16 MR + 6","16 MR + 7","16 MR + 9","16 MR + 10","16 MR + 11","16 MR + 12","16 MR + 14"]
[null,-8,"4MR+2","4MR+2","6 MR + 4","8 MR + 2","8 MR + 2","8 MR + 4","8 MR + 4","11  MR + 4","11 MR + 6","11 MR + 6","16 MR + 6","16 MR + 6","16 MR + 7","16 MR + 9","16 MR + 10","16 MR + 11","16 MR + 12","16 MR + 14"]
[null,-9,"4MR+2","4MR+2","6 MR + 4","8 MR + 2","8 MR + 2","8 MR + 4","8 MR + 4","11  MR + 4","11 MR + 6","16 MR + 4","16 MR + 6","16 MR + 6","16 MR + 8","16 MR + 9","16 MR + 10","16 MR + 11","16 MR + 13","16 MR + 14"]
[null,-10,"4MR+2","4MR+2","8 MR ","8 MR + 2","8 MR + 2","8 MR + 4","8 MR + 4","11  MR + 4","11 MR + 6","16 MR + 4","16 MR + 6","16 MR + 7","16 MR + 8","16 MR + 9","16 MR + 10","16 MR + 12","16 MR + 13","16 MR + 14"]
[null,-11,"4MR+2","4MR+2","8 MR ","8 MR + 2","8 MR + 2","8 MR + 4","11  MR + 4","11 MR + 6","11 MR + 6","16 MR + 6","16 MR + 6","16 MR + 8","16 MR + 9","16 MR + 10","16 MR + 11","16 MR + 12","16 MR + 13","16 MR + 15"]
[null,-12,"4MR+2","6MR+2","8 MR ","8 MR + 2","8 MR + 2","8 MR + 4","11  MR + 4","11 MR + 6","16 MR + 4","16 MR + 6","16 MR + 6","16 MR + 8","16 MR + 9","16 MR + 10","16 MR + 11","16 MR + 12","16 MR + 14","16 MR + 15"]
[null,-13,"4MR+2","6MR+2","8 MR+2 ","8 MR + 2","8 MR + 4","8 MR + 4","11  MR + 4","11 MR + 6","16 MR + 6","16 MR + 6","16 MR + 7","16 MR + 8","16 MR + 9","16 MR + 10","16 MR + 11","16 MR + 13","16 MR + 14","16 MR + 15"]
[null,-14,"4MR+2","6MR+2","8 MR+2 ","8 MR + 2","8 MR + 4","8 MR + 4","11  MR + 4","11 MR + 6","16 MR + 6","16 MR + 6","16 MR + 7","16 MR + 8","16 MR + 9","16 MR + 11","16 MR + 12","16 MR + 13","16 MR + 15","16 MR + 16"]
[null,-15,"4MR+2","6MR+4","8 MR+2 ","8 MR + 2","8 MR + 4","8 MR + 4","11  MR + 4","11 MR + 6","16 MR + 6","16 MR + 6","16 MR + 7","16 MR + 8","16 MR + 10","16 MR + 11","16 MR + 12","16 MR + 13","16 MR + 15","16 MR + 16"]
[null,-16,"4MR+4","6MR+6","8 MR+2 ","8 MR + 2","8 MR + 4","11  MR + 4","11  MR + 4","16 MR + 6","16 MR + 6","16 MR + 6","16 MR + 8","16 MR + 9","16 MR + 10","16 MR + 11","16 MR + 12","16 MR + 14","16 MR + 15","16 MR + 16"]
[null,-17,"4MR+4","6MR+6","8 MR+2 ","8 MR + 2","8 MR + 4","11  MR + 4","11  MR + 4","16 MR + 6","16 MR + 6","16 MR + 7","16 MR + 8","16 MR + 9","16 MR + 10","16 MR + 12","16 MR + 13","16 MR + 14","16 MR + 16","16 MR + 17"]
[null,-18,"4MR+4","6MR+6","8 MR+2 ","8 MR + 2","8 MR + 4","11  MR + 4","16 MR + 4","16 MR + 6","16 MR + 6","16 MR + 7","16 MR + 8","16 MR + 9","16 MR + 11","16 MR + 12","16 MR + 13","16 MR + 14","16 MR + 16","16 MR + 17"]
[null,-19,"4MR+4","6MR+6","8 MR+2 ","8 MR + 2","8 MR + 4","11  MR + 4","16 MR + 4","16 MR + 6","16 MR + 6","16 MR + 8","16 MR + 9","16 MR + 10","16 MR + 11","16 MR + 12","16 MR + 13","16 MR + 14","16 MR + 16","16 MR + 17"]
[null,-20,"4MR+4","6MR+6","8 MR+2 ","8 MR + 2","8 MR + 4","11  MR + 4","16 MR + 4","16 MR + 6","16 MR + 6","16 MR + 8","16 MR + 9","16 MR + 10","16 MR + 11","16 MR + 13","16 MR + 14","16 MR + 15","16 MR + 17","16 MR +18"]
[]
[]
[]
[]
[]
[null,"AWHP TRIPHASE"]
[]
[null,"Déperditions en [kW] à Tbase",3,4,5,6,7,8,9,10,11,12,13,14,15,16,17,18,19,20]
[null,0,"-","-","-","-","-","-","-","11 TR + 3","11 TR + 6","11 TR + 6","11 TR + 6","16 TR + 6","16 TR + 6","16 TR + 9","-","-","-","-"]
[null,-1,"-","-","-","-","-","-","-","11 TR + 3","11 TR + 6","11 TR + 6","11 TR + 6","16 TR + 6","16 TR + 6","16 TR + 9","-","-","-","-"]
[null,-2,"-","-","-","-","-","-","-","11 TR + 3","11 TR + 6","11 TR + 6","11 TR + 6","16 TR + 6","16 TR + 6","16 TR + 9","-","-","-","-"]
[null,-3,"-","-","-","-","-","-","-","11 TR + 3","11 TR + 6","11 TR + 6","11 TR + 6","16 TR + 6","16 TR + 6","16 TR + 9","-","-","-","-"]
[null,-4,"-","-","-","-","-","-","-","11 TR + 3","11 TR + 6","11 TR + 6","11 TR + 6","16 TR + 6","16 TR + 6","16 TR + 9","-","-","-","-"]
[null,-5,"-","-","-","-","-","-","-","11 TR + 3","11 TR + 6","11 TR + 6","11 TR + 6","16 TR + 6","16 TR + 6","16 TR + 9","-","-","-","-"]
[null,-6,"-","-","-","-","-","-","-","11 TR + 3","11 TR + 6","11 TR + 6","11 TR + 6","16 TR + 6","16 TR + 6","16 TR + 9","-","-","-","-"]
[null,-7,"-","-","-","-","-","-","-","11 TR + 3","11 TR + 6","11 TR + 6","16 TR + 6","16 TR + 6","16 TR + 9","-","-","-","-","-"]
[null,-8,"-","-","-","-","-","-","11 TR + 3","11 TR + 6","11 TR + 6","11 TR + 6","16 TR + 6","16 TR + 6","16 TR + 9","-","-","-","-","-"]
[null,-9,"-","-","-","-","-","-","11 TR + 3","11 TR + 6","11 TR + 6","16 TR + 6","16 TR + 6","16 TR + 6","16 TR + 9","-","-","-","-","-"]
[null,-10,"-","-","-","-","-","-","11 TR + 3","11 TR + 6","11 TR + 6","16 TR + 6","16 TR + 6","16 TR + 6","-","-","-","-","-","-"]
[null,-11,"-","-","-","-","-","11 TR + 3","11 TR + 3","11 TR + 6","11 TR + 6","16 TR + 6","16 TR + 6","16 TR + 6","-","-","-","-","-","-"]
[null,-12,"-","-","-","-","-","11 TR + 3","11 TR + 3","11 TR + 6","16 TR + 6","16 TR + 6","16 TR + 6","-","-","-","-","-","-","-"]
[null,-13,"-","-","-","-","-","11 TR + 3","11 TR + 6","11 TR + 6","16 TR + 6","16 TR + 6","16 TR + 6","-","-","-","-","-","-","-"]
[null,-14,"-","-","-","-","-","11 TR + 3","11 TR + 6","11 TR + 6","16 TR + 6","16 TR + 6","16 TR + 6","-","-","-","-","-","-","-"]
[null,-15,"-","-","-","-","11 TR + 3","11 TR + 3","11 TR + 6","16 TR + 6","16 TR + 6","16 TR + 6","16 TR + 9","-","-","-","-","-","-","-"]
[null,-16,"-","-","-","-","11 TR + 3","11 TR + 3","11 TR + 6","16 TR + 6","16 TR + 6","16 TR + 6","16 TR + 9","-","-","-","-","-","-","-"]
[null,-17,"-","-","-","-","11 TR + 3","11 TR + 6","11 TR + 6","16 TR + 6","16 TR + 6","16 TR + 9","16 TR + 9","-","-","-","-","-","-","-"]
[null,-18,"-","-","-","-","11 TR + 3","11 TR + 6","16 TR + 6","16 TR + 6","16 TR + 6","16 TR + 9","-","-","-","-","-","-","-","-"]
[null,-19,"-","-","-","-","11 TR + 3","11 TR + 6","16 TR + 6","16 TR + 6","16 TR + 6","16 TR + 9","-","-","-","-","-","-","-","-"]
[null,-20,"-","-","-","-","11 TR + 3","11 TR + 6","16 TR + 6","16 TR + 6","16 TR + 6","-","-","-","-","-","-","-","-","-"]
[]
[]
[]
[]
[null,"Préco AWHP Mono",{"$f":"HLOOKUP(D117,C593:T614,E114,TRUE)","v":"11  MR + 4"},null,{"$f":"HLOOKUP(D117,C120:T141,E114,TRUE)","v":"11  MR + 4"}]
["AWHP","Préco AWHP Tri",{"$f":"HLOOKUP(D117,C622:T643,E114,TRUE)","v":"11 TR + 6"},null,{"$f":"HLOOKUP(D117,C143:T164,E114,TRUE)","v":"11 TR + 6"}]
["ROE-II","Préco ROE-II",1,{"$f":"IF(ISNA(A664)=FALSE,A664,IF(ISNA(A664)=TRUE,IF(Données!F56<calculs!C167,calculs!C168,R188)))","v":"10 MR + 6"}]
["ROE H","Préco ROE H",2,{"$f":"IF(ISNA(A665)=FALSE,A665,IF(ISNA(A665)=TRUE,IF(Données!F56<calculs!C236,calculs!C237,R257)))","v":"13 MH + 3"}]
["ROE+","Préco ROE+",3,{"$f":"IF(ISNA(A666)=FALSE,A666,IF(ISNA(A666)=TRUE,IF(Données!F56<calculs!C190,calculs!C191,R280)))","v":"11 MR + 6"}]
["ROE+ TH","Préco ROE+TH",4,{"$f":"IF(ISNA(A667)=FALSE,A667,IF(ISNA(A667)=TRUE,IF(Données!F56<C213,C214,S234)))","v":"18 TH + 6"}]
["ROI+","Préco ROI+",5,{"$f":"IF(ISNA(A668)=FALSE,A668,IF(ISNA(A668)=TRUE,IF(Données!F56<C259,C260,R280)))","v":"11 MR + 6"}]
["SOLO","Préco SOLO",6,{"$f":"IF(ISNA(A669)=FALSE,A669,IF(ISNA(A669)=TRUE,IF(Données!F56<C283,C284,S284)))","v":"12MR/TR ou 9 MR/TR +3"}]
["NAPO","Préco NAPO",7,{"$f":"IF(ISNA(A670)=FALSE,A670,IF(ISNA(A670)=TRUE,IF(Données!F56<C285,C286,S286)))","v":"9 MR/TR ou 5 MR/TR +6"}]
["AWHP mono - tri",null,8,{"$f":"\"\"&C648&\" ou \"&C649","v":"11  MR + 4 ou 11 TR + 6"}]
["AWHP V220",{"$f":"HLOOKUP(D117,C593:T614,E114,TRUE)","v":"11  MR + 4"},9,{"$f":"\"\"&B658&\" ou \"&B659","v":"11  MR + 4 ou 11 TR + 6"}]
["tri",{"$f":"HLOOKUP(D117,C622:T643,E114,TRUE)","v":"11 TR + 6"},10,{"$f":"\"\"&B660&\" ou \"&B661","v":"11  MR + 4 ou 11 TR + 6"}]
["HPI",{"$f":"HLOOKUP(D117,C566:T587,E114,TRUE)","v":"11  MR + 4"},11,{"$f":"\"\"&E648&\" ou \"&E649","v":"11  MR + 4 ou 11 TR + 6"}]
["tri",{"$f":"HLOOKUP(D117,C543:Y564,E114,TRUE)","v":"11 TR + 6"}]
[null,"Préco",{"$f":"IF(AND(C649<>\"-\",J102=0),D657,C663)","v":"12MR/TR ou 9 MR/TR +3"}]
[null,"Préco (lié AWHP)",{"$f":"VLOOKUP(J102,C650:D660,2,FALSE)","v":"12MR/TR ou 9 MR/TR +3"}]
[{"$f":"HLOOKUP(D117,C167:R188,E114,FALSE)","v":"10 MR + 6"}]
[{"$f":"HLOOKUP(D117,C236:R257,E114,FALSE)","v":"13 MH + 3"}]
[{"$f":"HLOOKUP(D117,C190:R211,E114,FALSE)","v":"11 MR + 6"}]
[{"$f":"HLOOKUP(D117,C213:S234,E114,FALSE)","v":"18 TH + 6"}]
[{"$f":"HLOOKUP(D117,C259:R280,E114,FALSE)","v":"11 MR + 6"}]
[{"$f":"HLOOKUP(D117,C283:R284,2,FALSE)","v":"12MR/TR ou 9 MR/TR +3"}]
[{"$f":"HLOOKUP(D117,C285:R286,2,FALSE)","v":"9 MR/TR ou 5 MR/TR +6"}]